Línea 230.0 kV | LineString | 230.0 kV |  |  |  | CFE |  |  |  |  | OpenStreetMap | {"type":"Feature","properties":{},"geometry":{"type":"LineString","coordinates":[[-89.56682,20.40862],[-89.56418,20.41171],[-89.56169,20.41466],[-89.55947,20.41731],[-89.55746,20.41971],[-89.55542,20.4221],[-89.55335,20.42446],[-89.5514,20.4268],[-89.54965,20.42899],[-89.54789,20.43102],[-89.54809,20.43403],[-89.54835,20.43735],[-89.54856,20.4405],[-89.54623,20.44325],[-89.54377,20.44622],[-89.54124,20.4492],[-89.53875,20.45218],[-89.53614,20.45532],[-89.53382,20.45804],[-89.53138,20.46096],[-89.52906,20.46372],[-89.52674,20.46648],[-89.52442,20.46925],[-89.52233,20.47171],[-89.52035,20.47406],[-89.5183,20.47652],[-89.51809,20.47958],[-89.51789,20.48256],[-89.5177,20.48543],[-89.51745,20.48912],[-89.51723,20.49246],[-89.51707,20.49491],[-89.51682,20.49851],[-89.51656,20.5022],[-89.5163,20.50589],[-89.51602,20.50977],[-89.51576,20.51364],[-89.5155,20.51715],[-89.51527,20.52032],[-89.51507,20.52319],[-89.51485,20.52625],[-89.5147,20.52848],[-89.51472,20.53163],[-89.51473,20.5353],[-89.51477,20.5388],[-89.51479,20.54205],[-89.51481,20.5454],[-89.51484,20.54847],[-89.51487,20.5519],[-89.51487,20.55551],[-89.51491,20.55939],[-89.51494,20.56274],[-89.51497,20.56627],[-89.51499,20.57015],[-89.51502,20.57394],[-89.51504,20.57764],[-89.51507,20.58125],[-89.51509,20.58469],[-89.51512,20.58786],[-89.51515,20.59109],[-89.51517,20.5949],[-89.5152,20.59886],[-89.51522,20.60257],[-89.51525,20.6061],[-89.51528,20.60971],[-89.51531,20.61277],[-89.51497,20.61593],[-89.51456,20.61969],[-89.51416,20.6233],[-89.51377,20.62687],[-89.51341,20.63029],[-89.51302,20.63381],[-89.51262,20.63747],[-89.51226,20.64089],[-89.51184,20.64458],[-89.51149,20.6478],[-89.51112,20.65123],[-89.51073,20.65491],[-89.51035,20.65832],[-89.50999,20.66165],[-89.50958,20.66533],[-89.50917,20.66911],[-89.50875,20.67297],[-89.50836,20.67674],[-89.50792,20.68077],[-89.50866,20.68469],[-89.50932,20.68816],[-89.50995,20.69154],[-89.51066,20.69527],[-89.51129,20.69856],[-89.51195,20.70204],[-89.51259,20.7055],[-89.51319,20.70861],[-89.51376,20.71155],[-89.5127,20.71425],[-89.51148,20.71729],[-89.51021,20.72051],[-89.50902,20.72355],[-89.50785,20.72652],[-89.50679,20.72924],[-89.50547,20.73255],[-89.50422,20.73575],[-89.50287,20.73914],[-89.50167,20.74218],[-89.50034,20.74557],[-89.49898,20.74904],[-89.49761,20.75252],[-89.49633,20.75574],[-89.4949,20.75937],[-89.4936,20.76269],[-89.49234,20.7659],[-89.49107,20.76911],[-89.4899,20.77208],[-89.4886,20.77539],[-89.48717,20.77903],[-89.48587,20.78234],[-89.48455,20.78572],[-89.4833,20.78886],[-89.48217,20.79177],[-89.48086,20.7951],[-89.47954,20.79842],[-89.47827,20.80172],[-89.47697,20.80504],[-89.47572,20.80817],[-89.47463,20.81096],[-89.47359,20.81359],[-89.47245,20.81648],[-89.47368,20.81955],[-89.47486,20.82247],[-89.47608,20.82554],[-89.47754,20.82914],[-89.47886,20.83243],[-89.48029,20.83599],[-89.48153,20.8391],[-89.48281,20.84231],[-89.48391,20.84502],[-89.485,20.84772],[-89.48617,20.8507],[-89.48837,20.85331],[-89.49057,20.85593],[-89.49278,20.85855],[-89.49499,20.86116],[-89.4972,20.86378],[-89.49969,20.86673],[-89.50199,20.86945],[-89.50424,20.87212],[-89.50641,20.87468],[-89.50838,20.87701],[-89.51059,20.87962],[-89.51287,20.88231],[-89.51518,20.88506],[-89.51765,20.88797],[-89.51991,20.89066],[-89.52204,20.89317],[-89.52406,20.89541],[-89.52649,20.8981],[-89.52915,20.90107],[-89.53155,20.90377]]}}
Línea 230.0 kV | LineString | 230.0 kV | 1 |  |  | CFE |  |  |  |  | OpenStreetMap | {"type":"Feature","properties":{},"geometry":{"type":"LineString","coordinates":[[-96.89528,19.55821],[-96.8963,19.55762]]}}
Línea 230.0 kV | LineString | 230.0 kV | 2 |  |  | CFE |  |  |  |  | OpenStreetMap | {"type":"Feature","properties":{},"geometry":{"type":"LineString","coordinates":[[-97.81991,19.2884],[-97.82234,19.28552],[-97.82479,19.2826],[-97.82666,19.28039],[-97.82636,19.27732],[-97.82613,19.27423],[-97.82602,19.27359],[-97.82562,19.27276],[-97.82483,19.27185],[-97.82353,19.27056],[-97.8218,19.26885],[-97.82021,19.26728],[-97.81831,19.2654],[-97.81773,19.26499],[-97.81738,19.26456],[-97.81443,19.26314],[-97.81206,19.26198],[-97.80914,19.26057],[-97.80656,19.25931],[-97.80359,19.25782],[-97.80052,19.2563],[-97.7978,19.25502],[-97.7947,19.25348],[-97.79193,19.25215],[-97.79117,19.25173],[-97.79074,19.25144],[-97.79033,19.25104],[-97.78991,19.25054],[-97.78956,19.24994],[-97.7893,19.24933],[-97.78925,19.2487],[-97.78921,19.24638],[-97.78936,19.24442],[-97.78933,19.24362],[-97.78913,19.24288],[-97.78805,19.24116],[-97.78676,19.23938],[-97.78479,19.23702],[-97.78303,19.23492],[-97.78148,19.23309],[-97.77965,19.2308],[-97.77826,19.22912]]}}
Línea 230.0 kV | LineString | 230.0 kV |  |  |  | CFE |  |  |  |  | OpenStreetMap | {"type":"Feature","properties":{},"geometry":{"type":"LineString","coordinates":[[-103.49972,25.50163],[-103.49858,25.50181],[-103.49891,25.50431],[-103.49667,25.50534],[-103.49171,25.50763],[-103.48914,25.50879],[-103.48597,25.51026],[-103.48154,25.51229],[-103.47898,25.51346],[-103.47513,25.51638]]}}
Línea 230.0 kV | LineString | 230.0 kV |  |  |  | CFE |  |  |  |  | OpenStreetMap | {"type":"Feature","properties":{},"geometry":{"type":"LineString","coordinates":[[-103.49983,25.50218],[-103.49972,25.50163]]}}
Línea 230.0 kV | LineString | 230.0 kV |  |  |  | CFE |  |  |  |  | OpenStreetMap | {"type":"Feature","properties":{},"geometry":{"type":"LineString","coordinates":[[-103.50055,25.50205],[-103.50042,25.50152]]}}
Línea 230.0 kV | LineString | 230.0 kV |  |  |  | CFE |  |  |  |  | OpenStreetMap | {"type":"Feature","properties":{},"geometry":{"type":"LineString","coordinates":[[-103.49972,25.50163],[-103.50042,25.50152]]}}
Línea 230.0 kV | LineString | 230.0 kV |  |  |  | Comisión Federal de Electricidad |  |  |  |  | OpenStreetMap | {"type":"Feature","properties":{},"geometry":{"type":"LineString","coordinates":[[-103.50042,25.50152],[-103.50152,25.50134],[-103.50203,25.50376],[-103.50574,25.50314],[-103.50926,25.50255],[-103.5126,25.502],[-103.51706,25.50126],[-103.52094,25.50063],[-103.52656,25.49974],[-103.5283,25.49944],[-103.533,25.49867],[-103.53748,25.49789],[-103.54286,25.49703],[-103.54489,25.49616],[-103.54896,25.49441],[-103.55209,25.49308],[-103.55512,25.49179],[-103.5584,25.49041],[-103.56103,25.4893],[-103.56487,25.48768],[-103.568,25.48858],[-103.56925,25.4894],[-103.56931,25.49129],[-103.56934,25.49203]]}}
Línea 230.0 kV | LineString | 230.0 kV | 1 |  |  | CFE |  |  |  |  | OpenStreetMap | {"type":"Feature","properties":{},"geometry":{"type":"LineString","coordinates":[[-103.47513,25.51638],[-103.47372,25.51695],[-103.4719,25.51774],[-103.46675,25.51872],[-103.45733,25.51824],[-103.44985,25.5179],[-103.44815,25.51781],[-103.44703,25.51776],[-103.44619,25.51694],[-103.44407,25.51515],[-103.44428,25.51448]]}}
Línea 230.0 kV | LineString | 230.0 kV | 1 |  |  | CFE |  |  |  |  | OpenStreetMap | {"type":"Feature","properties":{},"geometry":{"type":"LineString","coordinates":[[-103.47513,25.51638],[-103.47537,25.51652],[-103.47778,25.51797],[-103.48246,25.51942],[-103.48382,25.52165],[-103.48509,25.52371],[-103.48625,25.52559],[-103.48669,25.53044],[-103.4862,25.53482],[-103.485,25.54377],[-103.48384,25.54706],[-103.48289,25.5498],[-103.48221,25.55177],[-103.48185,25.55281],[-103.48144,25.55403],[-103.48097,25.55535],[-103.48053,25.55663],[-103.48008,25.55793],[-103.47948,25.55967],[-103.47893,25.56127],[-103.47836,25.56292],[-103.47786,25.56435],[-103.47722,25.56622],[-103.47615,25.56931],[-103.47506,25.57242],[-103.47449,25.57409],[-103.47397,25.5756],[-103.47296,25.57853],[-103.47173,25.58203],[-103.47038,25.58598],[-103.46914,25.58953],[-103.47079,25.59286],[-103.47245,25.59625],[-103.47266,25.59645]]}}
Línea 230.0 kV | LineString | 230.0 kV |  |  |  | CFE |  |  |  |  | OpenStreetMap | {"type":"Feature","properties":{},"geometry":{"type":"LineString","coordinates":[[-103.62452,25.48668],[-103.62466,25.48642],[-103.62743,25.48154],[-103.63056,25.47589],[-103.63252,25.47238],[-103.63435,25.46909],[-103.63659,25.46512],[-103.63936,25.46017],[-103.64028,25.45858],[-103.64381,25.45223],[-103.64595,25.44837],[-103.64803,25.44467],[-103.64947,25.4421],[-103.65176,25.43807],[-103.65091,25.43316],[-103.65028,25.42938],[-103.64966,25.42556],[-103.64899,25.42151],[-103.64774,25.41395],[-103.64705,25.40984],[-103.64638,25.4058],[-103.64573,25.40182],[-103.64506,25.39779],[-103.64438,25.39369],[-103.64371,25.3896],[-103.64304,25.3855],[-103.64237,25.38144],[-103.64157,25.37658],[-103.64094,25.37261],[-103.64047,25.3698],[-103.6392,25.36219],[-103.63858,25.35853],[-103.63759,25.35244],[-103.63728,25.35048],[-103.6368,25.34746],[-103.63638,25.3449],[-103.63499,25.33665],[-103.63467,25.33441],[-103.63399,25.33052],[-103.63313,25.32542],[-103.63243,25.32111],[-103.63133,25.31435],[-103.63055,25.30953],[-103.62799,25.30222],[-103.62691,25.29906],[-103.62605,25.29657],[-103.62467,25.29256],[-103.62377,25.28994],[-103.62245,25.28611],[-103.62145,25.28319],[-103.6205,25.28039],[-103.6218,25.27793],[-103.6245,25.27291],[-103.62751,25.26714],[-103.62914,25.26411],[-103.63061,25.26136],[-103.63228,25.25821],[-103.63383,25.2553],[-103.6367,25.24983],[-103.63931,25.24503],[-103.64117,25.24139],[-103.64375,25.23667],[-103.64574,25.23293],[-103.6478,25.22906],[-103.64985,25.22526],[-103.65207,25.22105],[-103.65382,25.21774],[-103.66085,25.21454],[-103.66439,25.21289],[-103.67229,25.20921],[-103.67768,25.2068],[-103.68185,25.205],[-103.68612,25.20324],[-103.69022,25.20155],[-103.69401,25.2],[-103.69743,25.19859],[-103.70091,25.19714],[-103.70433,25.1957],[-103.70799,25.19419],[-103.71081,25.19133],[-103.71343,25.18867],[-103.71638,25.18567],[-103.72005,25.18195],[-103.72332,25.17863],[-103.72538,25.17653],[-103.72721,25.17468],[-103.73195,25.16985],[-103.73571,25.16604],[-103.7387,25.16301],[-103.74101,25.16066],[-103.74331,25.15839],[-103.74514,25.1565],[-103.74886,25.15274],[-103.7523,25.14924],[-103.75481,25.14671],[-103.75776,25.14369],[-103.7606,25.14083],[-103.76315,25.13824],[-103.76582,25.13554],[-103.76959,25.1317],[-103.77298,25.12825],[-103.77597,25.12521],[-103.77623,25.12164],[-103.77655,25.11756],[-103.77683,25.11366],[-103.77709,25.1101],[-103.77737,25.1066],[-103.7776,25.1034],[-103.77787,25.09999],[-103.77817,25.09602],[-103.77847,25.0918],[-103.77877,25.08806],[-103.77908,25.0838],[-103.7794,25.07965],[-103.7797,25.07554],[-103.78002,25.07151],[-103.78033,25.06736],[-103.7806,25.06362],[-103.78089,25.05991],[-103.78116,25.05627],[-103.78146,25.05222],[-103.78176,25.04816],[-103.78204,25.04449],[-103.78233,25.04058],[-103.78265,25.03653],[-103.78295,25.03246],[-103.78328,25.02824],[-103.783,25.02408],[-103.78274,25.01995],[-103.78248,25.01575],[-103.78221,25.01163],[-103.7819,25.00665],[-103.78161,25.00235],[-103.78136,24.99839],[-103.78102,24.99315],[-103.78083,24.9898],[-103.78052,24.98571],[-103.7803,24.98222],[-103.78006,24.97849],[-103.77975,24.97444],[-103.77956,24.97074],[-103.77932,24.96709],[-103.77911,24.96359],[-103.77891,24.96082],[-103.77874,24.95769],[-103.77843,24.95276],[-103.77825,24.94978],[-103.77808,24.9471],[-103.77775,24.94233],[-103.77749,24.93828],[-103.77727,24.93475],[-103.77701,24.93079],[-103.77679,24.92688],[-103.77654,24.92318],[-103.77631,24.91934],[-103.77605,24.91542],[-103.7758,24.91158],[-103.77558,24.90792],[-103.77532,24.9037],[-103.77507,24.8999],[-103.77483,24.89609],[-103.77622,24.89295],[-103.77775,24.88952],[-103.77941,24.88578],[-103.78121,24.88174],[-103.78281,24.87815],[-103.78444,24.8745],[-103.786,24.87095],[-103.78759,24.86738],[-103.78946,24.86322],[-103.79114,24.85939],[-103.79214,24.85717],[-103.79336,24.8544],[-103.79474,24.85132],[-103.79595,24.84863],[-103.79771,24.84464],[-103.79885,24.84205],[-103.80086,24.83747],[-103.80218,24.83454],[-103.80459,24.82914],[-103.80641,24.82505],[-103.80826,24.82086],[-103.81047,24.8159],[-103.81313,24.80992],[-103.81415,24.80762],[-103.81637,24.80256],[-103.81859,24.7976],[-103.82036,24.79364],[-103.82206,24.78978],[-103.82401,24.78538],[-103.8255,24.78202],[-103.82698,24.77868],[-103.82884,24.77446],[-103.83056,24.77059],[-103.83206,24.7672],[-103.83355,24.76385],[-103.83492,24.76077],[-103.83643,24.75736],[-103.8382,24.75336],[-103.83973,24.74993],[-103.84128,24.74638],[-103.8431,24.74232],[-103.84469,24.73871],[-103.84638,24.73497],[-103.84811,24.73103],[-103.84993,24.72704],[-103.85157,24.7233],[-103.85324,24.71953],[-103.85495,24.71566],[-103.85659,24.71197],[-103.8583,24.70812],[-103.85987,24.70458],[-103.86115,24.70167],[-103.86296,24.69854],[-103.86511,24.69477],[-103.86719,24.69113],[-103.86929,24.68746],[-103.8712,24.68416],[-103.87295,24.68107],[-103.8751,24.67734],[-103.87707,24.67388],[-103.8792,24.67018],[-103.88126,24.66656],[-103.88335,24.66292],[-103.88529,24.65955],[-103.88724,24.65612],[-103.88935,24.65247],[-103.89146,24.64876],[-103.89356,24.6451],[-103.89564,24.64146],[-103.89762,24.63799],[-103.89931,24.63506],[-103.90172,24.63085],[-103.90369,24.62738],[-103.90578,24.62375],[-103.90789,24.62004],[-103.91007,24.61625],[-103.91194,24.61302],[-103.91433,24.6088],[-103.91594,24.60602],[-103.91761,24.60307],[-103.9202,24.59858],[-103.92164,24.59599],[-103.92324,24.59321],[-103.92637,24.59119],[-103.92892,24.58955],[-103.93202,24.58753],[-103.93521,24.58547],[-103.93845,24.58337],[-103.94204,24.58103],[-103.94503,24.57909],[-103.94902,24.57652],[-103.95257,24.57422],[-103.95662,24.57159],[-103.96057,24.56903],[-103.96435,24.56659],[-103.96773,24.56438],[-103.97169,24.56183],[-103.97551,24.55934],[-103.97883,24.5572],[-103.98174,24.55523],[-103.98624,24.55233],[-103.98912,24.55046],[-103.99199,24.5486],[-103.99582,24.54612],[-103.99917,24.54395],[-104.00258,24.54174],[-104.00674,24.53904],[-104.01288,24.53506],[-104.01725,24.53223],[-104.0209,24.52986],[-104.02355,24.52814],[-104.02688,24.52598],[-104.03037,24.52372],[-104.03446,24.52106],[-104.03772,24.51894],[-104.04095,24.51684],[-104.04507,24.51417],[-104.04828,24.51209],[-104.0514,24.51007],[-104.05501,24.50773],[-104.05873,24.50532],[-104.06203,24.50317],[-104.06539,24.50098],[-104.06914,24.49855],[-104.07274,24.49621],[-104.07641,24.49384],[-104.07982,24.49162],[-104.0828,24.48969],[-104.08585,24.48771],[-104.08931,24.48546],[-104.09293,24.48312],[-104.0963,24.48093],[-104.09973,24.4787],[-104.10334,24.47636],[-104.10684,24.47409],[-104.11041,24.47176],[-104.11398,24.46944],[-104.11769,24.46703],[-104.12148,24.46456],[-104.12518,24.46216],[-104.12854,24.45999],[-104.13171,24.45793],[-104.13517,24.45568],[-104.13884,24.45329],[-104.14248,24.45092],[-104.14591,24.4487],[-104.14903,24.44667],[-104.15239,24.44449],[-104.15583,24.44226],[-104.15903,24.44017],[-104.163,24.43861],[-104.16696,24.43704],[-104.17095,24.43546],[-104.17448,24.43404],[-104.178,24.43265],[-104.18229,24.43096],[-104.18649,24.42929],[-104.19032,24.42775],[-104.19421,24.42621],[-104.19742,24.42494],[-104.20166,24.42326],[-104.20606,24.42151],[-104.20888,24.4204],[-104.21276,24.41886],[-104.21672,24.41728],[-104.22279,24.41486],[-104.22488,24.41402],[-104.2291,24.41237],[-104.23334,24.41067],[-104.2373,24.40911],[-104.24118,24.40757],[-104.24535,24.4059],[-104.249,24.40445],[-104.253,24.40286],[-104.25636,24.40153],[-104.25999,24.40009],[-104.26348,24.39869],[-104.26721,24.39721],[-104.27129,24.3956],[-104.27546,24.39393],[-104.2796,24.39229],[-104.28408,24.3905],[-104.28828,24.38884],[-104.29252,24.38719],[-104.29716,24.38534],[-104.30108,24.38377],[-104.30476,24.3823],[-104.30978,24.38029],[-104.31509,24.37816],[-104.31805,24.37696],[-104.32218,24.37538],[-104.32594,24.37387],[-104.32941,24.37248],[-104.33346,24.37088],[-104.33732,24.36933],[-104.3412,24.3678],[-104.34529,24.36616],[-104.34949,24.3645],[-104.35379,24.36278],[-104.35791,24.36115],[-104.36217,24.35945],[-104.36633,24.35779],[-104.37033,24.35619],[-104.3737,24.35487],[-104.37784,24.35319],[-104.38161,24.3517],[-104.38557,24.35011],[-104.38963,24.34849],[-104.39377,24.34683],[-104.39803,24.34513],[-104.40158,24.34373],[-104.40501,24.34236],[-104.40856,24.34096],[-104.41118,24.33839],[-104.41425,24.33538],[-104.41747,24.33222],[-104.42058,24.32918],[-104.42365,24.32618],[-104.42676,24.32311],[-104.43011,24.31982],[-104.43319,24.31679],[-104.43617,24.31387],[-104.43926,24.31086],[-104.44245,24.30773],[-104.44532,24.30493],[-104.45002,24.30028],[-104.45466,24.29575],[-104.45722,24.29324],[-104.46037,24.29015],[-104.46344,24.28714],[-104.46648,24.28415],[-104.46904,24.28164],[-104.4718,24.27889],[-104.47511,24.27565],[-104.47811,24.27275],[-104.48089,24.27001],[-104.48343,24.26752],[-104.4861,24.26492],[-104.48983,24.26125],[-104.49271,24.25842],[-104.49414,24.25704]]}}
Línea 230.0 kV | LineString | 230.0 kV |  |  |  | CFE |  |  |  |  | OpenStreetMap | {"type":"Feature","properties":{},"geometry":{"type":"LineString","coordinates":[[-104.60531,24.07687],[-104.60473,24.07648],[-104.60367,24.07577],[-104.60185,24.07566],[-104.5991,24.07759],[-104.5962,24.07963],[-104.59481,24.07962],[-104.59174,24.07739],[-104.58875,24.07525],[-104.58597,24.07327],[-104.58353,24.07146],[-104.5824,24.06834],[-104.58125,24.06517],[-104.57998,24.06167],[-104.57899,24.0589],[-104.57784,24.05573],[-104.57669,24.05256],[-104.57565,24.04965],[-104.57453,24.04658],[-104.57342,24.04347],[-104.5724,24.04066],[-104.57136,24.03775],[-104.57018,24.03452],[-104.56892,24.03102],[-104.56681,24.02978],[-104.56463,24.02849],[-104.56167,24.02814],[-104.55807,24.02773],[-104.55447,24.02733],[-104.55127,24.02696],[-104.54779,24.02656],[-104.54429,24.02617],[-104.54078,24.02575],[-104.53727,24.02536],[-104.53376,24.02497],[-104.53015,24.02456],[-104.52673,24.02416],[-104.52322,24.02377],[-104.52003,24.02339],[-104.51717,24.02308],[-104.51387,24.02271],[-104.51034,24.0223],[-104.50859,24.02211]]}}
Línea 230.0 kV | LineString | 230.0 kV |  |  |  | CFE |  |  |  |  | OpenStreetMap | {"type":"Feature","properties":{},"geometry":{"type":"LineString","coordinates":[[-101.01592,25.4479],[-101.01584,25.44804],[-101.01578,25.44814]]}}
Línea 230.0 kV | LineString | 230.0 kV | 1 |  |  | CFE |  |  |  |  | OpenStreetMap | {"type":"Feature","properties":{},"geometry":{"type":"LineString","coordinates":[[-100.63922,25.69246],[-100.63922,25.69174],[-100.64022,25.69136],[-100.6435,25.69019],[-100.64739,25.68881],[-100.65122,25.68745],[-100.65497,25.68614],[-100.65859,25.6848],[-100.66268,25.68336],[-100.67204,25.68005],[-100.67654,25.67843],[-100.68101,25.67684],[-100.68463,25.67563],[-100.6882,25.6744],[-100.69205,25.67307],[-100.6956,25.67185],[-100.69942,25.67054],[-100.70325,25.66922],[-100.70689,25.66798],[-100.71052,25.66675],[-100.71411,25.66553],[-100.71714,25.66447],[-100.72229,25.66271],[-100.72964,25.6602],[-100.73391,25.65874],[-100.73733,25.65755],[-100.74227,25.65584],[-100.74603,25.65385],[-100.75211,25.65066],[-100.75639,25.64839],[-100.76019,25.64639],[-100.76371,25.64451],[-100.76672,25.64291],[-100.77009,25.64111],[-100.77352,25.63929],[-100.77696,25.63746],[-100.78024,25.63572],[-100.78412,25.63466],[-100.78832,25.63352],[-100.79208,25.63251],[-100.79542,25.63158],[-100.79876,25.63066],[-100.80202,25.62981],[-100.80537,25.62891],[-100.80901,25.62793],[-100.81172,25.62715],[-100.81545,25.62614],[-100.81916,25.62512],[-100.82245,25.62297],[-100.82538,25.62105],[-100.82927,25.61852],[-100.8332,25.61598],[-100.83601,25.61414],[-100.83835,25.61262],[-100.84184,25.6113],[-100.84565,25.60984],[-100.84951,25.60836],[-100.85296,25.60707],[-100.85663,25.60566],[-100.86075,25.60411],[-100.86433,25.60275],[-100.86746,25.60157],[-100.87065,25.60033],[-100.87439,25.5989],[-100.87838,25.59658],[-100.88081,25.59519],[-100.88409,25.59328],[-100.88774,25.59117],[-100.89088,25.58934],[-100.89363,25.58771],[-100.89442,25.5873],[-100.89559,25.58663],[-100.89804,25.58521],[-100.90057,25.58374],[-100.9037,25.58193],[-100.90502,25.58116],[-100.9067,25.5802],[-100.91024,25.57816],[-100.91376,25.57613],[-100.91643,25.57458],[-100.91906,25.57312],[-100.92263,25.57098],[-100.9257,25.56918],[-100.92845,25.56759],[-100.93177,25.56569],[-100.93428,25.56421],[-100.93803,25.56204],[-100.94157,25.56002],[-100.94567,25.55765],[-100.94959,25.55535],[-100.95379,25.55294],[-100.9569,25.55115],[-100.96074,25.54891],[-100.96446,25.54677],[-100.96721,25.54516],[-100.9704,25.54331],[-100.97104,25.54207],[-100.97223,25.53977],[-100.97448,25.53551],[-100.97599,25.53265],[-100.97789,25.52896],[-100.97882,25.52796],[-100.97982,25.52538],[-100.98145,25.52225],[-100.98312,25.51905],[-100.98488,25.51561],[-100.98631,25.51284],[-100.98838,25.50896],[-100.99042,25.50511],[-100.99242,25.50122],[-100.99439,25.49747],[-100.99601,25.4944],[-100.99788,25.49086],[-100.9996,25.4876],[-101.00127,25.48443],[-101.00289,25.48123],[-101.00463,25.47795],[-101.00645,25.47441],[-101.00833,25.47092],[-101.0095,25.4672],[-101.01075,25.463],[-101.01195,25.4592],[-101.01305,25.45563],[-101.01415,25.45209],[-101.0152,25.44871],[-101.01559,25.44775]]}}
Línea 230.0 kV | LineString | 230.0 kV | 1 |  |  | CFE |  |  |  |  | OpenStreetMap | {"type":"Feature","properties":{},"geometry":{"type":"LineString","coordinates":[[-100.98757,25.51105],[-100.98872,25.50878],[-100.99062,25.50518],[-100.99299,25.50066],[-100.99492,25.497],[-100.99662,25.49374],[-100.99847,25.49023],[-101.00012,25.48707],[-101.00184,25.48381],[-101.00352,25.48058],[-101.00528,25.47727],[-101.00695,25.474],[-101.00864,25.47086],[-101.00982,25.46711],[-101.0109,25.46346],[-101.01192,25.46014],[-101.01272,25.45763],[-101.01353,25.45501],[-101.01456,25.45174],[-101.01508,25.45002],[-101.01608,25.44825],[-101.01621,25.44803]]}}
Línea 230.0 kV | LineString | 230.0 kV | 2 |  |  | CFE |  |  |  |  | OpenStreetMap | {"type":"Feature","properties":{},"geometry":{"type":"LineString","coordinates":[[-100.97804,25.5461],[-100.97811,25.54386],[-100.97822,25.54043],[-100.97833,25.53569],[-100.97845,25.53288],[-100.97851,25.53008]]}}
Línea 230.0 kV | LineString | 230.0 kV | 1 |  |  | CFE |  |  |  |  | OpenStreetMap | {"type":"Feature","properties":{},"geometry":{"type":"LineString","coordinates":[[-104.1653,26.55237],[-104.16628,26.55248],[-104.16723,26.55347],[-104.17028,26.55663],[-104.17308,26.55964],[-104.17591,26.56255],[-104.17894,26.56574],[-104.18194,26.56894],[-104.18496,26.5721],[-104.188,26.57529],[-104.19102,26.57844],[-104.19405,26.58157],[-104.19706,26.58479],[-104.20015,26.58802],[-104.20319,26.5912],[-104.20611,26.59427],[-104.20908,26.5974],[-104.21215,26.60065],[-104.21515,26.6038],[-104.21793,26.60671],[-104.22121,26.6101],[-104.22424,26.61327],[-104.22725,26.61646],[-104.23026,26.61961],[-104.23332,26.62281],[-104.23635,26.62599],[-104.23942,26.6292],[-104.24247,26.6324],[-104.24529,26.63537],[-104.24837,26.63813],[-104.25169,26.64107],[-104.25496,26.64401],[-104.25826,26.64696],[-104.26158,26.64993],[-104.26486,26.65287],[-104.26789,26.65559],[-104.27072,26.65811],[-104.27381,26.66087],[-104.27702,26.66374],[-104.28031,26.66669],[-104.28356,26.6696],[-104.28684,26.67252],[-104.29013,26.67546],[-104.29345,26.67843],[-104.29672,26.68135],[-104.30002,26.6843],[-104.30334,26.68727],[-104.30661,26.69019],[-104.30992,26.69314],[-104.31319,26.69607],[-104.31653,26.69907],[-104.31986,26.70203],[-104.32319,26.705],[-104.3265,26.70797],[-104.32978,26.7109],[-104.33309,26.71385],[-104.33633,26.71675],[-104.3396,26.71967],[-104.34295,26.72266],[-104.34621,26.72557],[-104.34942,26.72844],[-104.35264,26.73132],[-104.35592,26.73426],[-104.35918,26.73716],[-104.36241,26.74004],[-104.3657,26.74299],[-104.36901,26.74593],[-104.37228,26.74885],[-104.37561,26.75182],[-104.37885,26.75471],[-104.38213,26.75763],[-104.38524,26.76042],[-104.38847,26.76331],[-104.39176,26.76625],[-104.39502,26.76914],[-104.39832,26.77209],[-104.40172,26.77511],[-104.4051,26.77812],[-104.40837,26.78105],[-104.4118,26.78411],[-104.41511,26.78706],[-104.41872,26.79021],[-104.4224,26.79341],[-104.42555,26.79615],[-104.42883,26.79902],[-104.43235,26.80209],[-104.43545,26.80479],[-104.43827,26.80722],[-104.44135,26.80994],[-104.44471,26.81287],[-104.44804,26.81577],[-104.45141,26.8187],[-104.45474,26.82161],[-104.45811,26.82454],[-104.46136,26.82737],[-104.46468,26.83026],[-104.468,26.83316],[-104.47134,26.83607],[-104.47417,26.83854],[-104.47718,26.84115],[-104.48019,26.84378],[-104.48312,26.84633],[-104.48642,26.8492],[-104.48956,26.85193],[-104.49232,26.85434],[-104.49539,26.85701],[-104.4988,26.85998],[-104.50216,26.8629],[-104.50548,26.86578],[-104.50891,26.86877],[-104.51216,26.87159],[-104.51528,26.87431],[-104.51873,26.87734],[-104.52198,26.88019],[-104.5261,26.88373],[-104.52858,26.88593],[-104.53217,26.88902],[-104.53514,26.89157],[-104.53867,26.89465],[-104.54193,26.8975],[-104.54513,26.90026],[-104.54865,26.90277],[-104.55216,26.90528],[-104.55577,26.90784],[-104.55937,26.9104],[-104.56304,26.91301],[-104.5667,26.91562],[-104.57034,26.91819],[-104.57432,26.92103],[-104.57801,26.92364],[-104.58194,26.92643],[-104.58544,26.92891],[-104.58862,26.93117],[-104.59231,26.93379],[-104.59531,26.93591],[-104.59857,26.93823],[-104.60198,26.94065],[-104.60554,26.94317],[-104.60768,26.9447],[-104.61106,26.94709],[-104.61405,26.94921],[-104.61785,26.95191],[-104.62079,26.954],[-104.62481,26.95685],[-104.62934,26.96005],[-104.63522,26.96421],[-104.6388,26.96689],[-104.64247,26.9699],[-104.64508,26.97202],[-104.64866,26.97496],[-104.65174,26.97746],[-104.65466,26.97983],[-104.6575,26.98214],[-104.66031,26.98444],[-104.664,26.98742],[-104.66634,26.98933],[-104.66863,26.9912],[-104.67232,26.99421],[-104.67601,26.99721],[-104.6797,27.00021],[-104.68323,27.00305],[-104.68669,27.00587],[-104.69013,27.00867],[-104.6936,27.01149],[-104.6968,27.01409],[-104.70003,27.01673],[-104.70343,27.01949],[-104.70683,27.02224],[-104.71017,27.02497],[-104.7136,27.02775],[-104.71707,27.03057],[-104.72043,27.0333],[-104.72341,27.03571],[-104.72638,27.03811],[-104.7294,27.04059],[-104.73256,27.04318],[-104.73606,27.046],[-104.73955,27.04883],[-104.74255,27.05127],[-104.74555,27.0537],[-104.74879,27.05632],[-104.75205,27.05897],[-104.75528,27.0616],[-104.75864,27.06433],[-104.76212,27.06715],[-104.76558,27.06994],[-104.76907,27.0728],[-104.77229,27.07541],[-104.77557,27.07805],[-104.77879,27.08067],[-104.78204,27.08331],[-104.78551,27.08613],[-104.78868,27.0887],[-104.79195,27.09135],[-104.79508,27.09389],[-104.79833,27.09652],[-104.80149,27.09909],[-104.80454,27.10156],[-104.80747,27.10394],[-104.81047,27.10637],[-104.81346,27.1088],[-104.81645,27.11122],[-104.81948,27.11367],[-104.82245,27.11609],[-104.82545,27.11851],[-104.82844,27.12094],[-104.83148,27.12336],[-104.83442,27.12576],[-104.83746,27.12822],[-104.84044,27.13063],[-104.84347,27.1331],[-104.84627,27.13537],[-104.85228,27.14022],[-104.85571,27.143],[-104.85924,27.14585],[-104.8627,27.14866],[-104.86618,27.15147],[-104.86965,27.15429],[-104.8731,27.15707],[-104.87655,27.15987],[-104.87961,27.16165],[-104.88197,27.16304],[-104.88407,27.16473],[-104.88573,27.16711],[-104.8867,27.16975],[-104.88859,27.17474],[-104.88985,27.17814],[-104.89031,27.18183],[-104.89085,27.18625],[-104.89135,27.19066],[-104.89191,27.19515],[-104.89244,27.19951],[-104.89294,27.20368],[-104.89345,27.20785],[-104.89394,27.21196],[-104.89443,27.21598],[-104.89492,27.22007],[-104.89543,27.22427],[-104.89594,27.22854],[-104.89646,27.23284],[-104.89697,27.23701],[-104.89746,27.24106],[-104.89799,27.24535],[-104.89849,27.24954],[-104.89901,27.25376],[-104.89953,27.25797],[-104.90003,27.26216],[-104.90052,27.26628],[-104.90104,27.2705],[-104.90155,27.27477],[-104.90203,27.27872],[-104.9025,27.28252],[-104.903,27.28675],[-104.90353,27.29097],[-104.904,27.29498],[-104.90446,27.29873],[-104.90496,27.30288],[-104.90547,27.30707],[-104.90596,27.3111],[-104.90646,27.31522],[-104.90694,27.31917],[-104.90786,27.3227],[-104.90883,27.32643],[-104.90973,27.32993],[-104.9107,27.33362],[-104.91176,27.33773],[-104.9128,27.34177],[-104.91387,27.34589],[-104.91487,27.34973],[-104.91587,27.35356],[-104.91692,27.35765],[-104.91794,27.36158],[-104.919,27.36563],[-104.92006,27.3697],[-104.92112,27.3738],[-104.92218,27.37787],[-104.92324,27.38195],[-104.92429,27.38599],[-104.92535,27.39006],[-104.92639,27.3941],[-104.92753,27.39845],[-104.92828,27.40221],[-104.92906,27.40606],[-104.92986,27.41002],[-104.9307,27.41429],[-104.93152,27.41835],[-104.93234,27.42242],[-104.93316,27.42657],[-104.93401,27.43078],[-104.93482,27.43478],[-104.93561,27.43871],[-104.93639,27.44264],[-104.93716,27.44648],[-104.93793,27.45034],[-104.93871,27.45417],[-104.93952,27.45826],[-104.94032,27.46226],[-104.94115,27.46637],[-104.94196,27.47045],[-104.94273,27.47431],[-104.9435,27.47811],[-104.94431,27.48222],[-104.94513,27.48627],[-104.94597,27.49038],[-104.94681,27.49459],[-104.94768,27.49887],[-104.94852,27.50304],[-104.94936,27.50717],[-104.95019,27.51129],[-104.95097,27.51515],[-104.95164,27.51844],[-104.95168,27.52156],[-104.95176,27.52538],[-104.95183,27.52951],[-104.95191,27.53332],[-104.95197,27.53717],[-104.95204,27.54151],[-104.95213,27.5459],[-104.95219,27.5493],[-104.95224,27.55295],[-104.95231,27.55687],[-104.95239,27.56097],[-104.95247,27.56514],[-104.95253,27.56873],[-104.95518,27.57086],[-104.95821,27.57331],[-104.96134,27.5758],[-104.96458,27.57842],[-104.96809,27.58125],[-104.97157,27.58404],[-104.97505,27.58684],[-104.97853,27.58964],[-104.98201,27.59244],[-104.98548,27.59523],[-104.98895,27.59803],[-104.99246,27.60081],[-104.99589,27.60361],[-104.99928,27.60633],[-105.00272,27.60908],[-105.00609,27.61181],[-105.00925,27.61438],[-105.01237,27.61688],[-105.0154,27.61932],[-105.01845,27.62174],[-105.02145,27.62419],[-105.02448,27.62659],[-105.02804,27.62948],[-105.03172,27.63242],[-105.03533,27.63531],[-105.03877,27.63809],[-105.04227,27.64091],[-105.04835,27.64577],[-105.05145,27.64829],[-105.05493,27.65109],[-105.05832,27.6538],[-105.06184,27.65662],[-105.06327,27.65776],[-105.06361,27.65796]]}}
Línea 230.0 kV | LineString | 230.0 kV | 1 |  |  | CFE |  |  |  |  | OpenStreetMap | {"type":"Feature","properties":{},"geometry":{"type":"LineString","coordinates":[[-105.06338,27.65819],[-105.06309,27.65795],[-105.06049,27.65597],[-105.05721,27.65352],[-105.05409,27.65112],[-105.05079,27.64846],[-105.04755,27.64583],[-105.04439,27.64329],[-105.04133,27.64086],[-105.03809,27.63828],[-105.03506,27.63583],[-105.03216,27.63351],[-105.02967,27.63152],[-105.02733,27.62961],[-105.02451,27.62735],[-105.02157,27.62499],[-105.01843,27.62249],[-105.01527,27.61998],[-105.01344,27.61846],[-105.00928,27.61799],[-105.00533,27.61753],[-105.00128,27.61702],[-104.99696,27.61653],[-104.99266,27.61604],[-104.98904,27.61561],[-104.98546,27.61522],[-104.98281,27.61263],[-104.97999,27.60988],[-104.97732,27.60726],[-104.97461,27.60462],[-104.97256,27.60261],[-104.97031,27.60042],[-104.96817,27.59751],[-104.96595,27.59447],[-104.96355,27.59124],[-104.96133,27.58819],[-104.95913,27.58521],[-104.95674,27.58197],[-104.95456,27.57902],[-104.95232,27.57596],[-104.95003,27.57284],[-104.94775,27.56974],[-104.9457,27.56696],[-104.94344,27.56389],[-104.94127,27.56096],[-104.93954,27.55861],[-104.9376,27.55594],[-104.93587,27.55359],[-104.93372,27.55068],[-104.93208,27.54844],[-104.92951,27.54495],[-104.92744,27.54214],[-104.92525,27.53917],[-104.92315,27.53631],[-104.92106,27.53347],[-104.91868,27.53022],[-104.91655,27.52733],[-104.91459,27.52465],[-104.91223,27.52146],[-104.91012,27.51858],[-104.90787,27.51552],[-104.90579,27.51267],[-104.90353,27.50962],[-104.90126,27.50648],[-104.90201,27.50296],[-104.90275,27.49949],[-104.90362,27.4954],[-104.90434,27.49203],[-104.90511,27.48848],[-104.90587,27.48494],[-104.90659,27.48159],[-104.90707,27.47928],[-104.90766,27.47658],[-104.90596,27.47302],[-104.90466,27.47031],[-104.90296,27.46678],[-104.90131,27.46332],[-104.89991,27.4604],[-104.89796,27.45632],[-104.89623,27.45269],[-104.89464,27.44937],[-104.89311,27.44617],[-104.8914,27.44261],[-104.88971,27.43907],[-104.88812,27.43576],[-104.88635,27.43205],[-104.88476,27.42864],[-104.88308,27.42523],[-104.88136,27.42163],[-104.87967,27.4181],[-104.87793,27.41445],[-104.87477,27.41212],[-104.87149,27.40968],[-104.86833,27.40733],[-104.86516,27.40497],[-104.86187,27.40255],[-104.85853,27.40006],[-104.85547,27.39778],[-104.8531,27.39603],[-104.84978,27.39356],[-104.84762,27.39197],[-104.84503,27.39004],[-104.84185,27.3877],[-104.83908,27.38419],[-104.83681,27.38135],[-104.83552,27.37786],[-104.83418,27.37421],[-104.8329,27.37075],[-104.83163,27.36727],[-104.83019,27.36355],[-104.82892,27.36006],[-104.82764,27.35656],[-104.82635,27.35308],[-104.82409,27.34695],[-104.82271,27.34319],[-104.82154,27.34004],[-104.82023,27.33647],[-104.81895,27.333],[-104.81769,27.32956],[-104.81636,27.32597],[-104.81507,27.32249],[-104.8139,27.31929],[-104.81281,27.31632],[-104.81151,27.3128],[-104.81015,27.30908],[-104.80889,27.30568],[-104.80761,27.30221],[-104.80637,27.29883],[-104.80513,27.29547],[-104.80384,27.29199],[-104.80257,27.28852],[-104.80121,27.28482],[-104.80034,27.28245],[-104.7992,27.27939],[-104.79823,27.27676],[-104.79835,27.27292],[-104.79845,27.26907],[-104.79857,27.26547],[-104.79868,27.2617],[-104.79878,27.25805],[-104.79887,27.25439],[-104.79898,27.25068],[-104.79909,27.24707],[-104.79919,27.24343],[-104.79929,27.23963],[-104.79938,27.23601],[-104.7995,27.23215],[-104.7996,27.22845],[-104.79973,27.22474],[-104.79982,27.22095],[-104.79992,27.21727],[-104.80004,27.21366],[-104.80015,27.20999],[-104.80024,27.20657],[-104.80035,27.20271],[-104.80047,27.19883],[-104.80058,27.19458],[-104.80069,27.19067],[-104.80004,27.18788],[-104.79937,27.18504],[-104.7985,27.18133],[-104.79762,27.17755],[-104.79675,27.17393],[-104.79591,27.17026],[-104.79503,27.16645],[-104.79417,27.16277],[-104.7933,27.15903],[-104.79243,27.15532],[-104.79156,27.15159],[-104.79069,27.14788],[-104.78982,27.14417],[-104.78894,27.1404],[-104.78809,27.13672],[-104.7872,27.13296],[-104.78635,27.12928],[-104.78548,27.12554],[-104.78462,27.12189],[-104.78374,27.11813],[-104.78286,27.11436],[-104.78201,27.11072],[-104.78116,27.10704],[-104.78032,27.10347],[-104.77947,27.09983],[-104.7786,27.09609],[-104.77774,27.09241],[-104.77685,27.08859],[-104.77609,27.08535],[-104.77396,27.08368],[-104.77196,27.08207],[-104.7691,27.07979],[-104.76597,27.07729],[-104.76283,27.07481],[-104.75983,27.07241],[-104.75681,27.07001],[-104.75369,27.06754],[-104.75052,27.06502],[-104.74733,27.06247],[-104.7442,27.05998],[-104.74099,27.05741],[-104.73784,27.05492],[-104.73475,27.05243],[-104.73158,27.04991],[-104.72839,27.04736],[-104.72528,27.04486],[-104.72211,27.04233],[-104.7189,27.03979],[-104.71574,27.03727],[-104.71254,27.03472],[-104.70946,27.03226],[-104.70633,27.02977],[-104.70336,27.0274],[-104.7006,27.0252],[-104.69746,27.02268],[-104.69444,27.02029],[-104.69136,27.01782],[-104.68817,27.01529],[-104.68492,27.01269],[-104.68173,27.01015],[-104.67857,27.00762],[-104.67545,27.00515],[-104.6723,27.00262],[-104.66918,27.00016],[-104.66591,26.99754],[-104.663,26.99522],[-104.65978,26.99265],[-104.65681,26.99028],[-104.65382,26.98788],[-104.65069,26.98538],[-104.64749,26.98285],[-104.64432,26.98031],[-104.64041,26.97716],[-104.63727,26.97467],[-104.63429,26.97229],[-104.63136,26.96995],[-104.62814,26.96737],[-104.62515,26.96498],[-104.62222,26.96265],[-104.61893,26.96002],[-104.61625,26.95789],[-104.61322,26.95546],[-104.61054,26.95332],[-104.60776,26.9511],[-104.60461,26.94859],[-104.60161,26.94619],[-104.59822,26.94349],[-104.59509,26.94098],[-104.59257,26.93896],[-104.5901,26.937],[-104.58666,26.93425],[-104.5838,26.93195],[-104.58079,26.92955],[-104.57765,26.92704],[-104.57447,26.92448],[-104.57145,26.92208],[-104.56831,26.91957],[-104.56526,26.91713],[-104.56214,26.91465],[-104.55901,26.91212],[-104.55584,26.90959],[-104.55272,26.90709],[-104.54967,26.90465],[-104.54636,26.90201],[-104.54334,26.89959],[-104.54027,26.89714],[-104.53718,26.89466],[-104.53419,26.89228],[-104.53141,26.89003],[-104.52822,26.88746],[-104.52553,26.88535],[-104.52352,26.88376],[-104.52096,26.88168],[-104.51909,26.88018],[-104.51639,26.87804],[-104.51425,26.87631],[-104.51133,26.87396],[-104.50835,26.87158],[-104.505,26.8689],[-104.50206,26.86655],[-104.49901,26.86489],[-104.49571,26.86308],[-104.49245,26.8613],[-104.48882,26.85932],[-104.48536,26.85741],[-104.48186,26.85549],[-104.47826,26.85353],[-104.4747,26.85159],[-104.47126,26.8497],[-104.46755,26.84767],[-104.46427,26.84586],[-104.4608,26.84398],[-104.45724,26.84202],[-104.45485,26.84071],[-104.45207,26.8392],[-104.4493,26.83769],[-104.44652,26.83618],[-104.44294,26.83421],[-104.43923,26.83217],[-104.43564,26.83023],[-104.43198,26.82821],[-104.42859,26.82636],[-104.425,26.82438],[-104.42204,26.82278],[-104.4188,26.821],[-104.41531,26.8191],[-104.41192,26.81723],[-104.40848,26.81534],[-104.40493,26.81341],[-104.40145,26.8115],[-104.39808,26.80966],[-104.39465,26.80778],[-104.3909,26.80572],[-104.38726,26.80373],[-104.38348,26.80167],[-104.37973,26.79962],[-104.37653,26.79786],[-104.37393,26.79526],[-104.37119,26.79249],[-104.36858,26.78985],[-104.36605,26.7873],[-104.36339,26.78461],[-104.36063,26.78183],[-104.35782,26.77899],[-104.35509,26.77623],[-104.35237,26.77349],[-104.34967,26.77075],[-104.34669,26.76775],[-104.34398,26.76502],[-104.34144,26.76245],[-104.33874,26.75972],[-104.33582,26.75677],[-104.33328,26.75419],[-104.3307,26.75158],[-104.32796,26.74883],[-104.32514,26.74598],[-104.32231,26.74313],[-104.3195,26.74029],[-104.31671,26.73747],[-104.3139,26.73462],[-104.31115,26.73185],[-104.30832,26.72898],[-104.30551,26.72614],[-104.3027,26.72331],[-104.3001,26.72067],[-104.29753,26.71806],[-104.29482,26.71535],[-104.29209,26.71258],[-104.2895,26.71006],[-104.28684,26.70746],[-104.284,26.70472],[-104.28115,26.70194],[-104.27815,26.69902],[-104.27509,26.69604],[-104.27216,26.69319],[-104.26936,26.69034],[-104.26658,26.68749],[-104.26378,26.68464],[-104.26106,26.68186],[-104.25823,26.67897],[-104.2555,26.67619],[-104.25268,26.67331],[-104.25002,26.67061],[-104.24729,26.6678],[-104.24472,26.66518],[-104.2421,26.66248],[-104.23922,26.65954],[-104.23647,26.65674],[-104.23367,26.65387],[-104.23094,26.65107],[-104.22814,26.64819],[-104.22533,26.64535],[-104.22259,26.64254],[-104.21971,26.63965],[-104.21693,26.63679],[-104.21413,26.63393],[-104.21133,26.63107],[-104.20861,26.62826],[-104.20574,26.62533],[-104.2029,26.62241],[-104.20006,26.61953],[-104.1974,26.61681],[-104.19505,26.6144],[-104.19265,26.61168],[-104.1901,26.60878],[-104.18754,26.60587],[-104.18493,26.60291],[-104.18252,26.60016],[-104.18023,26.59756],[-104.17771,26.59474],[-104.175,26.59157],[-104.17246,26.58877],[-104.16987,26.58581],[-104.16719,26.58278],[-104.16472,26.57997],[-104.16227,26.57722],[-104.15977,26.57439],[-104.15739,26.57167],[-104.15465,26.56855],[-104.15196,26.56549],[-104.14936,26.56256],[-104.14677,26.55963],[-104.14619,26.55894],[-104.14555,26.55863]]}}
Línea 230.0 kV | LineString | 230.0 kV | 1 |  |  | CFE |  |  |  |  | OpenStreetMap | {"type":"Feature","properties":{},"geometry":{"type":"LineString","coordinates":[[-105.06423,27.6574],[-105.06392,27.65723],[-105.06179,27.65586],[-105.06133,27.65209],[-105.06088,27.64828],[-105.06309,27.64531],[-105.06543,27.64228],[-105.06859,27.64079],[-105.07201,27.63922],[-105.07545,27.63764],[-105.0788,27.63609],[-105.08259,27.63436],[-105.08527,27.63313],[-105.0882,27.63179],[-105.09308,27.62955],[-105.09708,27.62771],[-105.10064,27.62608],[-105.10351,27.62477],[-105.10643,27.62344],[-105.10942,27.62206],[-105.11302,27.6204],[-105.11584,27.6191],[-105.11901,27.61765],[-105.12216,27.6162],[-105.12552,27.61466],[-105.12904,27.61302],[-105.13291,27.61125],[-105.13728,27.60926],[-105.14084,27.60762],[-105.14359,27.60636],[-105.14686,27.60486],[-105.15015,27.60334],[-105.15345,27.60182],[-105.15671,27.60033],[-105.15985,27.59888],[-105.16338,27.59726],[-105.16666,27.59575],[-105.16987,27.59426],[-105.17323,27.59273],[-105.17649,27.59123],[-105.17948,27.58986],[-105.18256,27.58843],[-105.18582,27.58694],[-105.18926,27.58535],[-105.1927,27.58377],[-105.19597,27.58228],[-105.19924,27.58078],[-105.20254,27.5792],[-105.20586,27.57773],[-105.2089,27.57631],[-105.21211,27.57486],[-105.21541,27.57333],[-105.21873,27.5718],[-105.22193,27.57032],[-105.22526,27.56879],[-105.22861,27.56726],[-105.23189,27.56575],[-105.23514,27.56426],[-105.23839,27.56277],[-105.24169,27.56123],[-105.24491,27.55975],[-105.24816,27.55826],[-105.25151,27.55672],[-105.25476,27.55521],[-105.25795,27.55375],[-105.26137,27.55214],[-105.26419,27.55084],[-105.26745,27.54936],[-105.27027,27.54805],[-105.27354,27.54654],[-105.27682,27.54503],[-105.28009,27.54352],[-105.28341,27.54197],[-105.28668,27.54048],[-105.28993,27.53898],[-105.29282,27.53765],[-105.29615,27.5361],[-105.29937,27.53464],[-105.30302,27.53295],[-105.30663,27.53128],[-105.3102,27.52963],[-105.31418,27.52781],[-105.31808,27.526],[-105.32142,27.52446],[-105.32448,27.52305],[-105.32776,27.52153],[-105.33107,27.52],[-105.33448,27.51842],[-105.33793,27.51684],[-105.34091,27.51548],[-105.3439,27.51409],[-105.34722,27.51255],[-105.35039,27.5111],[-105.35363,27.50961],[-105.35744,27.50785],[-105.36023,27.50654],[-105.36358,27.505],[-105.3661,27.50383],[-105.36909,27.50245],[-105.3727,27.50078],[-105.37439,27.50003],[-105.37621,27.49703],[-105.37797,27.49419],[-105.37949,27.49174],[-105.38142,27.48856],[-105.38322,27.48568],[-105.38591,27.48117],[-105.38741,27.47879],[-105.38917,27.47593],[-105.3911,27.47281],[-105.39279,27.47007],[-105.3947,27.46697],[-105.39724,27.46279],[-105.39965,27.45895],[-105.4028,27.45387],[-105.40461,27.45093],[-105.40626,27.44823],[-105.40837,27.44482],[-105.41057,27.44124],[-105.41304,27.43719],[-105.41526,27.4336],[-105.41779,27.42951],[-105.41954,27.42663],[-105.42156,27.42337],[-105.42331,27.42049],[-105.42555,27.41687],[-105.42763,27.41347],[-105.42927,27.41082],[-105.43097,27.40804],[-105.43254,27.40548],[-105.43403,27.40307],[-105.43584,27.40012],[-105.43759,27.39726],[-105.43956,27.39406],[-105.44116,27.39148],[-105.44305,27.38838],[-105.44446,27.38608],[-105.44636,27.38299],[-105.44827,27.37989],[-105.44978,27.37742],[-105.45159,27.37447],[-105.45314,27.37194],[-105.45453,27.36966],[-105.45601,27.36727],[-105.45746,27.3649],[-105.45936,27.36179],[-105.46134,27.35858],[-105.46315,27.35563],[-105.46484,27.35289],[-105.46679,27.34971],[-105.46877,27.34647],[-105.47073,27.34328],[-105.47239,27.34055],[-105.47401,27.33793],[-105.47558,27.33539],[-105.47771,27.3319],[-105.47978,27.32856],[-105.48145,27.32583],[-105.48343,27.3226],[-105.48519,27.31973],[-105.48694,27.31684],[-105.48884,27.31375],[-105.49002,27.31182],[-105.49251,27.30778],[-105.4947,27.3042],[-105.49649,27.30127],[-105.49849,27.29802],[-105.49988,27.29574],[-105.50217,27.292],[-105.50398,27.28906],[-105.5058,27.28612],[-105.50765,27.28306],[-105.50945,27.28014],[-105.51106,27.27751],[-105.51316,27.27406],[-105.51479,27.27142],[-105.51641,27.26877],[-105.51789,27.26635],[-105.5196,27.26402],[-105.52198,27.26077],[-105.52436,27.2575],[-105.52613,27.25508],[-105.52802,27.25249],[-105.5301,27.24964],[-105.53175,27.24738],[-105.53372,27.24467],[-105.53602,27.24153],[-105.53817,27.23858],[-105.54003,27.23603],[-105.54233,27.23288],[-105.54442,27.23002],[-105.54651,27.22716],[-105.54805,27.22504],[-105.55032,27.22194],[-105.55255,27.21888],[-105.55444,27.2163],[-105.55646,27.21352],[-105.55856,27.21065],[-105.5606,27.20784],[-105.5625,27.20528],[-105.56476,27.20218],[-105.56677,27.1994],[-105.5688,27.19662],[-105.57094,27.1937],[-105.57314,27.19068],[-105.57504,27.18806],[-105.57721,27.18509],[-105.57898,27.18266],[-105.58086,27.18009],[-105.58339,27.1766],[-105.5849,27.17454],[-105.5878,27.17057],[-105.59052,27.16684],[-105.59207,27.16368],[-105.59336,27.16104],[-105.5949,27.15791],[-105.59599,27.15569],[-105.59769,27.1522],[-105.59913,27.14927],[-105.60043,27.14661],[-105.60258,27.14223],[-105.60436,27.1386],[-105.60575,27.13577],[-105.60695,27.13332],[-105.60853,27.13009],[-105.6099,27.1273],[-105.61142,27.12421],[-105.61291,27.12116],[-105.61441,27.11813],[-105.61546,27.11598],[-105.61672,27.11341],[-105.61793,27.11094],[-105.61955,27.10764],[-105.62109,27.10451],[-105.62253,27.10155],[-105.62423,27.09806],[-105.62531,27.09588],[-105.62725,27.09193],[-105.6287,27.08897],[-105.63027,27.08575],[-105.63164,27.08298],[-105.63375,27.07865],[-105.63527,27.07554],[-105.63633,27.0734],[-105.63838,27.06921],[-105.63959,27.06674],[-105.64085,27.06418],[-105.64295,27.05989],[-105.64427,27.0572],[-105.64599,27.05367],[-105.6472,27.05119],[-105.64922,27.04707],[-105.65047,27.04455],[-105.6519,27.04161],[-105.65365,27.03807],[-105.65516,27.03495],[-105.65657,27.03205],[-105.65804,27.02903],[-105.65967,27.02569],[-105.66138,27.02218],[-105.6629,27.01909],[-105.66606,27.01577],[-105.66898,27.01267],[-105.67088,27.01066],[-105.67382,27.00756],[-105.6766,27.00464],[-105.68052,27.00054],[-105.68501,26.99577],[-105.68741,26.99325],[-105.69054,26.98997],[-105.69385,26.98644],[-105.69662,26.98347],[-105.69976,26.98018],[-105.70228,26.97762],[-105.70475,26.97492],[-105.70814,26.97135],[-105.71263,26.96672],[-105.71638,26.96258],[-105.71785,26.96101],[-105.72008,26.95865],[-105.72306,26.95543],[-105.72489,26.95355],[-105.72704,26.95133],[-105.72984,26.94826],[-105.73255,26.9455],[-105.73548,26.94244],[-105.73917,26.93851],[-105.74127,26.93629],[-105.7445,26.93288],[-105.74748,26.92975],[-105.75061,26.92641],[-105.75317,26.92371],[-105.75468,26.92211],[-105.75612,26.92055],[-105.76006,26.91645],[-105.76338,26.91295],[-105.76602,26.91019],[-105.7684,26.90756],[-105.77042,26.9055],[-105.77301,26.90276],[-105.77481,26.90082],[-105.77657,26.89893],[-105.7781,26.8974],[-105.78055,26.89481],[-105.78289,26.89231],[-105.78568,26.88936],[-105.78803,26.88684],[-105.79131,26.88336],[-105.79383,26.88072],[-105.79689,26.87752],[-105.79936,26.87489],[-105.80173,26.87238],[-105.80424,26.86971],[-105.80685,26.86696],[-105.80736,26.86397],[-105.80763,26.86376]]}}
Línea 230.0 kV | LineString | 230.0 kV |  |  |  | Comisión Federal de Electricidad |  |  |  |  | OpenStreetMap | {"type":"Feature","properties":{},"geometry":{"type":"LineString","coordinates":[[-102.69275,22.97869],[-102.69223,22.97815],[-102.69096,22.97657],[-102.68829,22.97637],[-102.68634,22.97876],[-102.68713,22.98135],[-102.68799,22.98416],[-102.69026,22.98515],[-102.69272,22.98624],[-102.69482,22.98717],[-102.69749,22.98832],[-102.70011,22.98948],[-102.70222,22.9904],[-102.70522,22.99171],[-102.70822,22.99303],[-102.711,22.99426],[-102.71348,22.99534],[-102.71622,22.99651],[-102.71902,22.99773],[-102.72185,22.99898],[-102.72468,23.00021],[-102.72705,23.00126],[-102.72997,23.00251],[-102.73187,23.00337],[-102.73464,23.0046],[-102.73735,23.00579],[-102.73947,23.00671],[-102.74174,23.00771],[-102.74401,23.00869],[-102.74687,23.00995],[-102.75005,23.01135],[-102.75308,23.01266],[-102.75588,23.01389],[-102.75877,23.01517],[-102.76024,23.01748],[-102.76165,23.01975],[-102.76331,23.02231],[-102.765,23.02493],[-102.76668,23.0276],[-102.76836,23.03023],[-102.77006,23.03287],[-102.77135,23.03488],[-102.77319,23.0379],[-102.77465,23.04016],[-102.77616,23.04254],[-102.77798,23.04538],[-102.77961,23.04793],[-102.78119,23.05042],[-102.78288,23.05307],[-102.78458,23.0557],[-102.78625,23.05834],[-102.78795,23.06099],[-102.78959,23.06356],[-102.79129,23.0662],[-102.79302,23.06891],[-102.79482,23.07171],[-102.7965,23.07435],[-102.79819,23.077],[-102.79983,23.07955],[-102.80152,23.0822],[-102.80321,23.08484],[-102.80479,23.08733],[-102.80619,23.0895],[-102.80754,23.09161],[-102.80993,23.09536],[-102.81185,23.09839],[-102.8136,23.1011],[-102.81519,23.10359],[-102.8169,23.10624],[-102.81833,23.10847],[-102.8201,23.11128],[-102.82195,23.11415],[-102.82322,23.11618],[-102.82476,23.1185],[-102.82751,23.12021],[-102.8298,23.12159],[-102.83304,23.12359],[-102.83614,23.12548],[-102.83898,23.12722],[-102.8416,23.12882],[-102.84436,23.13051],[-102.8473,23.13229],[-102.85015,23.13404],[-102.8526,23.13553],[-102.85529,23.13717],[-102.85797,23.13881],[-102.86093,23.14059],[-102.86401,23.14248],[-102.86725,23.14446],[-102.86963,23.1459],[-102.87248,23.14764],[-102.87504,23.14917],[-102.87769,23.15083],[-102.88029,23.15242],[-102.88271,23.15391],[-102.8856,23.15566],[-102.8882,23.15725],[-102.89065,23.15873],[-102.89334,23.16039],[-102.8961,23.16206],[-102.89888,23.16377],[-102.90115,23.16515],[-102.9034,23.16653],[-102.90551,23.16784],[-102.90874,23.16867],[-102.91212,23.16955],[-102.91478,23.17024],[-102.91799,23.17108],[-102.91886,23.17364],[-102.91954,23.17569],[-102.92047,23.17845],[-102.92153,23.18175],[-102.92266,23.1851],[-102.92372,23.18831],[-102.92488,23.19183],[-102.92441,23.1948],[-102.92393,23.19778],[-102.92346,23.20081],[-102.92298,23.20386],[-102.92253,23.20679],[-102.92192,23.21072],[-102.92128,23.21465],[-102.92084,23.2175],[-102.92027,23.22109],[-102.91971,23.22466],[-102.91915,23.22816],[-102.91868,23.23115],[-102.91851,23.23254],[-102.9179,23.23263]]}}
Línea 230.0 kV | LineString | 230.0 kV | 2 |  |  | CFE |  |  |  |  | OpenStreetMap | {"type":"Feature","properties":{},"geometry":{"type":"LineString","coordinates":[[-102.69336,22.97845],[-102.69285,22.97802],[-102.69139,22.97627],[-102.6898,22.97436],[-102.68673,22.97183],[-102.68525,22.9706],[-102.68295,22.96876],[-102.68002,22.96636],[-102.67727,22.96411],[-102.67439,22.96177],[-102.67149,22.95939],[-102.66849,22.95692],[-102.66573,22.95466],[-102.6631,22.95253],[-102.66044,22.95033],[-102.65767,22.94807],[-102.65493,22.94584],[-102.65194,22.94339],[-102.64963,22.94148],[-102.64681,22.93918],[-102.64407,22.93695],[-102.64132,22.93468],[-102.63837,22.93237],[-102.63571,22.93017],[-102.63316,22.92809],[-102.63032,22.92578],[-102.62762,22.92355],[-102.62488,22.92131],[-102.62209,22.91903],[-102.61932,22.91674],[-102.61651,22.91446],[-102.61384,22.91225],[-102.61118,22.91008],[-102.60858,22.90793],[-102.60599,22.90583],[-102.60387,22.90377],[-102.60155,22.90151],[-102.59893,22.89896],[-102.59642,22.89651],[-102.59326,22.89344],[-102.59012,22.89038],[-102.58858,22.88886],[-102.5855,22.88588],[-102.58322,22.88364],[-102.57966,22.88021],[-102.5769,22.87753],[-102.5746,22.87528],[-102.56996,22.87075],[-102.56689,22.86776],[-102.56468,22.86548],[-102.56224,22.86312],[-102.55961,22.86054],[-102.5572,22.8582],[-102.55194,22.8531],[-102.54828,22.84952],[-102.54671,22.84799],[-102.545,22.84636],[-102.54246,22.84387],[-102.53972,22.8412],[-102.53775,22.83929],[-102.53505,22.83665],[-102.53102,22.83277],[-102.52936,22.83115],[-102.52696,22.82879],[-102.52269,22.82464],[-102.52062,22.82262],[-102.51444,22.81658],[-102.51287,22.81504],[-102.50958,22.81184],[-102.50671,22.80902],[-102.5047,22.80706],[-102.50191,22.80435],[-102.49976,22.80225],[-102.49724,22.79979],[-102.49588,22.79847],[-102.49416,22.79679],[-102.49173,22.79442],[-102.48919,22.79194],[-102.48667,22.78947],[-102.4841,22.78694],[-102.48142,22.78436],[-102.4789,22.78189],[-102.47629,22.77934],[-102.47373,22.77685],[-102.47101,22.7742],[-102.4684,22.77165],[-102.46575,22.76907],[-102.46328,22.76663],[-102.46079,22.7642],[-102.45826,22.76176],[-102.45567,22.75922],[-102.45326,22.75687],[-102.4503,22.75534],[-102.44723,22.75377],[-102.44693,22.75061],[-102.44692,22.74989]]}}
Línea 230.0 kV | LineString | 230.0 kV |  |  |  | CFE |  |  |  |  | OpenStreetMap | {"type":"Feature","properties":{},"geometry":{"type":"LineString","coordinates":[[-102.44779,22.74935],[-102.44777,22.74876],[-102.44773,22.74556],[-102.44489,22.74381],[-102.44159,22.74178],[-102.43916,22.7403],[-102.4368,22.73882],[-102.43445,22.73737],[-102.43156,22.73559],[-102.42834,22.73361],[-102.42572,22.73198],[-102.42358,22.73066],[-102.42071,22.72889],[-102.41783,22.7271],[-102.41451,22.72506],[-102.41141,22.72314],[-102.40704,22.72044],[-102.40348,22.71825],[-102.4006,22.71646],[-102.39777,22.71471],[-102.39454,22.71271],[-102.39154,22.71086],[-102.38792,22.70861],[-102.3841,22.70628],[-102.38097,22.70434],[-102.37805,22.70252],[-102.37502,22.70065],[-102.372,22.69878],[-102.36929,22.6971],[-102.36614,22.69515],[-102.36305,22.69324],[-102.35936,22.69097],[-102.35709,22.68955],[-102.35438,22.68787],[-102.35161,22.68618],[-102.34841,22.68421],[-102.34564,22.68249],[-102.34401,22.68012],[-102.34239,22.67781],[-102.34055,22.67517],[-102.33866,22.67247],[-102.33673,22.66973],[-102.33469,22.66684],[-102.33267,22.66396],[-102.3306,22.66101],[-102.3285,22.65798],[-102.32648,22.65511],[-102.32445,22.65219],[-102.32247,22.64941],[-102.32047,22.64652],[-102.31826,22.64338],[-102.31629,22.64055],[-102.31414,22.63755],[-102.31214,22.63461],[-102.31005,22.63165],[-102.30795,22.62866],[-102.30584,22.62568],[-102.30385,22.62283],[-102.30186,22.61997],[-102.29973,22.61693],[-102.29763,22.61394],[-102.29561,22.61103],[-102.29351,22.60804],[-102.29161,22.60534],[-102.28982,22.60279],[-102.28796,22.60014],[-102.28604,22.59739],[-102.28418,22.59474],[-102.28223,22.59194],[-102.28004,22.58881],[-102.27808,22.58602],[-102.27579,22.58273],[-102.27533,22.58208],[-102.27465,22.58111],[-102.27398,22.58016],[-102.27212,22.57749],[-102.27009,22.5746],[-102.26848,22.57231],[-102.26648,22.56946],[-102.26436,22.56641],[-102.26251,22.56378],[-102.26048,22.56088],[-102.25866,22.55828],[-102.25663,22.55537],[-102.25459,22.55244],[-102.25253,22.54952],[-102.25047,22.54657],[-102.2486,22.54391],[-102.24649,22.54087],[-102.24445,22.53797],[-102.24267,22.53542],[-102.24307,22.53221],[-102.24345,22.529],[-102.24377,22.52638],[-102.24415,22.52332],[-102.2445,22.52052],[-102.24497,22.5166],[-102.2454,22.51309],[-102.24579,22.50988],[-102.24615,22.5069],[-102.24656,22.50355],[-102.24699,22.50005],[-102.24745,22.49616],[-102.24792,22.49234],[-102.24838,22.48871],[-102.24876,22.48549],[-102.2492,22.48188],[-102.2496,22.47859],[-102.25,22.47542],[-102.24954,22.47349],[-102.24884,22.47037],[-102.24803,22.46682],[-102.24723,22.46333],[-102.24656,22.46045],[-102.24581,22.45717],[-102.24496,22.45343],[-102.24406,22.44954],[-102.24317,22.44566],[-102.24228,22.44182],[-102.2414,22.43795],[-102.24053,22.43416],[-102.23968,22.43047],[-102.23879,22.42659],[-102.2379,22.4227],[-102.23705,22.41901],[-102.23616,22.41514],[-102.23525,22.41115],[-102.2344,22.40744],[-102.23348,22.40347],[-102.2326,22.39962],[-102.23171,22.39568],[-102.2308,22.39173],[-102.22996,22.38811],[-102.2291,22.38435],[-102.22817,22.38034],[-102.22744,22.37717],[-102.22672,22.37398],[-102.22599,22.37078],[-102.22509,22.36681],[-102.22418,22.36285],[-102.22332,22.35909],[-102.22243,22.35521],[-102.22152,22.35124],[-102.22094,22.34871],[-102.22034,22.34608],[-102.21989,22.34412],[-102.22012,22.34113],[-102.22042,22.33714],[-102.22073,22.33342],[-102.22104,22.32944],[-102.22136,22.32531],[-102.22167,22.32144],[-102.22198,22.31755],[-102.22228,22.31366],[-102.22259,22.30959],[-102.2229,22.30564],[-102.22319,22.30166],[-102.22354,22.29738],[-102.22387,22.29329],[-102.22417,22.28932],[-102.22449,22.28535],[-102.22479,22.28141],[-102.22508,22.27775],[-102.22538,22.27404],[-102.22568,22.27003],[-102.22602,22.26604],[-102.22631,22.26207],[-102.22663,22.25809],[-102.22697,22.25406],[-102.22726,22.25016],[-102.22756,22.24622],[-102.22784,22.24265],[-102.22812,22.23923],[-102.22843,22.23528],[-102.22874,22.23132],[-102.22904,22.22764],[-102.22933,22.22382],[-102.22964,22.21988],[-102.22995,22.21589],[-102.23026,22.2119],[-102.23058,22.20788],[-102.23091,22.20381],[-102.2312,22.1998],[-102.23153,22.19575],[-102.23184,22.19182],[-102.23213,22.18791],[-102.23246,22.18408],[-102.23273,22.18025],[-102.23303,22.17634],[-102.23336,22.17238],[-102.23361,22.169],[-102.2339,22.16555],[-102.2342,22.16166],[-102.23345,22.1587],[-102.23267,22.15555],[-102.23194,22.15251],[-102.23264,22.14895],[-102.23323,22.14608],[-102.23388,22.14281],[-102.2345,22.1397],[-102.23529,22.1358],[-102.23612,22.13166],[-102.23679,22.12833],[-102.23685,22.1258],[-102.23695,22.12318],[-102.23703,22.11965],[-102.23717,22.11609],[-102.23725,22.11263],[-102.23736,22.1091],[-102.23746,22.10558],[-102.23757,22.10191],[-102.23769,22.09839],[-102.23778,22.09468],[-102.2379,22.09094],[-102.238,22.08743],[-102.2381,22.08388],[-102.23821,22.08043],[-102.23831,22.07726],[-102.2384,22.0743],[-102.2385,22.0703],[-102.23862,22.06694],[-102.2387,22.06384],[-102.23881,22.0597],[-102.23889,22.05698],[-102.23898,22.05444],[-102.23904,22.0517],[-102.23913,22.04918],[-102.23923,22.04551],[-102.23934,22.04213],[-102.23944,22.03905],[-102.23957,22.03396],[-102.23963,22.0319],[-102.23974,22.02841],[-102.23981,22.02577],[-102.23998,22.02123],[-102.24009,22.01756],[-102.24017,22.01418],[-102.24026,22.01168],[-102.24045,22.00833],[-102.24066,22.00454],[-102.24086,22.00127],[-102.24105,21.99781],[-102.24124,21.99447],[-102.24144,21.99017]]}}
Línea 230.0 kV | LineString | 230.0 kV | 1 |  |  | CFE |  |  |  |  | OpenStreetMap | {"type":"Feature","properties":{},"geometry":{"type":"LineString","coordinates":[[-102.57254,22.71894],[-102.57062,22.71913],[-102.5702,22.71862],[-102.56815,22.71578],[-102.56592,22.7127],[-102.56347,22.70921],[-102.56076,22.70545],[-102.55826,22.70201],[-102.55593,22.69878],[-102.55396,22.69606],[-102.55213,22.69353],[-102.54792,22.68769],[-102.54556,22.68443],[-102.54363,22.68176],[-102.54169,22.67906],[-102.5394,22.67589],[-102.53719,22.67283],[-102.53495,22.66974],[-102.53272,22.66664],[-102.5305,22.66357],[-102.52825,22.66045],[-102.52604,22.6574],[-102.52402,22.6546],[-102.52187,22.65195],[-102.51968,22.64924],[-102.51698,22.6459],[-102.514,22.64221],[-102.51132,22.63893],[-102.50922,22.63633],[-102.5068,22.63336],[-102.50447,22.63047],[-102.50217,22.62762],[-102.49989,22.62479],[-102.4975,22.62186],[-102.49498,22.61876],[-102.49261,22.61581],[-102.48994,22.61252],[-102.48728,22.60922],[-102.48511,22.60655],[-102.48296,22.6039],[-102.48065,22.60105],[-102.47846,22.59832],[-102.47628,22.59563],[-102.47388,22.59268],[-102.47132,22.58951],[-102.46831,22.58577],[-102.46561,22.58243],[-102.46303,22.57925],[-102.46086,22.57657],[-102.45793,22.57295],[-102.45498,22.5693],[-102.45295,22.56678],[-102.45,22.56312],[-102.44772,22.56032],[-102.44478,22.55667],[-102.44181,22.55302],[-102.43815,22.54846],[-102.43605,22.54586],[-102.43211,22.541],[-102.42994,22.53833],[-102.42649,22.53405],[-102.42379,22.53071],[-102.42146,22.52781],[-102.41943,22.52529],[-102.41717,22.5225],[-102.41416,22.51878],[-102.41084,22.51466],[-102.40852,22.51178],[-102.40532,22.50781],[-102.40344,22.50554],[-102.39683,22.4973],[-102.39428,22.49413],[-102.39153,22.49074],[-102.38916,22.48781],[-102.38572,22.48356],[-102.38335,22.4806],[-102.3804,22.47696],[-102.37749,22.47333],[-102.37524,22.47056],[-102.37355,22.46846],[-102.37146,22.46586],[-102.36899,22.46282],[-102.36644,22.45968],[-102.36416,22.45683],[-102.36228,22.45451],[-102.36024,22.45199],[-102.35817,22.4494],[-102.3582,22.44819],[-102.35827,22.44328],[-102.35832,22.44049],[-102.35838,22.43687],[-102.35842,22.43444],[-102.3585,22.42986],[-102.35855,22.42696],[-102.3586,22.42381],[-102.35866,22.42028],[-102.35874,22.4165],[-102.35884,22.41142],[-102.35889,22.40809],[-102.35892,22.40473],[-102.359,22.40096],[-102.3591,22.39563],[-102.35915,22.39193],[-102.35932,22.38465],[-102.3594,22.37988],[-102.35944,22.37652],[-102.3595,22.3712],[-102.35957,22.36793],[-102.35973,22.35983],[-102.35981,22.35408],[-102.35989,22.34821],[-102.35999,22.3436],[-102.36008,22.33904],[-102.36014,22.33468],[-102.36015,22.33252],[-102.35992,22.33085],[-102.35931,22.32653],[-102.35894,22.32408],[-102.3583,22.31993],[-102.35746,22.31434],[-102.35681,22.31014],[-102.3562,22.30576],[-102.35564,22.30183],[-102.35491,22.29714],[-102.35421,22.29243],[-102.35348,22.28763],[-102.35282,22.28314],[-102.35214,22.27842],[-102.35142,22.2737],[-102.3507,22.26888],[-102.35002,22.26423],[-102.3493,22.25941],[-102.34878,22.25575],[-102.34821,22.25227],[-102.34725,22.24555],[-102.34677,22.24242],[-102.34647,22.24034],[-102.34637,22.23965],[-102.34607,22.23755],[-102.34541,22.23314],[-102.34485,22.22951],[-102.34484,22.22944],[-102.34433,22.22574],[-102.3434,22.21961],[-102.34246,22.21319],[-102.34202,22.21014],[-102.3413,22.20546],[-102.3405,22.20032],[-102.33984,22.19558],[-102.33928,22.19173],[-102.33869,22.18765],[-102.33808,22.18347],[-102.33801,22.18297],[-102.33747,22.17939],[-102.33687,22.17536],[-102.33628,22.17133],[-102.33563,22.16678],[-102.33492,22.16216],[-102.33424,22.15755],[-102.33362,22.15336],[-102.33296,22.14899],[-102.33251,22.14585],[-102.33202,22.14257],[-102.33155,22.13925],[-102.33102,22.13567],[-102.33047,22.13195],[-102.32997,22.1285],[-102.32945,22.1251],[-102.32891,22.12139],[-102.32837,22.11773],[-102.32808,22.11577],[-102.3277,22.11316],[-102.32723,22.11002],[-102.3264,22.1068],[-102.32552,22.10338],[-102.3245,22.09946],[-102.32365,22.09613],[-102.32286,22.09302],[-102.32346,22.09287]]}}
Línea 230.0 kV | LineString | 230.0 kV |  |  |  | CFE |  |  |  |  | OpenStreetMap | {"type":"Feature","properties":{},"geometry":{"type":"LineString","coordinates":[[-102.2461,21.99377],[-102.2484,21.99459],[-102.25146,21.99334],[-102.2538,21.99239],[-102.25535,21.99021],[-102.2573,21.9875],[-102.25877,21.9854],[-102.25995,21.98376],[-102.26362,21.98379],[-102.26774,21.98383],[-102.27175,21.98387],[-102.27544,21.9839],[-102.27953,21.98393],[-102.28302,21.98396],[-102.28455,21.98167],[-102.288,21.98049],[-102.29055,21.97925],[-102.29145,21.97936],[-102.29232,21.98269],[-102.29466,21.98323],[-102.2962,21.98359],[-102.29907,21.98426]]}}
Línea 230.0 kV | LineString | 230.0 kV |  |  |  | CFE |  |  |  |  | OpenStreetMap | {"type":"Feature","properties":{},"geometry":{"type":"LineString","coordinates":[[-102.24476,21.99313],[-102.24526,21.9933],[-102.2461,21.99377],[-102.24514,21.9936],[-102.24462,21.99342]]}}
Línea 230.0 kV | LineString | 230.0 kV |  |  |  | CFE |  |  |  |  | OpenStreetMap | {"type":"Feature","properties":{},"geometry":{"type":"LineString","coordinates":[[-102.29907,21.98426],[-102.29896,21.98133],[-102.29872,21.9759],[-102.29853,21.97199],[-102.29836,21.96803],[-102.29822,21.96448],[-102.29805,21.96105],[-102.29788,21.95745],[-102.29769,21.95416],[-102.29759,21.95065],[-102.29746,21.94742],[-102.29732,21.94383],[-102.29482,21.9411],[-102.29264,21.93879],[-102.29043,21.93633],[-102.28779,21.93346],[-102.28491,21.93034],[-102.28427,21.92962],[-102.28413,21.92947],[-102.28327,21.92877],[-102.28223,21.92763],[-102.28117,21.92648],[-102.28018,21.92538],[-102.27913,21.92427],[-102.27836,21.9232],[-102.27699,21.92171],[-102.27489,21.91941],[-102.27329,21.91767],[-102.27246,21.91307],[-102.27217,21.90994],[-102.27236,21.90754],[-102.27293,21.90724]]}}
Línea 230.0 kV | LineString | 230.0 kV | 1 |  |  | CFE |  |  |  |  | OpenStreetMap | {"type":"Feature","properties":{},"geometry":{"type":"LineString","coordinates":[[-102.29798,21.94366],[-102.29707,21.9442],[-102.29447,21.94421],[-102.29105,21.94435],[-102.28929,21.94451],[-102.28751,21.9447],[-102.28415,21.94399],[-102.28435,21.94239],[-102.28466,21.93923],[-102.28421,21.93878],[-102.28157,21.93875],[-102.27995,21.9409],[-102.27782,21.94151],[-102.27581,21.94211],[-102.27356,21.94208],[-102.27168,21.94052],[-102.27093,21.93991],[-102.26937,21.93864],[-102.26785,21.93745],[-102.26856,21.93389],[-102.26903,21.93117],[-102.2696,21.92783],[-102.27041,21.92327],[-102.27086,21.92084],[-102.27106,21.91836],[-102.2704,21.915],[-102.27122,21.91166],[-102.27178,21.9093],[-102.27231,21.90699],[-102.2729,21.90694]]}}
Línea 230.0 kV | LineString | 230.0 kV |  |  |  | CFE |  |  |  |  | OpenStreetMap | {"type":"Feature","properties":{},"geometry":{"type":"LineString","coordinates":[[-102.38319,21.91073],[-102.383,21.91119],[-102.38175,21.91316],[-102.37871,21.91629],[-102.37595,21.91916],[-102.37298,21.92222],[-102.37022,21.92506],[-102.3673,21.92807],[-102.36528,21.93015],[-102.36343,21.93204],[-102.36047,21.93385],[-102.35681,21.93608],[-102.35316,21.93828],[-102.3503,21.93999],[-102.3475,21.94171],[-102.34536,21.94299],[-102.34173,21.94218],[-102.33722,21.94112],[-102.33445,21.94049],[-102.33147,21.93981],[-102.32872,21.93916],[-102.32756,21.93889],[-102.32533,21.94004],[-102.32216,21.93997],[-102.32109,21.93994],[-102.31689,21.93986],[-102.31345,21.93979],[-102.31025,21.94059],[-102.30556,21.94177],[-102.3018,21.94271],[-102.29798,21.94366]]}}
Línea 230.0 kV | LineString | 230.0 kV |  |  |  | CFE |  |  |  |  | OpenStreetMap | {"type":"Feature","properties":{},"geometry":{"type":"LineString","coordinates":[[-102.22176,21.76687],[-102.22149,21.76736],[-102.22036,21.76948],[-102.21926,21.77156],[-102.21992,21.77346],[-102.22195,21.77938],[-102.22461,21.78712],[-102.22594,21.79101],[-102.22726,21.79487],[-102.22868,21.799],[-102.22966,21.80182],[-102.23096,21.80561],[-102.23222,21.8093],[-102.23378,21.81385],[-102.23488,21.81703],[-102.23626,21.82098],[-102.23748,21.82459],[-102.23897,21.82894],[-102.24066,21.83382],[-102.24187,21.83735],[-102.24299,21.84059],[-102.24495,21.84635],[-102.24701,21.85235],[-102.24813,21.85562],[-102.24925,21.8588],[-102.25043,21.86224],[-102.25146,21.86526],[-102.25253,21.86836],[-102.25377,21.87197],[-102.25474,21.87476],[-102.25565,21.8775],[-102.25666,21.88041],[-102.25788,21.88395],[-102.25915,21.88756],[-102.25919,21.89074],[-102.25919,21.89101],[-102.2592,21.89198],[-102.25921,21.89254],[-102.25922,21.89346],[-102.25927,21.89604],[-102.25933,21.89981],[-102.25935,21.90269],[-102.26155,21.90468],[-102.26498,21.90518],[-102.26875,21.90574],[-102.27215,21.90624],[-102.27285,21.90649]]}}
Línea 230.0 kV | LineString | 230.0 kV |  |  |  | CFE |  |  |  |  | OpenStreetMap | {"type":"Feature","properties":{},"geometry":{"type":"LineString","coordinates":[[-102.22138,21.76364],[-102.22133,21.76408],[-102.22213,21.76541],[-102.22542,21.76582],[-102.22982,21.76637],[-102.23482,21.76699],[-102.23873,21.76748],[-102.24345,21.76806],[-102.24826,21.76867],[-102.25354,21.76931],[-102.25774,21.76983],[-102.26108,21.77024],[-102.26513,21.77075],[-102.26832,21.77115],[-102.27236,21.77165],[-102.27627,21.77214],[-102.28019,21.77262],[-102.28424,21.77311],[-102.28777,21.77355],[-102.29046,21.77389],[-102.2936,21.77428],[-102.29785,21.7748],[-102.30275,21.77541],[-102.30578,21.77577],[-102.31024,21.77634],[-102.31446,21.77685],[-102.3185,21.77734],[-102.32091,21.77912],[-102.32397,21.78138],[-102.32695,21.7836],[-102.33078,21.7864],[-102.33306,21.78809],[-102.33528,21.78972],[-102.33927,21.79266],[-102.342,21.79467],[-102.34581,21.79746],[-102.34892,21.79977],[-102.35243,21.8023],[-102.35583,21.80482],[-102.35904,21.8072],[-102.36269,21.80988],[-102.36594,21.81225],[-102.36815,21.81389],[-102.37108,21.81605],[-102.37484,21.81879],[-102.37832,21.82137],[-102.38129,21.82354],[-102.38328,21.82503],[-102.38502,21.8263],[-102.3859,21.83054],[-102.3868,21.83492],[-102.38749,21.83826],[-102.38843,21.84291],[-102.38908,21.846],[-102.38973,21.84931],[-102.39021,21.85161],[-102.39093,21.85497],[-102.39182,21.85949],[-102.39168,21.86298],[-102.39153,21.86707],[-102.39135,21.8711],[-102.39125,21.87515],[-102.39104,21.87933],[-102.39092,21.88288],[-102.39078,21.88742],[-102.3906,21.89093],[-102.39048,21.89392],[-102.39031,21.89822],[-102.39018,21.90134],[-102.39005,21.9046],[-102.38832,21.90644],[-102.3864,21.90838],[-102.38399,21.91006],[-102.38347,21.91031]]}}
Línea 230.0 kV | LineString | 230.0 kV | 2 |  |  | CFE |  |  |  |  | OpenStreetMap | {"type":"Feature","properties":{},"geometry":{"type":"LineString","coordinates":[[-102.22176,21.76687],[-102.22091,21.76414],[-102.22077,21.76379]]}}
Línea 230.0 kV | LineString | 230.0 kV |  |  |  | CFE |  |  |  |  | OpenStreetMap | {"type":"Feature","properties":{},"geometry":{"type":"LineString","coordinates":[[-102.22176,21.76687],[-102.22212,21.76725],[-102.22378,21.76891],[-102.22527,21.77364],[-102.22665,21.77788],[-102.22778,21.78149],[-102.22933,21.78624],[-102.23044,21.78985],[-102.23155,21.79337],[-102.23236,21.79594],[-102.23364,21.79993],[-102.23464,21.80304],[-102.23576,21.80656],[-102.23686,21.81002],[-102.23797,21.8135],[-102.23889,21.81649],[-102.24002,21.81995],[-102.24095,21.8229],[-102.24196,21.82607],[-102.24303,21.82942],[-102.24418,21.83308],[-102.24524,21.8364],[-102.24606,21.83899],[-102.24743,21.84336],[-102.24827,21.84603],[-102.2496,21.85008],[-102.25057,21.85319],[-102.25158,21.85644],[-102.25269,21.85985],[-102.25375,21.86321],[-102.25501,21.86718],[-102.25554,21.86883],[-102.25654,21.87197],[-102.25759,21.87525],[-102.25887,21.87932],[-102.25996,21.88279],[-102.26106,21.88623],[-102.26232,21.88862],[-102.2626,21.88916],[-102.26266,21.88926],[-102.26425,21.89228],[-102.26757,21.89855],[-102.26972,21.90264],[-102.27221,21.90601],[-102.27282,21.90617]]}}
Línea 230.0 kV | LineString | 230.0 kV |  |  |  | CFE |  |  |  |  | OpenStreetMap | {"type":"Feature","properties":{},"geometry":{"type":"LineString","coordinates":[[-101.75268,21.11365],[-101.753,21.11409],[-101.75435,21.11596],[-101.75644,21.11886],[-101.75834,21.12148],[-101.7606,21.12463],[-101.7627,21.12755],[-101.76483,21.13046],[-101.76718,21.13378],[-101.76924,21.13658],[-101.77149,21.13976],[-101.77351,21.14254],[-101.77562,21.14549],[-101.77788,21.14862],[-101.77999,21.15156],[-101.78144,21.1536],[-101.785,21.15855],[-101.78595,21.15989],[-101.78688,21.16118],[-101.78879,21.16384],[-101.78939,21.16715],[-101.78985,21.16968],[-101.79006,21.17083],[-101.79059,21.17376],[-101.79097,21.17587],[-101.79131,21.1779],[-101.79186,21.18084],[-101.79258,21.18487],[-101.79316,21.188],[-101.79357,21.19033],[-101.7955,21.19305],[-101.79772,21.19614],[-101.79981,21.19909],[-101.80194,21.20207],[-101.80401,21.20496],[-101.8061,21.20792],[-101.80832,21.21102],[-101.8104,21.21394],[-101.81271,21.21717],[-101.81473,21.22004],[-101.81677,21.22286],[-101.81908,21.22609],[-101.82106,21.2289],[-101.82313,21.23178],[-101.82482,21.23419],[-101.82678,21.23691],[-101.8285,21.23939],[-101.83103,21.2429],[-101.83287,21.24545],[-101.83536,21.24895],[-101.83711,21.25139],[-101.83918,21.2543],[-101.84098,21.25683],[-101.84301,21.25968],[-101.84529,21.2629],[-101.8468,21.26507],[-101.84944,21.26871],[-101.85148,21.27158],[-101.85532,21.27702],[-101.8571,21.2795],[-101.85885,21.28192],[-101.86096,21.28491],[-101.86309,21.28788],[-101.86464,21.29137],[-101.86607,21.29467],[-101.86744,21.29767],[-101.86893,21.30098],[-101.87058,21.3047],[-101.87189,21.30765],[-101.87299,21.31013],[-101.87496,21.31462],[-101.87704,21.31925],[-101.8785,21.32257],[-101.88,21.32598],[-101.88147,21.32928],[-101.88295,21.33255],[-101.8842,21.33541],[-101.88589,21.3392],[-101.88731,21.34242],[-101.88882,21.34583],[-101.89023,21.34899],[-101.89186,21.35262],[-101.89339,21.35611],[-101.89483,21.35935],[-101.89631,21.36271],[-101.89738,21.36513],[-101.89914,21.36912],[-101.90053,21.37225],[-101.90165,21.37474],[-101.90486,21.37713],[-101.90623,21.37817],[-101.90773,21.37928],[-101.9106,21.38141],[-101.91354,21.3836],[-101.91657,21.38586],[-101.91959,21.38811],[-101.92243,21.39021],[-101.92527,21.39233],[-101.92829,21.39458],[-101.93209,21.39744],[-101.93453,21.39926],[-101.93805,21.40188],[-101.94061,21.4038],[-101.94537,21.40735],[-101.9481,21.40939],[-101.95118,21.41169],[-101.95427,21.41398],[-101.95743,21.41634],[-101.96022,21.41843],[-101.96347,21.42085],[-101.96636,21.42301],[-101.96942,21.42529],[-101.97241,21.42752],[-101.97544,21.42979],[-101.97783,21.43157],[-101.98126,21.43413],[-101.98476,21.43675],[-101.98742,21.43873],[-101.98979,21.4405],[-101.99468,21.44415],[-101.99741,21.44619],[-101.99991,21.44801],[-102.00205,21.44964],[-102.00602,21.45261],[-102.01063,21.45608],[-102.01315,21.4579],[-102.01844,21.46183],[-102.02342,21.46556],[-102.02497,21.46672],[-102.02674,21.46807],[-102.03122,21.47145],[-102.03388,21.4734],[-102.03886,21.47714],[-102.04411,21.481],[-102.04793,21.48389],[-102.05058,21.48585],[-102.05382,21.48826],[-102.05711,21.49072],[-102.05937,21.49241],[-102.06219,21.49378],[-102.06477,21.49505],[-102.06731,21.4963],[-102.07099,21.49812],[-102.07432,21.49973],[-102.07763,21.50137],[-102.07957,21.50444],[-102.08106,21.50679],[-102.08302,21.50985],[-102.08493,21.51289],[-102.08653,21.51541],[-102.0884,21.51835],[-102.09036,21.52145],[-102.09228,21.52445],[-102.09424,21.52758],[-102.09621,21.5307],[-102.09761,21.53288],[-102.10017,21.53697],[-102.10295,21.54131],[-102.10486,21.54431],[-102.10808,21.54943],[-102.1095,21.55163],[-102.1109,21.55384],[-102.11227,21.55604],[-102.11378,21.55841],[-102.11719,21.56375],[-102.1188,21.56631],[-102.12046,21.56892],[-102.12273,21.57246],[-102.12506,21.57615],[-102.12667,21.57869],[-102.12871,21.5819],[-102.13069,21.58504],[-102.13266,21.58811],[-102.13433,21.59076],[-102.13657,21.59426],[-102.13855,21.59738],[-102.14051,21.60047],[-102.14215,21.60305],[-102.14396,21.60593],[-102.14737,21.61133],[-102.14901,21.61387],[-102.15088,21.61678],[-102.15429,21.62217],[-102.15565,21.62432],[-102.15822,21.62836],[-102.16021,21.63147],[-102.16218,21.63458],[-102.16407,21.63757],[-102.16715,21.64249],[-102.16939,21.64593],[-102.17124,21.64886],[-102.1732,21.65191],[-102.17512,21.65494],[-102.17697,21.65787],[-102.17886,21.66086],[-102.18074,21.66378],[-102.18271,21.66687],[-102.18445,21.6696],[-102.18647,21.67276],[-102.18848,21.67593],[-102.1904,21.67894],[-102.19223,21.68181],[-102.19438,21.68513],[-102.1961,21.68789],[-102.19825,21.69124],[-102.20008,21.69412],[-102.20107,21.6973],[-102.20219,21.70079],[-102.20332,21.70433],[-102.20441,21.70777],[-102.20533,21.71067],[-102.20593,21.71257],[-102.20656,21.71457],[-102.20752,21.71763],[-102.20865,21.72116],[-102.20971,21.72456],[-102.21086,21.72814],[-102.21198,21.73157],[-102.21389,21.73773],[-102.21488,21.74085],[-102.21606,21.74462],[-102.21705,21.74769],[-102.21824,21.75144],[-102.2191,21.75401],[-102.21854,21.75693],[-102.21743,21.75951],[-102.21657,21.76162]]}}
Línea 230.0 kV | LineString | 230.0 kV |  |  |  | CFE |  |  |  |  | OpenStreetMap | {"type":"Feature","properties":{},"geometry":{"type":"LineString","coordinates":[[-101.72811,21.14245],[-101.72708,21.1428],[-101.72622,21.14308],[-101.72596,21.14238],[-101.72552,21.1412],[-101.72494,21.1397],[-101.72433,21.13813],[-101.72376,21.13671],[-101.72326,21.1354],[-101.72394,21.13485],[-101.72525,21.13441],[-101.72657,21.13396],[-101.72761,21.1333],[-101.72896,21.13251],[-101.72991,21.13217],[-101.73164,21.13149],[-101.73276,21.13106],[-101.73345,21.12975],[-101.73445,21.12785],[-101.73508,21.12663],[-101.7359,21.12602],[-101.73791,21.12456],[-101.73893,21.1238],[-101.74055,21.1226],[-101.74158,21.12183],[-101.74323,21.12062],[-101.74443,21.11974],[-101.74551,21.11894],[-101.74687,21.11793],[-101.74848,21.11675],[-101.74982,21.11576],[-101.75133,21.11463],[-101.75268,21.11365]]}}
Línea 230.0 kV | LineString | 230.0 kV |  |  |  | CFE |  |  |  |  | OpenStreetMap | {"type":"Feature","properties":{},"geometry":{"type":"LineString","coordinates":[[-102.21657,21.76162],[-102.21732,21.76383],[-102.22015,21.76306],[-102.22025,21.76338]]}}
Línea 230.0 kV | LineString | 230.0 kV |  |  |  | CFE |  |  |  |  | OpenStreetMap | {"type":"Feature","properties":{},"geometry":{"type":"LineString","coordinates":[[-101.74105,21.13308],[-101.7382,21.13552],[-101.73558,21.13779],[-101.7328,21.14015],[-101.73061,21.14201],[-101.72897,21.14345],[-101.72842,21.14361]]}}
Línea 230.0 kV | LineString | 230.0 kV | 1 |  |  | CFE |  |  |  |  | OpenStreetMap | {"type":"Feature","properties":{},"geometry":{"type":"LineString","coordinates":[[-102.21657,21.76162],[-102.21563,21.75946],[-102.2143,21.75643],[-102.21318,21.75385],[-102.21218,21.75087],[-102.21114,21.74788],[-102.20967,21.74356],[-102.20875,21.74089],[-102.20756,21.73745],[-102.20617,21.73342],[-102.20514,21.7304],[-102.20415,21.72747],[-102.20295,21.72401],[-102.20182,21.72071],[-102.19952,21.71397],[-102.19732,21.70757],[-102.19621,21.70438],[-102.19489,21.70051],[-102.19354,21.69655],[-102.19119,21.6897],[-102.18992,21.686],[-102.18876,21.68265],[-102.18766,21.67938],[-102.1865,21.67604],[-102.18542,21.67289],[-102.18361,21.67007],[-102.18183,21.66726],[-102.17948,21.66353],[-102.17767,21.66072],[-102.17551,21.65731],[-102.17343,21.65405],[-102.1716,21.65117],[-102.16971,21.64821],[-102.16758,21.64485],[-102.16577,21.64199],[-102.16268,21.63709],[-102.16095,21.63437],[-102.15902,21.63133],[-102.15723,21.62853],[-102.15468,21.6245],[-102.15293,21.62178],[-102.14984,21.61689],[-102.147,21.61247],[-102.14519,21.60962],[-102.14264,21.60555],[-102.14056,21.60228],[-102.13866,21.59928],[-102.1367,21.59621],[-102.13483,21.59326],[-102.13275,21.59001],[-102.1308,21.58688],[-102.12916,21.58434],[-102.1268,21.58062],[-102.12516,21.57804],[-102.12373,21.57579],[-102.12078,21.57115],[-102.11924,21.56874],[-102.11703,21.56524],[-102.11554,21.5629],[-102.11274,21.55845],[-102.1111,21.55591],[-102.10953,21.5534],[-102.10801,21.55101],[-102.10657,21.54878],[-102.10332,21.54366],[-102.10161,21.54095],[-102.09948,21.53762],[-102.09721,21.53404],[-102.09574,21.53171],[-102.09318,21.52767],[-102.09152,21.52504],[-102.08964,21.52208],[-102.08786,21.51927],[-102.08591,21.51621],[-102.08216,21.51373],[-102.07846,21.51133],[-102.07498,21.50901],[-102.07221,21.5072],[-102.06889,21.505],[-102.06613,21.50317],[-102.06313,21.50121],[-102.06005,21.49919],[-102.05664,21.49695],[-102.05375,21.49505],[-102.05088,21.49317],[-102.04835,21.49149],[-102.04448,21.48896],[-102.0411,21.48671],[-102.03713,21.48414],[-102.02979,21.47933],[-102.02728,21.47762],[-102.02253,21.47451],[-102.01906,21.47224],[-102.01464,21.46931],[-102.01146,21.46722],[-102.00925,21.4658],[-102.00381,21.46219],[-101.99774,21.45819],[-101.99499,21.45637],[-101.99189,21.45433],[-101.98702,21.45113],[-101.98412,21.4492],[-101.98081,21.44704],[-101.97617,21.44395],[-101.97346,21.44217],[-101.97077,21.44041],[-101.96593,21.43721],[-101.96339,21.43556],[-101.95902,21.43266],[-101.95634,21.43087],[-101.95256,21.42839],[-101.94907,21.42609],[-101.94622,21.42422],[-101.94278,21.42194],[-101.9401,21.42018],[-101.93619,21.41761],[-101.93313,21.41561],[-101.93019,21.41365],[-101.92664,21.4113],[-101.92349,21.40923],[-101.9204,21.40719],[-101.91725,21.40511],[-101.91471,21.40343],[-101.91226,21.40182],[-101.9095,21.4],[-101.90643,21.39797],[-101.9032,21.39584],[-101.90012,21.39381],[-101.89719,21.39187],[-101.89381,21.38964],[-101.89067,21.38755],[-101.88743,21.38542],[-101.88404,21.38318],[-101.88055,21.38089],[-101.877,21.37855],[-101.87315,21.37601],[-101.87111,21.37222],[-101.86833,21.36707],[-101.86677,21.36417],[-101.86529,21.36141],[-101.86376,21.35857],[-101.86206,21.35541],[-101.8604,21.35232],[-101.85861,21.34899],[-101.85689,21.34585],[-101.85528,21.34286],[-101.85344,21.33947],[-101.85178,21.3364],[-101.85017,21.33341],[-101.84804,21.32944],[-101.84596,21.32564],[-101.84445,21.32282],[-101.84274,21.31968],[-101.84126,21.31693],[-101.83934,21.31337],[-101.83772,21.31026],[-101.83628,21.30769],[-101.83457,21.30453],[-101.83231,21.30034],[-101.83036,21.29671],[-101.82874,21.29373],[-101.82703,21.29051],[-101.82504,21.2868],[-101.82366,21.28421],[-101.82187,21.28097],[-101.82017,21.27779],[-101.81793,21.27361],[-101.8162,21.27044],[-101.81417,21.26666],[-101.81283,21.26416],[-101.81072,21.26024],[-101.80884,21.25674],[-101.80721,21.25372],[-101.80575,21.25101],[-101.80401,21.24775],[-101.80265,21.24524],[-101.80128,21.24269],[-101.79949,21.23938],[-101.79783,21.23632],[-101.79625,21.23341],[-101.79442,21.23003],[-101.79279,21.22705],[-101.79096,21.22366],[-101.7894,21.22078],[-101.78799,21.21818],[-101.78591,21.2142],[-101.78469,21.21193],[-101.78304,21.20888],[-101.78111,21.20529],[-101.77939,21.2021],[-101.77774,21.19903],[-101.77565,21.19516],[-101.77393,21.19195],[-101.77226,21.18886],[-101.77077,21.18612],[-101.76865,21.18217],[-101.76692,21.17896],[-101.76526,21.1759],[-101.76349,21.17259],[-101.76193,21.1697],[-101.76025,21.16658],[-101.75864,21.16359],[-101.75736,21.16124],[-101.75514,21.15711],[-101.75342,21.1539],[-101.75168,21.15065],[-101.74992,21.14741],[-101.74843,21.14459],[-101.74667,21.14134],[-101.74529,21.13877],[-101.74371,21.13585],[-101.74201,21.13267],[-101.74192,21.13251]]}}
Línea 230.0 kV | LineString | 230.0 kV | 1 |  |  | CFE |  |  |  |  | OpenStreetMap | {"type":"Feature","properties":{},"geometry":{"type":"LineString","coordinates":[[-101.74227,21.13257],[-101.74201,21.13267],[-101.74105,21.13308]]}}
Línea 230.0 kV | LineString | 230.0 kV |  |  |  | CFE |  |  |  |  | OpenStreetMap | {"type":"Feature","properties":{},"geometry":{"type":"LineString","coordinates":[[-101.75268,21.11365],[-101.75236,21.11319],[-101.75001,21.10993],[-101.74767,21.10671],[-101.74564,21.10389],[-101.74356,21.10103],[-101.73956,21.09991],[-101.73323,21.0982],[-101.72952,21.09718],[-101.72609,21.09625],[-101.72224,21.09519],[-101.71895,21.09428],[-101.71614,21.09352],[-101.71358,21.0928],[-101.71001,21.09184],[-101.70623,21.0908],[-101.70269,21.08984],[-101.6987,21.08873],[-101.6973,21.08746],[-101.6964,21.08665],[-101.69465,21.08505],[-101.69222,21.08287],[-101.68962,21.08053],[-101.68695,21.07812],[-101.6847,21.07607],[-101.68264,21.07426],[-101.6824,21.07357]]}}
Línea 230.0 kV | LineString | 230.0 kV | 1 |  |  | CFE |  |  |  |  | OpenStreetMap | {"type":"Feature","properties":{},"geometry":{"type":"LineString","coordinates":[[-101.74197,21.13217],[-101.74177,21.13237],[-101.74105,21.13308]]}}
Línea 230.0 kV | LineString | 230.0 kV |  |  |  | CFE |  |  |  |  | OpenStreetMap | {"type":"Feature","properties":{},"geometry":{"type":"LineString","coordinates":[[-101.79041,20.9651],[-101.79111,20.96509]]}}
Línea 230.0 kV | LineString | 230.0 kV |  |  |  | CFE |  |  |  |  | OpenStreetMap | {"type":"Feature","properties":{},"geometry":{"type":"LineString","coordinates":[[-101.79105,20.9654],[-101.79041,20.9651]]}}
Línea 230.0 kV | LineString | 230.0 kV |  |  |  | CFE |  |  |  |  | OpenStreetMap | {"type":"Feature","properties":{},"geometry":{"type":"LineString","coordinates":[[-101.78856,20.96496],[-101.79041,20.9651]]}}
Línea 230.0 kV | LineString | 230.0 kV |  |  |  | CFE |  |  |  |  | OpenStreetMap | {"type":"Feature","properties":{},"geometry":{"type":"LineString","coordinates":[[-101.79095,20.9658],[-101.79028,20.96566],[-101.78856,20.96496]]}}
Línea 230.0 kV | LineString | 230.0 kV | 4 |  |  | CFE |  |  |  |  | OpenStreetMap | {"type":"Feature","properties":{},"geometry":{"type":"LineString","coordinates":[[-101.6824,21.07357],[-101.68285,21.07211],[-101.68323,21.07085],[-101.68353,21.06986],[-101.68394,21.06851],[-101.68439,21.06707],[-101.68484,21.06557],[-101.68528,21.0641],[-101.68573,21.06259],[-101.686,21.06133],[-101.68653,21.05961],[-101.68705,21.05791],[-101.68755,21.05623],[-101.68809,21.05447],[-101.6886,21.05281],[-101.68905,21.05132],[-101.68944,21.05002],[-101.6899,21.04848],[-101.69037,21.04696],[-101.69089,21.04522],[-101.69139,21.04354],[-101.6919,21.0419],[-101.69243,21.04013],[-101.69295,21.03847],[-101.69343,21.03686],[-101.6939,21.03532],[-101.69422,21.03426],[-101.69466,21.03279],[-101.69527,21.03079],[-101.69563,21.02963],[-101.69604,21.02831],[-101.69656,21.02653],[-101.69716,21.02609],[-101.69816,21.02534],[-101.6995,21.02431],[-101.7012,21.022],[-101.70291,21.01969],[-101.7047,21.01726],[-101.7063,21.01508],[-101.70797,21.01282],[-101.70954,21.01068],[-101.71123,21.00841],[-101.71354,21.00613],[-101.71568,21.00403],[-101.71804,21.0017],[-101.72051,20.99931],[-101.72289,20.99697],[-101.72511,20.99481],[-101.72734,20.9926],[-101.7298,20.99018],[-101.73218,20.98787],[-101.73444,20.98568],[-101.73675,20.98337],[-101.73906,20.98113],[-101.74164,20.97857],[-101.74438,20.97591],[-101.74649,20.97382],[-101.74884,20.97142],[-101.75113,20.96929],[-101.75333,20.9671],[-101.75523,20.96526],[-101.75727,20.96325],[-101.76153,20.96338],[-101.76408,20.96345],[-101.76682,20.96351],[-101.77041,20.96363],[-101.77353,20.96371],[-101.77785,20.96385],[-101.78097,20.96393],[-101.78411,20.96402],[-101.78856,20.96496]]}}
Línea 230.0 kV | LineString | 230.0 kV |  |  |  | CFE |  |  |  |  | OpenStreetMap | {"type":"Feature","properties":{},"geometry":{"type":"LineString","coordinates":[[-101.67946,21.07155],[-101.68007,21.07191],[-101.68196,21.07358],[-101.6824,21.07357]]}}
Línea 230.0 kV | LineString | 230.0 kV | 1 |  |  | CFE |  |  |  |  | OpenStreetMap | {"type":"Feature","properties":{},"geometry":{"type":"LineString","coordinates":[[-101.67938,21.07168],[-101.67971,21.07197],[-101.68137,21.07341],[-101.68189,21.07383],[-101.6824,21.07357]]}}
Línea 230.0 kV | LineString | 230.0 kV | 1 |  |  | CFE |  |  |  |  | OpenStreetMap | {"type":"Feature","properties":{},"geometry":{"type":"LineString","coordinates":[[-102.43006,21.33381],[-102.42972,21.33427]]}}
Línea 230.0 kV | LineString | 230.0 kV | 1 |  |  | CFE |  |  |  |  | OpenStreetMap | {"type":"Feature","properties":{},"geometry":{"type":"LineString","coordinates":[[-102.42972,21.33427],[-102.42972,21.33371]]}}
Línea 230.0 kV | LineString | 230.0 kV |  |  |  | CFE |  |  |  |  | OpenStreetMap | {"type":"Feature","properties":{},"geometry":{"type":"LineString","coordinates":[[-100.93127,21.83218],[-100.92819,21.83191],[-100.92473,21.83187],[-100.92163,21.83184],[-100.91837,21.83178],[-100.9145,21.83177],[-100.91032,21.83172],[-100.90677,21.83167],[-100.90287,21.83162],[-100.89934,21.8316],[-100.89704,21.83157],[-100.8948,21.83155]]}}
Línea 230.0 kV | LineString | 230.0 kV |  |  |  | CFE |  |  |  |  | OpenStreetMap | {"type":"Feature","properties":{},"geometry":{"type":"LineString","coordinates":[[-100.89482,21.83118],[-100.89821,21.83123],[-100.90188,21.83127],[-100.9059,21.8313],[-100.90965,21.83134],[-100.91383,21.8314],[-100.91769,21.83144],[-100.92137,21.83149],[-100.92523,21.83152],[-100.92908,21.83157],[-100.93144,21.83157],[-100.932,21.83173]]}}
Línea 230.0 kV | LineString | 230.0 kV |  |  |  | CFE |  |  |  |  | OpenStreetMap | {"type":"Feature","properties":{},"geometry":{"type":"LineString","coordinates":[[-100.93209,21.8314],[-100.93155,21.83125],[-100.92821,21.83119],[-100.92456,21.83115],[-100.92106,21.83112],[-100.91731,21.83106],[-100.91411,21.83103],[-100.91043,21.83098],[-100.90715,21.83095],[-100.90403,21.83091],[-100.90095,21.83088],[-100.89785,21.83087],[-100.89482,21.83082]]}}
Línea 230.0 kV | LineString | 230.0 kV |  |  |  | CFE |  |  |  |  | OpenStreetMap | {"type":"Feature","properties":{},"geometry":{"type":"LineString","coordinates":[[-100.89156,21.83132],[-100.8948,21.83155]]}}
Línea 230.0 kV | LineString | 230.0 kV |  |  |  | CFE |  |  |  |  | OpenStreetMap | {"type":"Feature","properties":{},"geometry":{"type":"LineString","coordinates":[[-100.93127,21.83218],[-100.93189,21.83214]]}}
Línea 230.0 kV | LineString | 230.0 kV |  |  |  | CFE |  |  |  |  | OpenStreetMap | {"type":"Feature","properties":{},"geometry":{"type":"LineString","coordinates":[[-100.89482,21.83118],[-100.89156,21.83132]]}}
Línea 230.0 kV | LineString | 230.0 kV |  |  |  | CFE |  |  |  |  | OpenStreetMap | {"type":"Feature","properties":{},"geometry":{"type":"LineString","coordinates":[[-100.89482,21.83118],[-100.89143,21.83087]]}}
Línea 230.0 kV | LineString | 230.0 kV |  |  |  | CFE |  |  |  |  | OpenStreetMap | {"type":"Feature","properties":{},"geometry":{"type":"LineString","coordinates":[[-100.89482,21.83082],[-100.89143,21.83087]]}}
Línea 230.0 kV | LineString | 230.0 kV |  |  |  | CFE |  |  |  |  | OpenStreetMap | {"type":"Feature","properties":{},"geometry":{"type":"LineString","coordinates":[[-100.93179,21.83249],[-100.93127,21.83218]]}}
Línea 230.0 kV | LineString | 230.0 kV |  |  |  | CFE |  |  |  |  | OpenStreetMap | {"type":"Feature","properties":{},"geometry":{"type":"LineString","coordinates":[[-100.80686,21.93246],[-100.80859,21.93009],[-100.81048,21.9275],[-100.81266,21.92455],[-100.81486,21.92158],[-100.81697,21.9187],[-100.81939,21.91539],[-100.8218,21.91218],[-100.82386,21.90933],[-100.82597,21.90644],[-100.82817,21.90347],[-100.83052,21.90026],[-100.83286,21.89706],[-100.83496,21.89424],[-100.83717,21.89122],[-100.83948,21.88806],[-100.8422,21.88437],[-100.84472,21.8809],[-100.84822,21.87614],[-100.85085,21.87256],[-100.85298,21.86964],[-100.85502,21.86687],[-100.85715,21.864],[-100.8595,21.86079],[-100.8617,21.85779],[-100.86391,21.85478],[-100.86575,21.85227],[-100.86762,21.84973],[-100.86958,21.84705],[-100.87137,21.84461],[-100.87383,21.84299],[-100.87652,21.84122],[-100.8789,21.83965],[-100.88198,21.83762],[-100.88548,21.83534],[-100.88871,21.8332],[-100.89156,21.83132]]}}
Línea 230.0 kV | LineString | 230.0 kV |  |  |  | CFE |  |  |  |  | OpenStreetMap | {"type":"Feature","properties":{},"geometry":{"type":"LineString","coordinates":[[-100.89143,21.83087],[-100.88853,21.83276],[-100.88554,21.83474],[-100.88236,21.83681],[-100.8792,21.83889],[-100.87633,21.84079],[-100.8733,21.84279],[-100.87103,21.84426],[-100.86933,21.84658],[-100.86714,21.84957],[-100.86495,21.85258],[-100.8627,21.85563],[-100.86056,21.85855],[-100.8584,21.86154],[-100.85632,21.86433],[-100.85424,21.86716],[-100.85231,21.86977],[-100.85006,21.87284],[-100.84758,21.87619],[-100.84413,21.88092],[-100.84151,21.88449],[-100.8394,21.88734],[-100.83701,21.89063],[-100.83453,21.894],[-100.83232,21.89699],[-100.83009,21.90005],[-100.82756,21.9035],[-100.82573,21.90597],[-100.82358,21.9089],[-100.82166,21.9115],[-100.81951,21.91442],[-100.81738,21.91733],[-100.81521,21.92028],[-100.81315,21.92309],[-100.81137,21.92552],[-100.80913,21.92856],[-100.80776,21.93043],[-100.80646,21.93219]]}}
Línea 230.0 kV | LineString | 230.0 kV |  |  |  | CFE |  |  |  |  | OpenStreetMap | {"type":"Feature","properties":{},"geometry":{"type":"LineString","coordinates":[[-100.63437,21.28227],[-100.63399,21.28183],[-100.63358,21.27994],[-100.63561,21.27956]]}}
Línea 230.0 kV | LineString | 230.0 kV |  |  |  | CFE |  |  |  |  | OpenStreetMap | {"type":"Feature","properties":{},"geometry":{"type":"LineString","coordinates":[[-100.8948,21.83155],[-100.89192,21.83221],[-100.89129,21.83492],[-100.89076,21.83811],[-100.89019,21.84169],[-100.88965,21.84499],[-100.88907,21.84846],[-100.8885,21.85195],[-100.88794,21.85559],[-100.88733,21.85918],[-100.88676,21.86271],[-100.88618,21.86628],[-100.88557,21.87006],[-100.8849,21.87409],[-100.88434,21.87768],[-100.88375,21.88125],[-100.88313,21.88502],[-100.88249,21.889],[-100.88259,21.89211],[-100.8827,21.89574],[-100.8828,21.8992],[-100.88285,21.90071],[-100.88291,21.90264],[-100.88302,21.90632],[-100.88314,21.90969],[-100.88325,21.91348],[-100.88333,21.91702],[-100.88346,21.92066],[-100.88359,21.92449],[-100.88372,21.92853],[-100.88381,21.93208],[-100.8839,21.93568],[-100.88401,21.93919],[-100.88411,21.94244],[-100.88423,21.94608],[-100.88433,21.94959],[-100.88445,21.9533],[-100.88456,21.95705],[-100.88467,21.96049],[-100.88477,21.96382],[-100.88491,21.96788],[-100.885,21.97167],[-100.88512,21.97512],[-100.88522,21.97875],[-100.88534,21.98247],[-100.88543,21.98534],[-100.88551,21.98802],[-100.88562,21.99154],[-100.88572,21.9945],[-100.88515,21.99507]]}}
Línea 230.0 kV | LineString | 230.0 kV |  |  |  | CFE |  |  |  |  | OpenStreetMap | {"type":"Feature","properties":{},"geometry":{"type":"LineString","coordinates":[[-100.88515,21.99507],[-100.88433,21.99556],[-100.88284,21.99554],[-100.88137,21.99555],[-100.87991,21.99554],[-100.87845,21.99554],[-100.877,21.99556],[-100.87622,21.99533],[-100.87544,21.99532]]}}
Línea 230.0 kV | LineString | 230.0 kV | 1 |  |  | CFE |  |  |  |  | OpenStreetMap | {"type":"Feature","properties":{},"geometry":{"type":"LineString","coordinates":[[-100.88515,21.99507],[-100.88575,21.99559],[-100.88577,21.99678],[-100.88589,22.0005],[-100.88602,22.00418],[-100.88612,22.00773],[-100.88623,22.01127],[-100.88634,22.0148],[-100.88644,22.01833],[-100.88655,22.02185],[-100.88667,22.02547],[-100.88677,22.0291],[-100.88688,22.03264],[-100.88699,22.03617],[-100.88894,22.03917],[-100.89091,22.04229],[-100.89283,22.04531],[-100.89475,22.04834],[-100.89666,22.05136],[-100.89847,22.05423],[-100.89987,22.05644],[-100.90027,22.06033],[-100.90064,22.06392],[-100.90096,22.06715],[-100.90134,22.07082],[-100.90171,22.0745],[-100.90202,22.07755],[-100.90229,22.08024],[-100.90257,22.08304],[-100.90486,22.08534],[-100.90738,22.0879],[-100.90659,22.09147],[-100.90719,22.09334],[-100.90733,22.09373]]}}
Línea 230.0 kV | LineString | 230.0 kV |  |  |  | CFE |  |  |  |  | OpenStreetMap | {"type":"Feature","properties":{},"geometry":{"type":"LineString","coordinates":[[-100.9072,22.09386],[-100.90684,22.09356],[-100.90528,22.09036],[-100.90507,22.09015]]}}
Línea 230.0 kV | LineString | 230.0 kV |  |  |  | CFE |  |  |  |  | OpenStreetMap | {"type":"Feature","properties":{},"geometry":{"type":"LineString","coordinates":[[-100.82935,21.97857],[-100.82982,21.97935],[-100.83149,21.98227],[-100.83335,21.98551],[-100.83522,21.98875],[-100.83707,21.99199],[-100.83892,21.99522],[-100.84077,21.99845],[-100.84245,22.00138],[-100.84428,22.00454],[-100.8461,22.00772],[-100.84696,22.00922],[-100.84798,22.01099],[-100.84986,22.01426],[-100.85172,22.01749],[-100.85358,22.02074],[-100.85542,22.02394],[-100.85723,22.0271],[-100.85909,22.03034],[-100.86091,22.0335],[-100.86273,22.03666],[-100.86465,22.04001],[-100.86649,22.04321],[-100.86838,22.04648],[-100.87021,22.04968],[-100.87206,22.0529],[-100.87388,22.05604],[-100.87588,22.05954],[-100.87805,22.06331],[-100.87996,22.06664],[-100.88254,22.06926],[-100.88512,22.07188],[-100.88775,22.07454],[-100.89038,22.07721],[-100.89493,22.08182],[-100.89617,22.08308],[-100.89877,22.08571],[-100.9014,22.0884],[-100.90402,22.09105],[-100.90665,22.09371],[-100.90709,22.09396]]}}
Línea 230.0 kV | LineString | 230.0 kV | 1 |  |  | CFE |  |  |  |  | OpenStreetMap | {"type":"Feature","properties":{},"geometry":{"type":"LineString","coordinates":[[-100.89261,22.09268],[-100.89308,22.09248],[-100.89494,22.09089],[-100.8988,22.09136],[-100.90129,22.09167],[-100.9034,22.09192],[-100.90622,22.09408],[-100.90663,22.09437]]}}
Línea 230.0 kV | LineString | 230.0 kV |  |  |  | CFE |  |  |  |  | OpenStreetMap | {"type":"Feature","properties":{},"geometry":{"type":"LineString","coordinates":[[-100.80645,21.93264],[-100.80646,21.93219]]}}
Línea 230.0 kV | LineString | 230.0 kV |  |  |  | CFE |  |  |  |  | OpenStreetMap | {"type":"Feature","properties":{},"geometry":{"type":"LineString","coordinates":[[-100.80686,21.93246],[-100.80645,21.93264]]}}
Línea 230.0 kV | LineString | 230.0 kV |  |  |  | CFE |  |  |  |  | OpenStreetMap | {"type":"Feature","properties":{},"geometry":{"type":"LineString","coordinates":[[-100.80646,21.93219],[-100.80436,21.93171],[-100.80201,21.93117],[-100.80084,21.92963],[-100.79943,21.92775],[-100.79722,21.92454],[-100.79495,21.92125],[-100.79268,21.91794],[-100.79057,21.91486],[-100.78881,21.91228],[-100.7863,21.90863],[-100.78425,21.90563],[-100.78242,21.90298],[-100.78028,21.89986],[-100.77648,21.89437],[-100.77313,21.88945],[-100.77133,21.88711],[-100.76755,21.88221],[-100.7655,21.8796],[-100.76048,21.87308],[-100.75838,21.87037],[-100.75364,21.86425],[-100.75082,21.86058],[-100.74901,21.85823],[-100.74723,21.85593],[-100.74443,21.85232],[-100.74231,21.84956],[-100.74006,21.84665],[-100.73802,21.844],[-100.73595,21.84133],[-100.73357,21.83823],[-100.73305,21.83591],[-100.73243,21.83298],[-100.7316,21.82921],[-100.73109,21.82682],[-100.73046,21.82393],[-100.72935,21.81861],[-100.72878,21.81599],[-100.72686,21.81311],[-100.72495,21.81025],[-100.7233,21.80778],[-100.72162,21.80526],[-100.7199,21.80231],[-100.71816,21.79925],[-100.71626,21.79597],[-100.71348,21.79125],[-100.71056,21.78218],[-100.7069,21.77732],[-100.70472,21.77443],[-100.70267,21.77173],[-100.6996,21.76876],[-100.69644,21.7657],[-100.69355,21.7629],[-100.69087,21.7603],[-100.68827,21.75777],[-100.68631,21.75589],[-100.6835,21.75322],[-100.68307,21.74829],[-100.68266,21.74372],[-100.68225,21.73913],[-100.68194,21.73568],[-100.68161,21.73205],[-100.68134,21.72878],[-100.681,21.725],[-100.68068,21.72142],[-100.6803,21.71727],[-100.67996,21.71353],[-100.67958,21.70927],[-100.67922,21.70511],[-100.67888,21.70131],[-100.6806,21.69864],[-100.6822,21.69617],[-100.68413,21.69317],[-100.68608,21.69013],[-100.68804,21.68713],[-100.69002,21.684],[-100.69202,21.6809],[-100.69433,21.6773],[-100.69705,21.67311],[-100.69984,21.66878],[-100.70138,21.6664],[-100.70403,21.66228],[-100.70634,21.65862],[-100.70871,21.65498],[-100.71066,21.652],[-100.71287,21.64855],[-100.71525,21.64484],[-100.71766,21.64112],[-100.71995,21.63756],[-100.72237,21.63379],[-100.72439,21.63068],[-100.72633,21.62764],[-100.72823,21.62473],[-100.73019,21.62169],[-100.73223,21.6185],[-100.73517,21.61389],[-100.73744,21.61037],[-100.73948,21.60718],[-100.74155,21.60397],[-100.74191,21.60016],[-100.74221,21.59656],[-100.74248,21.59313],[-100.74279,21.58973],[-100.74312,21.58592],[-100.74336,21.58311],[-100.74383,21.57754],[-100.74421,21.57321],[-100.74474,21.56689],[-100.74514,21.56232],[-100.74545,21.55859],[-100.74585,21.55409],[-100.74617,21.55046],[-100.74648,21.54701],[-100.74681,21.54321],[-100.7471,21.53962],[-100.74741,21.53613],[-100.74774,21.53206],[-100.7481,21.52829],[-100.74694,21.52517],[-100.74593,21.52236],[-100.74478,21.51917],[-100.74356,21.51581],[-100.74232,21.51239],[-100.74105,21.50889],[-100.73979,21.50541],[-100.73852,21.5019],[-100.73725,21.49838],[-100.73606,21.49511],[-100.73485,21.49177],[-100.73375,21.48872],[-100.73252,21.48531],[-100.7313,21.48194],[-100.73016,21.47881],[-100.72892,21.47537],[-100.72767,21.47188],[-100.72638,21.46833],[-100.72512,21.46491],[-100.72391,21.46148],[-100.72266,21.45806],[-100.7213,21.45543],[-100.71991,21.45267],[-100.71821,21.44938],[-100.7165,21.44607],[-100.71484,21.44283],[-100.71317,21.43959],[-100.71148,21.43634],[-100.70982,21.43309],[-100.70814,21.42982],[-100.70648,21.42658],[-100.70479,21.4233],[-100.70312,21.42003],[-100.70143,21.41676],[-100.69977,21.41353],[-100.69809,21.41026],[-100.69648,21.40712],[-100.6948,21.40385],[-100.69312,21.4006],[-100.69146,21.39735],[-100.68979,21.39415],[-100.68815,21.39092],[-100.68647,21.38764],[-100.68481,21.3844],[-100.68317,21.38122],[-100.68154,21.37802],[-100.67977,21.3746],[-100.67798,21.37111],[-100.67596,21.36718],[-100.67407,21.36349],[-100.67252,21.36048],[-100.671,21.35745],[-100.66936,21.35418],[-100.66766,21.35079],[-100.66599,21.34751],[-100.6644,21.3443],[-100.66277,21.34104],[-100.66114,21.33782],[-100.65948,21.33452],[-100.65783,21.33124],[-100.65597,21.32753],[-100.65446,21.32455],[-100.65251,21.32064],[-100.65087,21.31736],[-100.64909,21.31382],[-100.64744,21.31053],[-100.6458,21.30724],[-100.64403,21.30371],[-100.64245,21.30056],[-100.64077,21.29718],[-100.63903,21.29373],[-100.63734,21.29036],[-100.63568,21.28707],[-100.63405,21.2841],[-100.6337,21.2835],[-100.63355,21.28317]]}}
Línea 230.0 kV | LineString | 230.0 kV | 1 |  |  | Comisión Federal de Electricidad |  |  |  |  | OpenStreetMap | {"type":"Feature","properties":{},"geometry":{"type":"LineString","coordinates":[[-102.12144,17.9883],[-102.12197,17.98846],[-102.12144,17.99033],[-102.12406,17.99433],[-102.12616,17.99534],[-102.12626,17.99889],[-102.12646,18.00382],[-102.1266,18.00748],[-102.12676,18.01252],[-102.12693,18.01647],[-102.12703,18.01929],[-102.12344,18.02095],[-102.11966,18.02283],[-102.11624,18.02446],[-102.11309,18.02602],[-102.11103,18.02702],[-102.10915,18.02792],[-102.10615,18.02942],[-102.103,18.03094],[-102.10054,18.03214],[-102.09657,18.0341],[-102.09238,18.03614],[-102.08939,18.03758],[-102.08627,18.03912],[-102.08318,18.04062],[-102.07804,18.04307],[-102.0734,18.04537],[-102.07045,18.0468],[-102.06751,18.04828],[-102.06285,18.05055],[-102.06046,18.05167],[-102.05793,18.0525],[-102.05445,18.05361],[-102.05061,18.05484],[-102.04569,18.05636],[-102.04245,18.05737],[-102.03759,18.05892],[-102.03372,18.06015],[-102.03057,18.06117],[-102.02765,18.05886],[-102.02425,18.05615],[-102.02172,18.05412],[-102.01842,18.05154],[-102.01576,18.04939],[-102.01207,18.04643],[-102.00969,18.04454],[-102.00792,18.04313],[-102.00542,18.04114],[-102.00367,18.0398],[-102.00069,18.03814],[-101.99627,18.03582],[-101.99262,18.0339],[-101.98804,18.03146],[-101.98517,18.02993],[-101.98167,18.0281],[-101.97874,18.02657],[-101.97608,18.02515],[-101.97355,18.02382],[-101.96987,18.02193],[-101.96557,18.01964],[-101.96246,18.01799],[-101.9591,18.01618],[-101.95593,18.01449],[-101.95193,18.01243],[-101.94822,18.01045],[-101.94519,18.00885],[-101.9418,18.00706],[-101.93851,18.00533],[-101.93521,18.00358],[-101.93142,18.00158],[-101.92783,17.99969],[-101.92479,17.99806],[-101.92106,17.99612],[-101.91692,17.99394],[-101.91403,17.99243],[-101.90978,17.99028],[-101.90638,17.98844],[-101.90246,17.98632],[-101.89882,17.98445],[-101.89572,17.9828],[-101.89234,17.98102],[-101.88751,17.97847],[-101.88447,17.97685],[-101.88143,17.97525],[-101.87768,17.97329],[-101.87409,17.97142],[-101.87249,17.97054],[-101.86862,17.96852],[-101.86425,17.96626],[-101.86052,17.96417],[-101.85602,17.96183],[-101.85183,17.95954],[-101.84917,17.95831],[-101.84563,17.95632],[-101.84333,17.95506],[-101.84016,17.95338],[-101.83723,17.95188],[-101.83281,17.94872],[-101.82988,17.94658],[-101.82725,17.94473],[-101.82341,17.94201],[-101.81967,17.93934],[-101.81581,17.93657],[-101.81256,17.93428],[-101.80978,17.93227],[-101.80684,17.93021],[-101.80371,17.92804],[-101.79974,17.92518],[-101.79616,17.92257],[-101.79221,17.91977],[-101.78957,17.91789],[-101.7853,17.91488],[-101.78152,17.91212],[-101.77714,17.90905],[-101.77399,17.90682],[-101.77124,17.90479],[-101.7665,17.90151],[-101.76353,17.89928],[-101.75974,17.89662],[-101.75695,17.89464],[-101.75366,17.89231],[-101.75089,17.89029],[-101.74673,17.88739],[-101.74332,17.88487],[-101.74029,17.88267],[-101.73729,17.88057],[-101.73462,17.87868],[-101.73185,17.87669],[-101.7303,17.87421],[-101.72868,17.87139],[-101.72699,17.86859],[-101.72549,17.8662],[-101.72377,17.86343],[-101.72154,17.8597],[-101.72006,17.85725],[-101.7178,17.85343],[-101.71619,17.85079],[-101.71458,17.8481],[-101.71267,17.84496],[-101.71119,17.8425],[-101.70952,17.83969],[-101.70734,17.83629],[-101.70484,17.83211],[-101.70356,17.82992],[-101.70172,17.82676],[-101.69974,17.82351],[-101.69751,17.81991],[-101.69618,17.81768],[-101.69429,17.81462],[-101.69211,17.81091],[-101.69089,17.80898],[-101.68877,17.80546],[-101.68657,17.80178],[-101.6844,17.79816],[-101.68325,17.7963],[-101.68176,17.79382],[-101.6803,17.79136],[-101.67939,17.78994],[-101.67733,17.78646],[-101.67558,17.78378],[-101.6742,17.78239],[-101.67105,17.77953],[-101.66859,17.77738],[-101.66649,17.77624],[-101.66288,17.77447],[-101.65874,17.77236],[-101.65634,17.77114],[-101.65209,17.769],[-101.64964,17.76778],[-101.6466,17.7662],[-101.64224,17.764],[-101.63895,17.76235],[-101.63483,17.76028],[-101.63206,17.75888],[-101.62884,17.75727],[-101.62562,17.75561],[-101.62242,17.75401],[-101.62034,17.75296],[-101.61961,17.75122],[-101.61426,17.74846],[-101.60832,17.74551],[-101.60398,17.74327],[-101.6038,17.74259]]}}
Línea 230.0 kV | LineString | 230.0 kV |  |  |  | CFE |  |  |  |  | OpenStreetMap | {"type":"Feature","properties":{},"geometry":{"type":"LineString","coordinates":[[-104.23184,19.05485],[-104.23164,19.0558]]}}
Línea 230.0 kV | LineString | 230.0 kV |  |  |  | CFE |  |  |  |  | OpenStreetMap | {"type":"Feature","properties":{},"geometry":{"type":"LineString","coordinates":[[-104.24176,19.06694],[-104.24174,19.06656],[-104.24172,19.06616],[-104.24011,19.06441],[-104.23615,19.06006],[-104.23293,19.05647],[-104.23233,19.0558],[-104.23235,19.05487]]}}
Línea 230.0 kV | LineString | 230.0 kV |  |  |  | CFE |  |  |  |  | OpenStreetMap | {"type":"Feature","properties":{},"geometry":{"type":"LineString","coordinates":[[-100.80645,21.93264],[-100.80462,21.93498],[-100.80188,21.93859],[-100.79964,21.94157],[-100.79741,21.94454],[-100.79572,21.94676],[-100.79623,21.9497],[-100.79673,21.95266],[-100.79723,21.9556],[-100.79778,21.95882],[-100.79839,21.9624],[-100.79875,21.96455],[-100.79912,21.96668],[-100.79972,21.97025],[-100.80023,21.97318],[-100.80073,21.9762],[-100.80125,21.97925],[-100.80175,21.98215],[-100.80219,21.98479],[-100.80267,21.98757],[-100.80318,21.99057],[-100.8037,21.9936],[-100.80421,21.99665],[-100.80471,21.99955],[-100.80522,22.00256],[-100.80582,22.00609],[-100.80652,22.01021],[-100.80718,22.0141],[-100.80784,22.01794],[-100.80852,22.02201],[-100.80919,22.02592],[-100.8098,22.02954],[-100.81048,22.03356],[-100.8108,22.03355],[-100.81302,22.03341],[-100.81591,22.03325],[-100.8191,22.03307],[-100.82307,22.03284],[-100.82688,22.03261],[-100.8306,22.03241],[-100.83428,22.03217],[-100.83813,22.03197],[-100.8423,22.03172],[-100.84604,22.03152],[-100.84677,22.03118]]}}
Línea 230.0 kV | LineString | 230.0 kV | 2 |  |  | CFE |  |  |  |  | OpenStreetMap | {"type":"Feature","properties":{},"geometry":{"type":"LineString","coordinates":[[-100.84716,22.03191],[-100.84654,22.03218],[-100.84247,22.03402],[-100.83985,22.03698],[-100.83756,22.03957],[-100.83528,22.04214],[-100.83298,22.04476],[-100.8311,22.04688],[-100.82738,22.0475],[-100.8234,22.04815],[-100.8194,22.04882],[-100.81538,22.04946],[-100.81326,22.04981],[-100.81362,22.05197],[-100.81426,22.05575],[-100.81492,22.05962],[-100.81559,22.06357],[-100.81621,22.06722],[-100.81685,22.071],[-100.81737,22.07402],[-100.81797,22.07752],[-100.81862,22.08131],[-100.81915,22.08452],[-100.81976,22.08806],[-100.82038,22.09164],[-100.82096,22.09503],[-100.8216,22.09877],[-100.8222,22.10234],[-100.82276,22.10563],[-100.8234,22.10937],[-100.82396,22.11267],[-100.82456,22.11622],[-100.82516,22.11976],[-100.82568,22.12278],[-100.82634,22.12656],[-100.82683,22.1295],[-100.82752,22.13353],[-100.82817,22.1374],[-100.82885,22.14135],[-100.82944,22.14479],[-100.83123,22.14803],[-100.83301,22.15123],[-100.83479,22.15444],[-100.8365,22.15751],[-100.83836,22.16088],[-100.8401,22.16403],[-100.84172,22.16694],[-100.84323,22.16965],[-100.84501,22.17285],[-100.84685,22.17615],[-100.84862,22.17937],[-100.8504,22.18257],[-100.8522,22.1858],[-100.85354,22.18821],[-100.85497,22.19079],[-100.85676,22.19401],[-100.85853,22.19719],[-100.86002,22.19986],[-100.86127,22.20212],[-100.86246,22.20427],[-100.86568,22.2057],[-100.86919,22.20724],[-100.87265,22.20878],[-100.87614,22.21033],[-100.87947,22.2118],[-100.88298,22.21336],[-100.88591,22.21466],[-100.88914,22.21608],[-100.89236,22.2175],[-100.89564,22.21895],[-100.89801,22.22001],[-100.90012,22.22096],[-100.90232,22.22268],[-100.90474,22.2246],[-100.905,22.22481]]}}
Línea 230.0 kV | LineString | 230.0 kV |  |  |  | CFE |  |  |  |  | OpenStreetMap | {"type":"Feature","properties":{},"geometry":{"type":"LineString","coordinates":[[-100.90525,22.22535],[-100.90581,22.22576],[-100.90651,22.22642],[-100.90808,22.22765],[-100.91165,22.22824],[-100.91481,22.22877],[-100.91825,22.22935],[-100.92168,22.2299],[-100.92531,22.23052],[-100.92859,22.23104],[-100.93225,22.2306],[-100.93623,22.23011],[-100.93997,22.22965],[-100.94363,22.22922],[-100.94739,22.22875],[-100.95123,22.22828],[-100.95504,22.22781],[-100.95873,22.22735],[-100.96249,22.2269],[-100.96576,22.22649],[-100.96942,22.22604],[-100.97316,22.22559],[-100.97745,22.22508],[-100.97926,22.2268]]}}
Línea 230.0 kV | LineString | 230.0 kV |  |  |  | CFE |  |  |  |  | OpenStreetMap | {"type":"Feature","properties":{},"geometry":{"type":"LineString","coordinates":[[-100.99495,22.32773],[-100.99629,22.32565],[-100.99507,22.32183],[-100.99387,22.318],[-100.9927,22.31431],[-100.99159,22.31084],[-100.99103,22.30703],[-100.99048,22.30319],[-100.98997,22.29971],[-100.98937,22.29563],[-100.98881,22.29188],[-100.98827,22.28813],[-100.98771,22.2844],[-100.98714,22.28046],[-100.98656,22.27653],[-100.98599,22.27265],[-100.98541,22.26867],[-100.98483,22.26474],[-100.98426,22.2609],[-100.9837,22.25706],[-100.98311,22.25303],[-100.98255,22.24925],[-100.98197,22.24526],[-100.9814,22.24137],[-100.98084,22.23757],[-100.98028,22.23382],[-100.97974,22.23011],[-100.97926,22.2268]]}}
Línea 230.0 kV | LineString | 230.0 kV |  |  |  | CFE |  |  |  |  | OpenStreetMap | {"type":"Feature","properties":{},"geometry":{"type":"LineString","coordinates":[[-100.99072,22.32911],[-100.99138,22.32899],[-100.99495,22.32773]]}}
Línea 230.0 kV | LineString | 230.0 kV |  |  |  | CFE |  |  |  |  | OpenStreetMap | {"type":"Feature","properties":{},"geometry":{"type":"LineString","coordinates":[[-100.99495,22.32773],[-100.99132,22.32869],[-100.99064,22.32863]]}}
Línea 230.0 kV | LineString | 230.0 kV |  |  |  | CFE |  |  |  |  | OpenStreetMap | {"type":"Feature","properties":{},"geometry":{"type":"LineString","coordinates":[[-100.99495,22.32773],[-100.99127,22.32835],[-100.99061,22.32846]]}}
Línea 230.0 kV | LineString | 230.0 kV |  |  |  | CFE |  |  |  |  | OpenStreetMap | {"type":"Feature","properties":{},"geometry":{"type":"LineString","coordinates":[[-100.90503,22.2256],[-100.90558,22.22603],[-100.90634,22.22658],[-100.90816,22.22805],[-100.91153,22.2286],[-100.91408,22.22902],[-100.91753,22.22963],[-100.91972,22.22997],[-100.92336,22.23056],[-100.92712,22.23118],[-100.92985,22.23163],[-100.93307,22.23123],[-100.93599,22.23088],[-100.93929,22.23048],[-100.94257,22.23008],[-100.94528,22.22976],[-100.94797,22.2294],[-100.95169,22.22897],[-100.95549,22.22849],[-100.95813,22.23063],[-100.96092,22.2329],[-100.9635,22.23502],[-100.96628,22.23726],[-100.96906,22.23954],[-100.97172,22.2417],[-100.97398,22.24353],[-100.97663,22.24569],[-100.97891,22.24757],[-100.97942,22.25067],[-100.97995,22.25393],[-100.98045,22.25716],[-100.98099,22.2604],[-100.9815,22.2636],[-100.98201,22.2668],[-100.98257,22.27027],[-100.9831,22.27358],[-100.9836,22.27665],[-100.98411,22.27988],[-100.98463,22.28309],[-100.98513,22.28624],[-100.98569,22.28963],[-100.98628,22.29341],[-100.98688,22.29699],[-100.98738,22.30022],[-100.9879,22.30345],[-100.98843,22.30667],[-100.9889,22.30971],[-100.98942,22.31296],[-100.98995,22.31618],[-100.99045,22.31933],[-100.99088,22.322],[-100.99142,22.32534],[-100.99182,22.32784],[-100.99127,22.32835],[-100.99059,22.3283]]}}
Línea 230.0 kV | LineString | 230.0 kV | 2 |  |  | CFE |  |  |  |  | OpenStreetMap | {"type":"Feature","properties":{},"geometry":{"type":"LineString","coordinates":[[-101.04155,22.16549],[-101.04089,22.16522],[-101.04055,22.16211],[-101.04023,22.15891],[-101.03996,22.15622],[-101.0392,22.14868],[-101.03887,22.14539],[-101.03861,22.14271],[-101.03733,22.1404],[-101.036,22.13801],[-101.03452,22.1353],[-101.03283,22.13228],[-101.03057,22.12967],[-101.02869,22.1275],[-101.0267,22.1252],[-101.02441,22.12256],[-101.02157,22.11929],[-101.01916,22.1165],[-101.0176,22.1147],[-101.01577,22.11261],[-101.01426,22.11091],[-101.01143,22.10762],[-101.0103,22.10628],[-101.00456,22.10518],[-101.00165,22.10463],[-100.99915,22.10418],[-100.99516,22.10344],[-100.99127,22.10268],[-100.9857,22.10167],[-100.98309,22.10116],[-100.98028,22.10061],[-100.97576,22.09976],[-100.96586,22.09788],[-100.9623,22.09722],[-100.95841,22.0965],[-100.95335,22.09555],[-100.94827,22.09458],[-100.94359,22.0937],[-100.93878,22.0928],[-100.93455,22.09201],[-100.92986,22.09112],[-100.92586,22.09036],[-100.91961,22.08918],[-100.91682,22.08866],[-100.91325,22.09175],[-100.91019,22.09439],[-100.90796,22.0963],[-100.90697,22.09529],[-100.90665,22.09498]]}}
Línea 230.0 kV | LineString | 230.0 kV | 1 |  |  | CFE |  |  |  |  | OpenStreetMap | {"type":"Feature","properties":{},"geometry":{"type":"LineString","coordinates":[[-102.06445,21.91261],[-102.06402,21.91298],[-102.06235,21.91287],[-102.05835,21.91266],[-102.05478,21.91248],[-102.05086,21.91228],[-102.04698,21.91208],[-102.04309,21.91188],[-102.03927,21.91168],[-102.03563,21.91149],[-102.03132,21.9113],[-102.0271,21.91107],[-102.02329,21.91089],[-102.01946,21.91069],[-102.01555,21.91049],[-102.01181,21.91029],[-102.00794,21.91009],[-102.0043,21.9099],[-102.00033,21.90971],[-101.9965,21.90955],[-101.99246,21.90934],[-101.98863,21.90911],[-101.9845,21.90891],[-101.98064,21.90871],[-101.97677,21.90851],[-101.9729,21.90831],[-101.9691,21.90812],[-101.96529,21.90793],[-101.96142,21.90772],[-101.9578,21.90754],[-101.95363,21.90732],[-101.94999,21.90713],[-101.94623,21.90791],[-101.94245,21.90868],[-101.9387,21.90945],[-101.93493,21.91023],[-101.93106,21.91101],[-101.92763,21.91171],[-101.92415,21.91244],[-101.91968,21.91335],[-101.91673,21.91397],[-101.9114,21.91506],[-101.90755,21.9159],[-101.90362,21.91672],[-101.90013,21.91744],[-101.89526,21.91844],[-101.88785,21.91994],[-101.88466,21.9206],[-101.88249,21.92105],[-101.87961,21.92163],[-101.87578,21.92242],[-101.87123,21.92335],[-101.86776,21.92407],[-101.86426,21.92479],[-101.86047,21.92556],[-101.85591,21.92649],[-101.85157,21.92739],[-101.84721,21.92829],[-101.84345,21.92904],[-101.83972,21.92982],[-101.83592,21.93058],[-101.83242,21.9313],[-101.82862,21.93208],[-101.82412,21.933],[-101.82102,21.93363],[-101.8162,21.93462],[-101.81181,21.93553],[-101.80756,21.9364],[-101.80203,21.93751],[-101.79558,21.93886],[-101.79124,21.93974],[-101.78632,21.94073],[-101.78253,21.94152],[-101.77799,21.94246],[-101.77437,21.94316],[-101.7705,21.94302],[-101.76663,21.94287],[-101.76274,21.94272],[-101.75886,21.94256],[-101.7543,21.94237],[-101.74994,21.94219],[-101.74559,21.94201],[-101.7417,21.94185],[-101.73777,21.94168],[-101.73393,21.94152],[-101.72999,21.94136],[-101.72601,21.9412],[-101.72209,21.94104],[-101.71816,21.94089],[-101.71424,21.94071],[-101.7103,21.94056],[-101.70638,21.94039],[-101.70244,21.94024],[-101.69859,21.94006],[-101.69464,21.93991],[-101.69072,21.93974],[-101.68678,21.9396],[-101.68305,21.93943],[-101.67909,21.93927],[-101.67514,21.93909],[-101.67114,21.93892],[-101.6672,21.93877],[-101.66338,21.9386],[-101.65949,21.93844],[-101.65561,21.93829],[-101.65168,21.93814],[-101.64788,21.93795],[-101.64362,21.93779],[-101.63907,21.93759],[-101.63382,21.93738],[-101.62764,21.93714],[-101.62422,21.93699],[-101.61979,21.93679],[-101.61584,21.93662],[-101.6121,21.93647],[-101.60791,21.93629],[-101.60345,21.93611],[-101.59953,21.93587],[-101.59565,21.9357],[-101.59197,21.93556],[-101.58843,21.93541],[-101.58453,21.93524],[-101.58059,21.93508],[-101.57671,21.93492],[-101.5724,21.93474],[-101.56837,21.93457],[-101.56418,21.9344],[-101.5603,21.93425],[-101.55656,21.93409],[-101.55265,21.93392],[-101.54874,21.93376],[-101.54487,21.93359],[-101.54098,21.93344],[-101.53709,21.93327],[-101.53322,21.93309],[-101.52931,21.93293],[-101.52545,21.93276],[-101.52149,21.93261],[-101.51765,21.93245],[-101.51378,21.93228],[-101.5099,21.9321],[-101.50605,21.93194],[-101.50217,21.93177],[-101.49823,21.9316],[-101.49439,21.93145],[-101.49042,21.93127],[-101.48654,21.9311],[-101.48266,21.93094],[-101.47876,21.93077],[-101.47506,21.93061],[-101.47129,21.93045],[-101.46712,21.93026],[-101.46322,21.9301],[-101.45933,21.92994],[-101.45573,21.92979],[-101.45267,21.93049],[-101.44969,21.93116],[-101.44614,21.93198],[-101.44231,21.93286],[-101.43863,21.9337],[-101.43495,21.93454],[-101.43072,21.93549],[-101.42715,21.93631],[-101.42303,21.93724],[-101.41945,21.93806],[-101.41593,21.93886],[-101.4124,21.93966],[-101.40877,21.94047],[-101.40491,21.94136],[-101.40144,21.94214],[-101.39769,21.943],[-101.39397,21.94381],[-101.39021,21.94467],[-101.38929,21.94485]]}}
Línea 230.0 kV | LineString | 230.0 kV | 1 |  |  | CFE |  |  |  |  | OpenStreetMap | {"type":"Feature","properties":{},"geometry":{"type":"LineString","coordinates":[[-102.25816,21.91604],[-102.25762,21.91636],[-102.25488,21.9176],[-102.25332,21.91826],[-102.25185,21.91891],[-102.24855,21.92037],[-102.24473,21.92205],[-102.24083,21.92185],[-102.23688,21.92165],[-102.23233,21.92142],[-102.22859,21.92124],[-102.22438,21.92103],[-102.22108,21.92086],[-102.21911,21.92076],[-102.2146,21.92054],[-102.21079,21.92035],[-102.20639,21.92013],[-102.20134,21.91988],[-102.19736,21.91968],[-102.19352,21.91949],[-102.19017,21.91933],[-102.18678,21.91916],[-102.18365,21.91899],[-102.17932,21.91878],[-102.17581,21.91861],[-102.17184,21.91841],[-102.16822,21.91823],[-102.16462,21.91806],[-102.1606,21.91785],[-102.15684,21.91766],[-102.15333,21.91749],[-102.14887,21.91726],[-102.14501,21.91707],[-102.14122,21.91688],[-102.13766,21.91669],[-102.13383,21.91651],[-102.13006,21.91632],[-102.12532,21.91607],[-102.12155,21.91588],[-102.11775,21.91569],[-102.11388,21.9155],[-102.10937,21.91527],[-102.10563,21.91509],[-102.10187,21.9149],[-102.09817,21.91472],[-102.09435,21.91453],[-102.09054,21.9143],[-102.08665,21.9141],[-102.08259,21.91391],[-102.0778,21.91365],[-102.07354,21.91344],[-102.06957,21.91323],[-102.06614,21.91306],[-102.06485,21.91302],[-102.06445,21.91261]]}}
Línea 230.0 kV | LineString | 230.0 kV |  |  |  | CFE |  |  |  |  | OpenStreetMap | {"type":"Feature","properties":{},"geometry":{"type":"LineString","coordinates":[[-100.63561,21.27956],[-100.63592,21.28033],[-100.63636,21.28262],[-100.63719,21.28673],[-100.63786,21.29013],[-100.63941,21.29322],[-100.64105,21.29648],[-100.64264,21.29966],[-100.64421,21.3028],[-100.64581,21.30595],[-100.64752,21.3094],[-100.64916,21.31268],[-100.65079,21.31591],[-100.65235,21.31904],[-100.65412,21.32256],[-100.65562,21.32556],[-100.65702,21.32835],[-100.65864,21.33158],[-100.66026,21.3348],[-100.66186,21.33798],[-100.66351,21.34127],[-100.66515,21.34453],[-100.66674,21.34771],[-100.66835,21.35089],[-100.67003,21.35424],[-100.67155,21.35725],[-100.67277,21.35971],[-100.67429,21.36266],[-100.67588,21.36578],[-100.67763,21.36919],[-100.67924,21.37231],[-100.68092,21.37556],[-100.68258,21.37881],[-100.68415,21.38188],[-100.68582,21.38512],[-100.68758,21.38854],[-100.68936,21.39203],[-100.69102,21.39524],[-100.69273,21.39859],[-100.69445,21.40193],[-100.69609,21.40511],[-100.69783,21.40851],[-100.69952,21.41181],[-100.70117,21.415],[-100.7028,21.41819],[-100.70441,21.42131],[-100.70618,21.42474],[-100.70817,21.42865],[-100.70994,21.43206],[-100.71152,21.43516],[-100.71325,21.43851],[-100.71488,21.44167],[-100.71641,21.44462],[-100.71802,21.44781],[-100.71953,21.45074],[-100.72084,21.45328],[-100.72221,21.45594],[-100.72371,21.45887],[-100.72567,21.46199],[-100.72764,21.4651],[-100.72926,21.46768],[-100.73105,21.47052],[-100.73294,21.47355],[-100.73488,21.47661],[-100.73664,21.47943],[-100.73855,21.48246],[-100.74049,21.48555],[-100.7424,21.48858],[-100.74432,21.49163],[-100.74623,21.49467],[-100.74796,21.49742],[-100.74968,21.50014],[-100.75162,21.50323],[-100.75351,21.50625],[-100.75538,21.50919],[-100.75716,21.51204],[-100.75876,21.51458],[-100.76053,21.51738],[-100.76248,21.52049],[-100.76424,21.52331],[-100.76616,21.52635],[-100.76829,21.52971],[-100.77031,21.53293],[-100.77227,21.53605],[-100.77426,21.5392],[-100.77622,21.54234],[-100.77815,21.54541],[-100.78015,21.54857],[-100.78185,21.55129],[-100.78468,21.5558],[-100.78859,21.56198],[-100.79172,21.56697],[-100.79366,21.57004],[-100.79476,21.57192],[-100.79624,21.57454],[-100.79875,21.57889],[-100.80053,21.582],[-100.80254,21.58549],[-100.80355,21.58729],[-100.80502,21.58984],[-100.80673,21.59283],[-100.80889,21.59658],[-100.81123,21.60067],[-100.81321,21.60411],[-100.81679,21.61037],[-100.81911,21.61448],[-100.82162,21.61882],[-100.82331,21.62172],[-100.8265,21.62732],[-100.82776,21.62954],[-100.8303,21.63397],[-100.83245,21.63769],[-100.83489,21.64191],[-100.83693,21.64549],[-100.83976,21.6504],[-100.84214,21.6546],[-100.84348,21.65691],[-100.84498,21.65951],[-100.84699,21.66302],[-100.84889,21.66632],[-100.85111,21.6702],[-100.85253,21.67267],[-100.85436,21.67586],[-100.85634,21.67933],[-100.8579,21.682],[-100.85959,21.68505],[-100.862,21.68917],[-100.86404,21.69272],[-100.8657,21.6956],[-100.86767,21.69908],[-100.87005,21.70317],[-100.87163,21.7059],[-100.87325,21.70874],[-100.87509,21.71197],[-100.87646,21.71433],[-100.87803,21.71709],[-100.87973,21.72005],[-100.88433,21.72807],[-100.8878,21.73415],[-100.89053,21.73882],[-100.89199,21.74138],[-100.89396,21.74479],[-100.89583,21.74807],[-100.89774,21.75135],[-100.89937,21.75422],[-100.90137,21.75769],[-100.90328,21.76106],[-100.90261,21.76527],[-100.90212,21.7683],[-100.90135,21.77295],[-100.90048,21.77833],[-100.8999,21.78182],[-100.89902,21.78728],[-100.89794,21.79398],[-100.89709,21.79919],[-100.89655,21.80258],[-100.89601,21.80604],[-100.8954,21.80954],[-100.89485,21.8131],[-100.89426,21.81668],[-100.89375,21.81987],[-100.89316,21.82343],[-100.89252,21.82738],[-100.89227,21.83009],[-100.89482,21.83082]]}}
Línea 230.0 kV | LineString | 230.0 kV |  |  |  | CFE |  |  |  |  | OpenStreetMap | {"type":"Feature","properties":{},"geometry":{"type":"LineString","coordinates":[[-101.67705,21.06971],[-101.67393,21.06822],[-101.67054,21.06658],[-101.66691,21.06482],[-101.66383,21.06334],[-101.66127,21.06211],[-101.65852,21.06078],[-101.65468,21.05893],[-101.65086,21.05708],[-101.64812,21.05575],[-101.64447,21.05398],[-101.64147,21.05252],[-101.639,21.05134],[-101.63591,21.04984],[-101.63197,21.04795]]}}
Línea 230.0 kV | LineString | 230.0 kV |  |  |  | CFE |  |  |  |  | OpenStreetMap | {"type":"Feature","properties":{},"geometry":{"type":"LineString","coordinates":[[-101.67888,21.07155],[-101.67867,21.0714],[-101.6772,21.06947],[-101.67516,21.06796],[-101.67297,21.06635],[-101.6693,21.06361],[-101.66585,21.06097],[-101.66288,21.05868],[-101.65975,21.05627],[-101.65684,21.05404],[-101.65365,21.05158],[-101.65066,21.04927],[-101.64803,21.04726],[-101.64537,21.0452],[-101.64238,21.0429],[-101.6394,21.04061],[-101.63641,21.03831],[-101.63365,21.03618],[-101.63096,21.03411],[-101.62798,21.03181],[-101.62501,21.02952],[-101.6221,21.02728],[-101.61995,21.02563],[-101.6172,21.02351],[-101.6142,21.0212],[-101.61123,21.0189],[-101.6087,21.01697],[-101.60593,21.01483],[-101.60304,21.0126],[-101.60005,21.01031],[-101.59729,21.00817],[-101.59451,21.00604],[-101.59154,21.00375],[-101.58901,21.0018],[-101.58597,20.99944],[-101.58313,20.99725],[-101.581,20.99494],[-101.57848,20.9922],[-101.57615,20.98969],[-101.57358,20.98688],[-101.57099,20.98407],[-101.56849,20.98136],[-101.56629,20.97895],[-101.56376,20.9762],[-101.56149,20.97375],[-101.55898,20.97102],[-101.55646,20.96828],[-101.55434,20.96595],[-101.55238,20.96382],[-101.54987,20.9611],[-101.5469,20.95788],[-101.54401,20.95475],[-101.54126,20.95176],[-101.53893,20.94922],[-101.5367,20.9468],[-101.5328,20.94256],[-101.53085,20.94042],[-101.5289,20.93831],[-101.52655,20.93576],[-101.52404,20.93304],[-101.52203,20.93085],[-101.51977,20.92839],[-101.51726,20.92565],[-101.51467,20.92289],[-101.51228,20.92028],[-101.51008,20.91789],[-101.50769,20.9153],[-101.50506,20.91245],[-101.50265,20.90983],[-101.50046,20.90745],[-101.49807,20.90486],[-101.49582,20.90239],[-101.49323,20.89958],[-101.49067,20.89682],[-101.48974,20.89539],[-101.48734,20.89168],[-101.48527,20.88848],[-101.48326,20.88542],[-101.48148,20.88266],[-101.47945,20.87953],[-101.47741,20.87642],[-101.47557,20.87357],[-101.47356,20.87051],[-101.47157,20.86743],[-101.46961,20.86441],[-101.46766,20.86141],[-101.46559,20.85823],[-101.46357,20.85512],[-101.4615,20.85194],[-101.4595,20.84885],[-101.45763,20.84601],[-101.45541,20.84254],[-101.4534,20.83948],[-101.45169,20.83688],[-101.45027,20.83466],[-101.44822,20.8315],[-101.4462,20.8284],[-101.4442,20.82532],[-101.44221,20.82222],[-101.4403,20.8193],[-101.4383,20.81621],[-101.43644,20.81336],[-101.43456,20.81043],[-101.43267,20.8076],[-101.43068,20.8045],[-101.42869,20.80141],[-101.42668,20.79832],[-101.42467,20.79525],[-101.42277,20.79228],[-101.42112,20.78978],[-101.41884,20.78622],[-101.41682,20.78311],[-101.4148,20.78002],[-101.41279,20.77692],[-101.41078,20.77382],[-101.40874,20.77068],[-101.40669,20.76752],[-101.40478,20.76459],[-101.40273,20.76142],[-101.40064,20.75821],[-101.39889,20.75551],[-101.39684,20.75234],[-101.39496,20.74946],[-101.39216,20.74745],[-101.38897,20.74513],[-101.38638,20.74329],[-101.38334,20.74108],[-101.38049,20.73903],[-101.37738,20.73678],[-101.37421,20.7345],[-101.37118,20.73231],[-101.36868,20.73051],[-101.36507,20.72791],[-101.36219,20.72583],[-101.35918,20.72367],[-101.35525,20.72082],[-101.35202,20.71852],[-101.3518,20.71734],[-101.35156,20.71617],[-101.3503,20.71636],[-101.34952,20.71647],[-101.34851,20.71597],[-101.34503,20.71346],[-101.3423,20.71149],[-101.33924,20.70929],[-101.33643,20.70726],[-101.33339,20.70508],[-101.33087,20.70324],[-101.32798,20.70116],[-101.32519,20.69916],[-101.32209,20.69692],[-101.31918,20.69482],[-101.316,20.69253],[-101.31302,20.69038],[-101.30987,20.6881],[-101.3088,20.68732],[-101.30842,20.68704]]}}
Línea 230.0 kV | LineString | 230.0 kV |  |  |  | CFE |  |  |  |  | OpenStreetMap | {"type":"Feature","properties":{},"geometry":{"type":"LineString","coordinates":[[-101.29707,20.6997],[-101.29681,20.69938]]}}
Línea 230.0 kV | LineString | 230.0 kV |  |  |  | CFE |  |  |  |  | OpenStreetMap | {"type":"Feature","properties":{},"geometry":{"type":"LineString","coordinates":[[-101.29681,20.69938],[-101.29728,20.69969]]}}
Línea 230.0 kV | LineString | 230.0 kV |  |  |  | CFE |  |  |  |  | OpenStreetMap | {"type":"Feature","properties":{},"geometry":{"type":"LineString","coordinates":[[-101.67879,21.07168],[-101.67858,21.07155],[-101.67705,21.06971]]}}
Línea 230.0 kV | LineString | 230.0 kV |  |  |  | CFE |  |  |  |  | OpenStreetMap | {"type":"Feature","properties":{},"geometry":{"type":"LineString","coordinates":[[-101.67831,21.07239],[-101.67789,21.07214],[-101.67705,21.06971]]}}
Línea 230.0 kV | LineString | 230.0 kV |  |  |  | CFE |  |  |  |  | OpenStreetMap | {"type":"Feature","properties":{},"geometry":{"type":"LineString","coordinates":[[-101.6787,21.07181],[-101.67847,21.07169],[-101.67705,21.06971]]}}
Línea 230.0 kV | LineString | 230.0 kV |  |  |  | CFE |  |  |  |  | OpenStreetMap | {"type":"Feature","properties":{},"geometry":{"type":"LineString","coordinates":[[-101.30842,20.68704],[-101.30695,20.68884],[-101.30529,20.6909],[-101.30363,20.69293],[-101.3014,20.69428],[-101.29907,20.69592],[-101.29645,20.69775],[-101.29681,20.69938]]}}
Línea 230.0 kV | LineString | 230.0 kV | 2 |  |  | CFE |  |  |  |  | OpenStreetMap | {"type":"Feature","properties":{},"geometry":{"type":"LineString","coordinates":[[-101.62917,21.04886],[-101.63197,21.04795]]}}
Línea 230.0 kV | LineString | 230.0 kV |  |  |  | CFE |  |  |  |  | OpenStreetMap | {"type":"Feature","properties":{},"geometry":{"type":"LineString","coordinates":[[-101.29789,20.70068],[-101.29796,20.7006],[-101.29819,20.70032]]}}
Línea 230.0 kV | LineString | 230.0 kV |  |  |  | CFE |  |  |  |  | OpenStreetMap | {"type":"Feature","properties":{},"geometry":{"type":"LineString","coordinates":[[-101.29733,20.70103],[-101.29744,20.70091],[-101.29772,20.70059],[-101.29806,20.7002]]}}
Línea 230.0 kV | LineString | 230.0 kV |  |  |  | CFE |  |  |  |  | OpenStreetMap | {"type":"Feature","properties":{},"geometry":{"type":"LineString","coordinates":[[-101.29708,20.70081],[-101.29718,20.7007],[-101.29746,20.70039],[-101.29781,20.7]]}}
Línea 230.0 kV | LineString | 230.0 kV | 1 |  |  | CFE |  |  |  |  | OpenStreetMap | {"type":"Feature","properties":{},"geometry":{"type":"LineString","coordinates":[[-101.63197,21.04795],[-101.63077,21.04791],[-101.62787,21.04651],[-101.62443,21.04486],[-101.62099,21.04321],[-101.6189,21.04169],[-101.61774,21.04084],[-101.61488,21.03874],[-101.61189,21.03656],[-101.60882,21.03431],[-101.60576,21.03208],[-101.60266,21.02982],[-101.59963,21.02761],[-101.59655,21.02537],[-101.59346,21.0231],[-101.59055,21.02096],[-101.58746,21.01872],[-101.58444,21.01652],[-101.58081,21.01386],[-101.57776,21.01164],[-101.57471,21.0094],[-101.57171,21.00722],[-101.56885,21.00513],[-101.56519,21.00244],[-101.56214,21.00022],[-101.5593,20.99816],[-101.55633,20.99598],[-101.55333,20.99378],[-101.5501,20.99142],[-101.5473,20.98938],[-101.54425,20.98715],[-101.5414,20.98506],[-101.53859,20.983],[-101.53552,20.98078],[-101.53235,20.97845],[-101.52933,20.97624],[-101.52634,20.97405],[-101.52328,20.97181],[-101.52016,20.96953],[-101.51696,20.96719],[-101.51387,20.96499],[-101.51176,20.96251],[-101.50948,20.95983],[-101.50728,20.95722],[-101.50471,20.95424],[-101.50238,20.95149],[-101.49993,20.94858],[-101.49766,20.94583],[-101.4955,20.94326],[-101.49296,20.94037],[-101.49044,20.93739],[-101.48804,20.93456],[-101.48558,20.93167],[-101.48318,20.92883],[-101.48121,20.9265],[-101.47881,20.92367],[-101.47642,20.92085],[-101.47401,20.91802],[-101.47156,20.91515],[-101.47071,20.91412],[-101.46926,20.91242],[-101.46781,20.90882],[-101.46713,20.90711],[-101.46671,20.90719]]}}
Línea 230.0 kV | LineString | 230.0 kV | 1 |  |  | CFE |  |  |  |  | OpenStreetMap | {"type":"Feature","properties":{},"geometry":{"type":"LineString","coordinates":[[-101.46162,20.89405],[-101.46145,20.89356],[-101.46081,20.89218],[-101.45954,20.88916],[-101.45824,20.88601],[-101.45682,20.88263],[-101.45541,20.87924],[-101.45399,20.8758],[-101.45253,20.87236],[-101.45124,20.86923],[-101.44977,20.8657],[-101.44832,20.86226],[-101.44691,20.85884],[-101.44546,20.85541],[-101.44405,20.85203],[-101.44264,20.84861],[-101.4412,20.84518],[-101.44002,20.84237],[-101.43864,20.83903],[-101.43721,20.83562],[-101.4358,20.83219],[-101.43436,20.8288],[-101.43294,20.82538],[-101.43157,20.82206],[-101.42992,20.81971],[-101.42809,20.8171],[-101.42619,20.8144],[-101.42404,20.81133],[-101.42196,20.80835],[-101.42013,20.80574],[-101.4179,20.80257],[-101.41578,20.79956],[-101.41368,20.7966],[-101.41161,20.79364],[-101.40953,20.79066],[-101.40735,20.78753],[-101.40522,20.78449],[-101.40309,20.78145],[-101.40094,20.77839],[-101.39876,20.7753],[-101.39575,20.77309],[-101.39276,20.77089],[-101.38953,20.76853],[-101.38628,20.76615],[-101.383,20.76376],[-101.37993,20.76151],[-101.37685,20.75925],[-101.37355,20.75683],[-101.371,20.75496],[-101.36748,20.75238],[-101.36485,20.75047],[-101.36055,20.74731],[-101.35707,20.74475],[-101.35509,20.74331],[-101.35252,20.74142],[-101.3498,20.73943],[-101.34654,20.73704],[-101.34426,20.73536],[-101.34061,20.73269],[-101.33726,20.73023],[-101.33438,20.72812],[-101.33196,20.72635],[-101.32893,20.72412],[-101.32586,20.72187],[-101.32283,20.71965],[-101.31994,20.71754],[-101.31696,20.71534],[-101.31391,20.71311],[-101.3108,20.71083],[-101.30777,20.70861],[-101.30456,20.70625],[-101.30178,20.70421],[-101.29881,20.70203],[-101.29744,20.70091],[-101.29729,20.70079]]}}
Línea 230.0 kV | LineString | 230.0 kV | 2 |  |  | CFE |  |  |  |  | OpenStreetMap | {"type":"Feature","properties":{},"geometry":{"type":"LineString","coordinates":[[-101.62917,21.04886],[-101.62619,21.04983],[-101.62255,21.05133],[-101.61868,21.05294],[-101.61551,21.05425],[-101.61226,21.05561],[-101.6109,21.05617],[-101.61003,21.05653],[-101.60948,21.05756],[-101.60896,21.05854],[-101.60843,21.05959],[-101.60789,21.06054],[-101.60739,21.06142],[-101.60688,21.06238],[-101.60632,21.06343],[-101.60586,21.06434],[-101.60528,21.06538],[-101.60478,21.06629],[-101.60426,21.06721],[-101.60368,21.06836],[-101.60312,21.06941],[-101.60249,21.07044],[-101.60192,21.07148],[-101.60136,21.07254],[-101.60079,21.07358],[-101.60026,21.07444],[-101.59974,21.07543],[-101.59912,21.07642],[-101.59887,21.07741],[-101.59822,21.07844],[-101.59765,21.07936],[-101.59702,21.08035],[-101.59648,21.08129],[-101.59585,21.08229],[-101.59526,21.08319],[-101.59441,21.08462],[-101.59477,21.08659],[-101.59548,21.09006],[-101.59623,21.0938],[-101.597,21.09775],[-101.5977,21.10129],[-101.59839,21.10478],[-101.59906,21.10815],[-101.59839,21.11138],[-101.59766,21.11495],[-101.59685,21.11858],[-101.59604,21.12247],[-101.59512,21.1269],[-101.59469,21.12875],[-101.59788,21.13247],[-101.60003,21.13499],[-101.60183,21.13712],[-101.60471,21.1366]]}}
Línea 230.0 kV | LineString | 230.0 kV |  |  |  | CFE |  |  |  |  | OpenStreetMap | {"type":"Feature","properties":{},"geometry":{"type":"LineString","coordinates":[[-100.63561,21.27956],[-100.6356,21.27873],[-100.63498,21.27564],[-100.63431,21.27217],[-100.63362,21.26872],[-100.63292,21.26526],[-100.63226,21.26189],[-100.63159,21.25843],[-100.63086,21.25475],[-100.63013,21.25101],[-100.62939,21.2473],[-100.62859,21.24324],[-100.62799,21.2412]]}}
Línea 230.0 kV | LineString | 230.0 kV |  |  |  | CFE |  |  |  |  | OpenStreetMap | {"type":"Feature","properties":{},"geometry":{"type":"LineString","coordinates":[[-100.61501,21.24636],[-100.61598,21.24775],[-100.61748,21.25074],[-100.61899,21.25377],[-100.62086,21.25748],[-100.62252,21.2608],[-100.62418,21.2641],[-100.62582,21.2674],[-100.62749,21.27075],[-100.62919,21.2741],[-100.63083,21.27739],[-100.63252,21.28073],[-100.63331,21.28226],[-100.6335,21.28261]]}}
Línea 230.0 kV | LineString | 230.0 kV |  |  |  | CFE |  |  |  |  | OpenStreetMap | {"type":"Feature","properties":{},"geometry":{"type":"LineString","coordinates":[[-100.61806,21.24503],[-100.61501,21.24636]]}}
Línea 230.0 kV | LineString | 230.0 kV |  |  |  | CFE |  |  |  |  | OpenStreetMap | {"type":"Feature","properties":{},"geometry":{"type":"LineString","coordinates":[[-100.61806,21.24503],[-100.61487,21.24606]]}}
Línea 230.0 kV | LineString | 230.0 kV |  |  |  | CFE |  |  |  |  | OpenStreetMap | {"type":"Feature","properties":{},"geometry":{"type":"LineString","coordinates":[[-100.61487,21.24606],[-100.61399,21.24642],[-100.61316,21.24675]]}}
Línea 230.0 kV | LineString | 230.0 kV |  |  |  | CFE |  |  |  |  | OpenStreetMap | {"type":"Feature","properties":{},"geometry":{"type":"LineString","coordinates":[[-100.61501,21.24636],[-100.61412,21.24673],[-100.61329,21.24705]]}}
Línea 230.0 kV | LineString | 230.0 kV | 2 |  |  | CFE |  |  |  |  | OpenStreetMap | {"type":"Feature","properties":{},"geometry":{"type":"LineString","coordinates":[[-100.62799,21.2412],[-100.62486,21.24241],[-100.62142,21.24374],[-100.61806,21.24503]]}}
Línea 230.0 kV | LineString | 230.0 kV | 1 |  |  | CFE |  |  |  |  | OpenStreetMap | {"type":"Feature","properties":{},"geometry":{"type":"LineString","coordinates":[[-101.1695,20.5881],[-101.16985,20.58861],[-101.17052,20.58961],[-101.17262,20.59276],[-101.17463,20.59576],[-101.17853,20.59701],[-101.18242,20.59823],[-101.18531,20.59871],[-101.18796,20.59922],[-101.19094,20.59977],[-101.19316,20.60143],[-101.19608,20.6036],[-101.19863,20.6055],[-101.20138,20.60754],[-101.20431,20.60973],[-101.20724,20.6119],[-101.21025,20.61414],[-101.21312,20.61627],[-101.21621,20.61857],[-101.21892,20.62058],[-101.22166,20.62262],[-101.2243,20.62458],[-101.22731,20.62682],[-101.23033,20.62907],[-101.23332,20.6313],[-101.23636,20.63355],[-101.23913,20.63562],[-101.24195,20.6377],[-101.24498,20.63995],[-101.24793,20.64213],[-101.25093,20.64437],[-101.25397,20.64662],[-101.25661,20.64859],[-101.25939,20.65065],[-101.26225,20.65277],[-101.26512,20.65489],[-101.26776,20.65685],[-101.27101,20.65927],[-101.27426,20.66169],[-101.27706,20.66376],[-101.28031,20.66618],[-101.28341,20.66847],[-101.28618,20.67054],[-101.28904,20.67267],[-101.29184,20.67474],[-101.29455,20.67675],[-101.29757,20.67898],[-101.30083,20.6814],[-101.3037,20.68353],[-101.30665,20.68573],[-101.30804,20.68674],[-101.30842,20.68704]]}}
Línea 230.0 kV | LineString | 230.0 kV | 1 |  |  | CFE |  |  |  |  | OpenStreetMap | {"type":"Feature","properties":{},"geometry":{"type":"LineString","coordinates":[[-101.1764,20.60472],[-101.17645,20.60435],[-101.17649,20.60398],[-101.17443,20.60086],[-101.17247,20.59789],[-101.17062,20.59507],[-101.16849,20.59184],[-101.16685,20.58937],[-101.16639,20.58867],[-101.16607,20.58818],[-101.16486,20.58818],[-101.16367,20.5882],[-101.16259,20.58829],[-101.16122,20.58818],[-101.15983,20.58806],[-101.15844,20.58794],[-101.15754,20.58787],[-101.15755,20.58739]]}}
Línea 230.0 kV | LineString | 230.0 kV | 1 |  |  | CFE |  |  |  |  | OpenStreetMap | {"type":"Feature","properties":{},"geometry":{"type":"LineString","coordinates":[[-101.17738,20.60481],[-101.17741,20.60445],[-101.17745,20.60407],[-101.17753,20.6028],[-101.17563,20.60021],[-101.17369,20.59755],[-101.17149,20.59454],[-101.16932,20.59155],[-101.16775,20.5894],[-101.16719,20.58863],[-101.16659,20.58783]]}}
Línea 230.0 kV | LineString | 230.0 kV | 1 |  |  | CFE |  |  |  |  | OpenStreetMap | {"type":"Feature","properties":{},"geometry":{"type":"LineString","coordinates":[[-101.29787,20.70053],[-101.29796,20.7006],[-101.29864,20.7012],[-101.30224,20.70254],[-101.30666,20.70418],[-101.31081,20.70574],[-101.31501,20.70732],[-101.31944,20.70899],[-101.32372,20.71057],[-101.32769,20.71207],[-101.33138,20.71345],[-101.33535,20.71494],[-101.33969,20.71657],[-101.34339,20.71795],[-101.34644,20.71909],[-101.34972,20.72032],[-101.35357,20.72176],[-101.35669,20.71944],[-101.35918,20.71757],[-101.36249,20.7151],[-101.36513,20.71313],[-101.36723,20.71155],[-101.36886,20.71068],[-101.37193,20.71124],[-101.37339,20.71495],[-101.37444,20.71763],[-101.37545,20.7202],[-101.37736,20.72379],[-101.37914,20.7271],[-101.38067,20.72996],[-101.38255,20.73345],[-101.38465,20.73741],[-101.3861,20.74011],[-101.38786,20.7434],[-101.38956,20.7466],[-101.39126,20.74976],[-101.39301,20.75302],[-101.39475,20.75629],[-101.39655,20.75964],[-101.39807,20.76248],[-101.39961,20.76536],[-101.40135,20.76862],[-101.40309,20.77187],[-101.40481,20.77507],[-101.40648,20.77823],[-101.40741,20.77995],[-101.40829,20.78159],[-101.40963,20.7841],[-101.41137,20.78736],[-101.41316,20.79073],[-101.41495,20.79409],[-101.41672,20.79737],[-101.41846,20.80059],[-101.42043,20.80429],[-101.42242,20.80803],[-101.42418,20.81054],[-101.42631,20.81358],[-101.42829,20.81638],[-101.43024,20.81916],[-101.43204,20.82176],[-101.43288,20.82371],[-101.43343,20.82503],[-101.43486,20.82847],[-101.43629,20.83184],[-101.437,20.83351],[-101.4377,20.83522],[-101.43839,20.83688],[-101.43911,20.83864],[-101.4404,20.84171],[-101.4411,20.84339],[-101.44182,20.84509],[-101.44252,20.84678],[-101.44323,20.84849],[-101.44396,20.85018],[-101.44464,20.85183],[-101.44533,20.8535],[-101.44604,20.85518],[-101.44673,20.85686],[-101.44745,20.85847],[-101.44886,20.86194],[-101.45023,20.86514],[-101.45158,20.86839],[-101.45294,20.87165],[-101.45444,20.8752],[-101.4558,20.87848],[-101.45718,20.88179],[-101.45861,20.88521],[-101.45995,20.88842],[-101.46132,20.89168],[-101.46273,20.89503],[-101.4641,20.89832],[-101.46557,20.90181],[-101.46695,20.9049],[-101.46769,20.90668],[-101.46715,20.90627],[-101.46671,20.9064]]}}
Línea 230.0 kV | LineString | 230.0 kV |  |  |  | CFE |  |  |  |  | OpenStreetMap | {"type":"Feature","properties":{},"geometry":{"type":"LineString","coordinates":[[-101.29723,20.70013],[-101.29729,20.70006],[-101.29754,20.69978]]}}
Línea 230.0 kV | LineString | 230.0 kV | 1 |  |  | CFE |  |  |  |  | OpenStreetMap | {"type":"Feature","properties":{},"geometry":{"type":"LineString","coordinates":[[-101.1695,20.5881],[-101.17067,20.5886],[-101.17189,20.58925],[-101.17365,20.59057],[-101.17649,20.5927],[-101.18011,20.59538],[-101.18313,20.59762],[-101.18582,20.59746],[-101.1883,20.59693],[-101.19273,20.59599],[-101.19707,20.59506],[-101.20031,20.59436],[-101.20368,20.59364],[-101.20701,20.59292],[-101.20984,20.59097],[-101.21255,20.58909],[-101.21506,20.58739],[-101.21693,20.58428],[-101.21919,20.58066],[-101.22129,20.57695],[-101.22146,20.57393],[-101.22162,20.5713],[-101.22178,20.56877],[-101.22291,20.56497],[-101.22406,20.56127],[-101.22527,20.5573],[-101.22634,20.55386],[-101.22742,20.55035],[-101.22846,20.54683],[-101.22949,20.5436],[-101.23052,20.54013],[-101.23153,20.53681],[-101.23027,20.53484],[-101.22977,20.53447]]}}
Línea 230.0 kV | LineString | 230.0 kV |  |  |  | CFE |  |  |  |  | OpenStreetMap | {"type":"Feature","properties":{},"geometry":{"type":"LineString","coordinates":[[-101.17683,20.60439],[-101.17741,20.60445],[-101.18079,20.60483],[-101.18396,20.60743],[-101.18715,20.61004],[-101.19033,20.61263],[-101.19396,20.61559],[-101.19716,20.61821],[-101.19993,20.62049],[-101.20316,20.62312],[-101.20639,20.62577],[-101.20962,20.62841],[-101.21321,20.63135],[-101.21674,20.63422],[-101.21815,20.63538],[-101.22002,20.63691],[-101.22332,20.63961],[-101.22716,20.64276],[-101.23066,20.64562],[-101.23423,20.64854],[-101.23782,20.65147],[-101.24148,20.65446],[-101.24506,20.6574],[-101.24867,20.66035],[-101.25226,20.66328],[-101.25586,20.66623],[-101.25945,20.66915],[-101.26281,20.6719],[-101.266,20.67449],[-101.26918,20.6771],[-101.27232,20.67968],[-101.27612,20.68279],[-101.27922,20.68532],[-101.28246,20.68797],[-101.28573,20.69065],[-101.28915,20.69343],[-101.29244,20.69612],[-101.29572,20.6988],[-101.29678,20.69966],[-101.29729,20.70006],[-101.29735,20.70012],[-101.29787,20.70053]]}}
Línea 230.0 kV | LineString | 230.0 kV | 1 |  |  | CFE |  |  |  |  | OpenStreetMap | {"type":"Feature","properties":{},"geometry":{"type":"LineString","coordinates":[[-101.29729,20.70079],[-101.29718,20.7007],[-101.29572,20.69951],[-101.29281,20.69714],[-101.28949,20.69442],[-101.28633,20.69185],[-101.28342,20.68945],[-101.28025,20.68687],[-101.277,20.6842],[-101.27417,20.6819],[-101.27117,20.67945],[-101.26826,20.67707],[-101.26536,20.6747],[-101.26244,20.67231],[-101.2595,20.66991],[-101.25657,20.66751],[-101.25361,20.66509],[-101.25066,20.66268],[-101.24779,20.66034],[-101.24488,20.65797],[-101.24199,20.65559],[-101.23903,20.65317],[-101.2361,20.65077],[-101.23317,20.64838],[-101.23027,20.64601],[-101.22735,20.64361],[-101.22436,20.64118],[-101.22145,20.6388],[-101.21862,20.6365],[-101.21572,20.63412],[-101.21275,20.63169],[-101.20989,20.62935],[-101.20697,20.62697],[-101.20406,20.62458],[-101.20114,20.62219],[-101.19829,20.61986],[-101.19558,20.61764],[-101.19281,20.61538],[-101.19025,20.61329],[-101.18735,20.61091],[-101.18462,20.60868],[-101.18165,20.60625],[-101.17937,20.60438],[-101.17744,20.60173],[-101.17498,20.59834],[-101.17315,20.59582],[-101.17095,20.5928],[-101.16885,20.58991],[-101.16857,20.58952],[-101.16792,20.58863],[-101.1674,20.58791]]}}
Línea 230.0 kV | LineString | 230.0 kV | 1 |  |  | CFE |  |  |  |  | OpenStreetMap | {"type":"Feature","properties":{},"geometry":{"type":"LineString","coordinates":[[-101.15755,20.58739],[-101.1569,20.58779],[-101.15401,20.58959],[-101.15012,20.59073],[-101.14601,20.59198],[-101.14324,20.59282],[-101.13987,20.59383],[-101.13719,20.59465],[-101.13401,20.59561],[-101.13037,20.59672],[-101.12634,20.59794],[-101.12279,20.59755],[-101.11965,20.59719],[-101.11652,20.59684],[-101.1132,20.59647],[-101.11043,20.59616],[-101.10631,20.5957],[-101.10249,20.59527],[-101.09927,20.59491],[-101.09549,20.59449],[-101.09179,20.59408],[-101.08806,20.59366],[-101.08445,20.59324],[-101.08099,20.59286],[-101.07722,20.59244],[-101.07346,20.59201],[-101.06973,20.5916],[-101.06696,20.59129],[-101.06364,20.59092],[-101.06013,20.59052],[-101.05641,20.59011],[-101.05294,20.58972],[-101.0494,20.58933],[-101.04585,20.58892],[-101.04254,20.58855],[-101.03872,20.58814],[-101.03484,20.58769],[-101.03106,20.58726],[-101.02728,20.58684],[-101.02348,20.58641],[-101.01985,20.58601],[-101.01604,20.58557],[-101.01236,20.58516],[-101.0086,20.58474],[-101.00496,20.58434],[-101.00144,20.58393],[-100.99793,20.58353],[-100.99412,20.5831],[-100.99109,20.58276],[-100.98749,20.58237],[-100.98368,20.58194],[-100.97992,20.58153],[-100.9764,20.58119],[-100.97275,20.5808],[-100.96907,20.58041],[-100.96551,20.58004],[-100.96168,20.57966],[-100.95796,20.57925],[-100.95414,20.57884],[-100.9505,20.57848],[-100.94702,20.57811],[-100.94335,20.5777],[-100.93983,20.57735],[-100.93734,20.57693],[-100.9349,20.57653],[-100.93264,20.5757]]}}
Línea 230.0 kV | LineString | 230.0 kV |  |  |  | CFE |  |  |  |  | OpenStreetMap | {"type":"Feature","properties":{},"geometry":{"type":"LineString","coordinates":[[-101.17683,20.60439],[-101.17645,20.60435],[-101.17287,20.60395],[-101.16869,20.6035],[-101.16449,20.60303],[-101.16027,20.60257],[-101.15582,20.60206],[-101.15186,20.60163],[-101.14754,20.60116],[-101.14338,20.6007],[-101.13923,20.60024],[-101.13505,20.59978],[-101.13091,20.59933],[-101.12589,20.59877],[-101.12239,20.59839],[-101.11926,20.59804],[-101.11551,20.59758],[-101.11215,20.59717],[-101.10846,20.59673],[-101.10507,20.5963],[-101.10162,20.59588],[-101.0973,20.59539],[-101.09294,20.59491],[-101.08904,20.59449],[-101.08545,20.59417],[-101.0818,20.5939],[-101.07787,20.59348],[-101.07391,20.59304],[-101.06969,20.59257],[-101.06544,20.5921],[-101.06174,20.59169],[-101.05809,20.59128],[-101.05385,20.59082],[-101.05022,20.59042],[-101.04668,20.59004],[-101.04267,20.58958],[-101.03846,20.58913],[-101.03424,20.58866],[-101.02998,20.58819],[-101.02573,20.58771],[-101.0216,20.58726],[-101.01685,20.58673],[-101.01267,20.58627],[-101.00843,20.58579],[-101.00392,20.58529],[-100.9999,20.58484],[-100.99565,20.58437],[-100.99181,20.58395],[-100.98703,20.58341],[-100.98269,20.58291],[-100.97818,20.5824],[-100.97366,20.58192],[-100.96943,20.58144],[-100.96517,20.58098],[-100.96044,20.58042],[-100.95618,20.57996],[-100.95201,20.57951],[-100.94781,20.57903],[-100.94364,20.57858],[-100.93882,20.57806],[-100.93701,20.57777],[-100.93456,20.57739],[-100.93293,20.57687]]}}
Línea 230.0 kV | LineString | 230.0 kV |  |  |  | CFE |  |  |  |  | OpenStreetMap | {"type":"Feature","properties":{},"geometry":{"type":"LineString","coordinates":[[-100.89555,20.53335],[-100.8964,20.53356]]}}
Línea 230.0 kV | LineString | 230.0 kV |  |  |  | CFE |  |  |  |  | OpenStreetMap | {"type":"Feature","properties":{},"geometry":{"type":"LineString","coordinates":[[-100.93264,20.5757],[-100.93293,20.57687]]}}
Línea 230.0 kV | LineString | 230.0 kV |  |  |  | CFE |  |  |  |  | OpenStreetMap | {"type":"Feature","properties":{},"geometry":{"type":"LineString","coordinates":[[-100.93264,20.5757],[-100.93281,20.57263],[-100.93298,20.56951],[-100.93318,20.56596],[-100.93337,20.56264],[-100.93355,20.55926],[-100.93374,20.55598],[-100.93393,20.5526],[-100.9341,20.54972],[-100.9337,20.54902],[-100.93156,20.54814],[-100.92845,20.54682],[-100.92506,20.54542],[-100.92201,20.54416],[-100.91896,20.54292],[-100.91565,20.54154],[-100.91261,20.54028],[-100.90921,20.53886],[-100.90616,20.53759],[-100.90284,20.53625],[-100.89969,20.53492],[-100.8964,20.53356]]}}
Línea 230.0 kV | LineString | 230.0 kV |  |  |  | CFE |  |  |  |  | OpenStreetMap | {"type":"Feature","properties":{},"geometry":{"type":"LineString","coordinates":[[-100.8955,20.53369],[-100.89562,20.5337],[-100.8964,20.53356]]}}
Línea 230.0 kV | LineString | 230.0 kV |  |  |  | CFE |  |  |  |  | OpenStreetMap | {"type":"Feature","properties":{},"geometry":{"type":"LineString","coordinates":[[-100.93264,20.5757],[-100.93022,20.57611],[-100.9277,20.57597],[-100.92545,20.57586],[-100.92196,20.57548],[-100.91853,20.57513],[-100.91485,20.57475],[-100.91127,20.57438],[-100.90763,20.57398],[-100.90414,20.57361],[-100.90058,20.57324],[-100.89704,20.57287],[-100.89302,20.57299],[-100.88916,20.57307],[-100.88534,20.57319],[-100.88185,20.57326],[-100.87817,20.57336],[-100.87486,20.57344],[-100.8712,20.57355],[-100.86776,20.57364],[-100.86408,20.57374],[-100.86053,20.57384],[-100.85686,20.57392],[-100.85341,20.57402],[-100.84982,20.57411],[-100.84623,20.57422],[-100.84257,20.57433],[-100.83893,20.57442],[-100.83525,20.57451],[-100.83181,20.5746],[-100.82806,20.5747],[-100.82437,20.57479],[-100.82163,20.57427],[-100.82085,20.57424]]}}
Línea 230.0 kV | LineString | 230.0 kV |  |  |  | CFE |  |  |  |  | OpenStreetMap | {"type":"Feature","properties":{},"geometry":{"type":"LineString","coordinates":[[-100.93293,20.57687],[-100.93141,20.57698],[-100.92906,20.57682],[-100.92619,20.57665],[-100.92206,20.5762],[-100.91776,20.57571],[-100.91354,20.57524],[-100.90903,20.57476],[-100.90512,20.5743],[-100.90063,20.57381],[-100.89665,20.57337],[-100.89286,20.57349],[-100.88926,20.57356],[-100.88559,20.57368],[-100.8817,20.57376],[-100.87695,20.57389],[-100.87274,20.574],[-100.86849,20.57411],[-100.8638,20.57425],[-100.85916,20.57436],[-100.85429,20.5745],[-100.8496,20.57461],[-100.84513,20.57473],[-100.84087,20.57487],[-100.83668,20.57497],[-100.8324,20.57509],[-100.82813,20.57519],[-100.82391,20.5753],[-100.82127,20.57457],[-100.82083,20.57455]]}}
Línea 230.0 kV | LineString | 230.0 kV | 1 |  |  | CFE |  |  |  |  | OpenStreetMap | {"type":"Feature","properties":{},"geometry":{"type":"LineString","coordinates":[[-100.50362,20.61747],[-100.50295,20.61927],[-100.50204,20.61963],[-100.49804,20.62105],[-100.49544,20.62194],[-100.49274,20.62287],[-100.48939,20.62404],[-100.48551,20.62537],[-100.48226,20.62651],[-100.47907,20.62762],[-100.47559,20.62884],[-100.47172,20.63018],[-100.46757,20.63161],[-100.46565,20.63231],[-100.46445,20.63271],[-100.46321,20.63314],[-100.46221,20.63349],[-100.46089,20.63395],[-100.45967,20.63438],[-100.45834,20.63483],[-100.45705,20.63529],[-100.45575,20.63574],[-100.4544,20.63621],[-100.45333,20.63658],[-100.45196,20.63706],[-100.45071,20.63748],[-100.44948,20.63791],[-100.44917,20.63803],[-100.44817,20.63837],[-100.44765,20.63855],[-100.44703,20.63877],[-100.44587,20.63917],[-100.44471,20.63961],[-100.4434,20.64011],[-100.44215,20.64058],[-100.44085,20.64109],[-100.43932,20.64276],[-100.43878,20.64281]]}}
Línea 230.0 kV | LineString | 230.0 kV | 1 |  |  | CFE |  |  |  |  | OpenStreetMap | {"type":"Feature","properties":{},"geometry":{"type":"LineString","coordinates":[[-100.51406,20.63223],[-100.51407,20.63351],[-100.51142,20.63467],[-100.50804,20.63597],[-100.50558,20.63692],[-100.49777,20.63991],[-100.4928,20.64181],[-100.48925,20.64317],[-100.4861,20.64439],[-100.48179,20.64604],[-100.47879,20.64718],[-100.47536,20.64661],[-100.47193,20.64605],[-100.4684,20.64545],[-100.46487,20.64484],[-100.46119,20.64422],[-100.4576,20.64361],[-100.45405,20.64301],[-100.45112,20.64252],[-100.44738,20.64269],[-100.44575,20.64275],[-100.4439,20.64316]]}}
Línea 230.0 kV | LineString | 230.0 kV |  |  |  | CFE |  |  |  |  | OpenStreetMap | {"type":"Feature","properties":{},"geometry":{"type":"LineString","coordinates":[[-100.43929,20.64202],[-100.43922,20.64202],[-100.43876,20.64201]]}}
Línea 230.0 kV | LineString | 230.0 kV |  |  |  | CFE |  |  |  |  | OpenStreetMap | {"type":"Feature","properties":{},"geometry":{"type":"LineString","coordinates":[[-100.57885,20.91059],[-100.57828,20.91044],[-100.57885,20.91027]]}}
Línea 230.0 kV | LineString | 230.0 kV | 1 |  |  | CFE |  |  |  |  | OpenStreetMap | {"type":"Feature","properties":{},"geometry":{"type":"LineString","coordinates":[[-100.44038,20.64331],[-100.43946,20.64304],[-100.43879,20.64309]]}}
Línea 230.0 kV | LineString | 230.0 kV | 2 |  |  | CFE |  |  |  |  | OpenStreetMap | {"type":"Feature","properties":{},"geometry":{"type":"LineString","coordinates":[[-100.48723,20.5215],[-100.48761,20.52243],[-100.48802,20.52425],[-100.48576,20.5268],[-100.48335,20.52951],[-100.48091,20.53222],[-100.47853,20.53487],[-100.47646,20.53719],[-100.47706,20.54119],[-100.47757,20.54476],[-100.47807,20.54817],[-100.47854,20.55145],[-100.47897,20.55448],[-100.47942,20.55749],[-100.47983,20.56038],[-100.48104,20.56324],[-100.48233,20.56633],[-100.48358,20.5693],[-100.48488,20.57237],[-100.48622,20.57554],[-100.48749,20.57852],[-100.48903,20.58218],[-100.4905,20.5857],[-100.49196,20.58907],[-100.49347,20.59262],[-100.49484,20.59596],[-100.49685,20.60062],[-100.4983,20.60404],[-100.49908,20.6059],[-100.49967,20.60732],[-100.50038,20.60912],[-100.50149,20.61197],[-100.50241,20.6143],[-100.50362,20.61747]]}}
Línea 230.0 kV | LineString | 230.0 kV | 2 |  |  | CFE |  |  |  |  | OpenStreetMap | {"type":"Feature","properties":{},"geometry":{"type":"LineString","coordinates":[[-100.49306,20.59027],[-100.49285,20.58979],[-100.49114,20.58589],[-100.49058,20.58457],[-100.48905,20.58102],[-100.48777,20.5778],[-100.48655,20.57488],[-100.48538,20.57196],[-100.48395,20.56842],[-100.48289,20.5658],[-100.48155,20.56248],[-100.48026,20.55936],[-100.47983,20.55586],[-100.47936,20.55205],[-100.47888,20.54825],[-100.47849,20.54496],[-100.47798,20.5411],[-100.47754,20.53749],[-100.47925,20.53547],[-100.48168,20.53263],[-100.48433,20.52953],[-100.48667,20.52678],[-100.48886,20.52423],[-100.48801,20.52227],[-100.48771,20.52133]]}}
Línea 230.0 kV | LineString | 230.0 kV | 1 |  |  | CFE |  |  |  |  | OpenStreetMap | {"type":"Feature","properties":{},"geometry":{"type":"LineString","coordinates":[[-100.43913,20.6433],[-100.43922,20.64328],[-100.43946,20.64326],[-100.44038,20.64331]]}}
Línea 230.0 kV | LineString | 230.0 kV |  |  |  | CFE |  |  |  |  | OpenStreetMap | {"type":"Feature","properties":{},"geometry":{"type":"LineString","coordinates":[[-100.43922,20.64337],[-100.43922,20.64328],[-100.43922,20.64202],[-100.43922,20.64192]]}}
Línea 230.0 kV | LineString | 230.0 kV | 2 |  |  | CFE |  |  |  |  | OpenStreetMap | {"type":"Feature","properties":{},"geometry":{"type":"LineString","coordinates":[[-100.4439,20.64316],[-100.44283,20.64322],[-100.44144,20.64327],[-100.44038,20.64331]]}}
Línea 230.0 kV | LineString | 230.0 kV |  |  |  | CFE |  |  |  |  | OpenStreetMap | {"type":"Feature","properties":{},"geometry":{"type":"LineString","coordinates":[[-100.82033,20.57468],[-100.81976,20.57464],[-100.81696,20.57457],[-100.81443,20.57452],[-100.81122,20.57445],[-100.80758,20.5742],[-100.80395,20.57397],[-100.80049,20.57373],[-100.79695,20.57348],[-100.79304,20.57322],[-100.78854,20.57292],[-100.78394,20.5726],[-100.78016,20.57235],[-100.77653,20.5721],[-100.77294,20.57186],[-100.7692,20.5716],[-100.76492,20.57132],[-100.761,20.57105],[-100.75744,20.57081],[-100.75377,20.57056],[-100.75009,20.5703],[-100.74582,20.57002],[-100.74184,20.56974],[-100.73756,20.56987],[-100.73325,20.57],[-100.72892,20.57011],[-100.72469,20.57024],[-100.72047,20.57036],[-100.71632,20.57048],[-100.71209,20.57062],[-100.70783,20.57075],[-100.70415,20.57086],[-100.69998,20.57097],[-100.69568,20.57109],[-100.69148,20.57125],[-100.68664,20.57139],[-100.68212,20.57152],[-100.67756,20.57165],[-100.67335,20.57179],[-100.66938,20.5719],[-100.66467,20.57205],[-100.66129,20.57215],[-100.65806,20.57299],[-100.65362,20.57414],[-100.64932,20.57525],[-100.64532,20.57629],[-100.64168,20.57724],[-100.63821,20.57812],[-100.63418,20.57917],[-100.62965,20.58034],[-100.62532,20.58145],[-100.62187,20.58235],[-100.61788,20.58339],[-100.61362,20.58449],[-100.60976,20.58548],[-100.60567,20.58655],[-100.60192,20.58752],[-100.59735,20.5887],[-100.59337,20.58973],[-100.58943,20.59075],[-100.58537,20.5918],[-100.58129,20.59285],[-100.57656,20.59408],[-100.57238,20.59515],[-100.56894,20.59634],[-100.56569,20.59748],[-100.56269,20.59852],[-100.55725,20.60043],[-100.55393,20.60158],[-100.55016,20.60289],[-100.54617,20.60428],[-100.54224,20.60565],[-100.53797,20.60713],[-100.53363,20.60864],[-100.52911,20.61021],[-100.52505,20.61163],[-100.52102,20.61303],[-100.51659,20.61458],[-100.51257,20.61596],[-100.50854,20.61737],[-100.50587,20.61815],[-100.50362,20.61747]]}}
Línea 230.0 kV | LineString | 230.0 kV |  |  |  | CFE |  |  |  |  | OpenStreetMap | {"type":"Feature","properties":{},"geometry":{"type":"LineString","coordinates":[[-100.82036,20.57436],[-100.81979,20.57431],[-100.81841,20.5744],[-100.81482,20.57415],[-100.81144,20.57392],[-100.80788,20.57368],[-100.80424,20.57344],[-100.80099,20.57321],[-100.79745,20.57297],[-100.79387,20.57273],[-100.79057,20.57251],[-100.78712,20.57227],[-100.78424,20.57208],[-100.78064,20.57183],[-100.77719,20.5716],[-100.77362,20.57136],[-100.77004,20.57111],[-100.76662,20.57089],[-100.76303,20.57064],[-100.75951,20.5704],[-100.75572,20.57014],[-100.75196,20.56988],[-100.74891,20.56968],[-100.74576,20.56946],[-100.74512,20.56941],[-100.74185,20.5692],[-100.73823,20.5693],[-100.73468,20.56942],[-100.73141,20.56952],[-100.72795,20.56959],[-100.72437,20.5697],[-100.72071,20.56982],[-100.71731,20.56991],[-100.71357,20.57004],[-100.71016,20.57013],[-100.7065,20.57025],[-100.70277,20.57035],[-100.69892,20.57047],[-100.69525,20.57058],[-100.69139,20.57069],[-100.68764,20.57081],[-100.68401,20.57091],[-100.68097,20.57102],[-100.67693,20.57114],[-100.67422,20.57219],[-100.67026,20.57371],[-100.66722,20.57487],[-100.66403,20.57609],[-100.66091,20.5773],[-100.65784,20.57848],[-100.65446,20.57977],[-100.65101,20.5811],[-100.64783,20.58232],[-100.64448,20.58361],[-100.64142,20.58478],[-100.63809,20.58606],[-100.63484,20.58731],[-100.63119,20.5887],[-100.62765,20.59006],[-100.62396,20.59149],[-100.62077,20.59271],[-100.6175,20.59397],[-100.61425,20.59521],[-100.61095,20.59648],[-100.60785,20.59767],[-100.60401,20.59914],[-100.60068,20.60042],[-100.59724,20.60175],[-100.5938,20.60307],[-100.59059,20.60429],[-100.58767,20.60541],[-100.58467,20.60656],[-100.58133,20.60785],[-100.57794,20.60915],[-100.57537,20.61014],[-100.56897,20.61259],[-100.565,20.61411],[-100.56168,20.61542],[-100.55841,20.6167],[-100.55495,20.61803],[-100.5506,20.6197],[-100.54794,20.62073],[-100.5442,20.62216],[-100.54135,20.62326],[-100.53923,20.62406],[-100.5358,20.62539],[-100.53257,20.62662],[-100.52937,20.62785],[-100.52559,20.62929],[-100.52272,20.6304],[-100.5179,20.63218],[-100.51544,20.63301],[-100.51406,20.63223]]}}
Línea 230.0 kV | LineString | 230.0 kV |  |  |  | CFE |  |  |  |  | OpenStreetMap | {"type":"Feature","properties":{},"geometry":{"type":"LineString","coordinates":[[-100.55758,20.91712],[-100.55689,20.91793],[-100.55886,20.92302],[-100.56013,20.92626],[-100.56094,20.92837],[-100.56275,20.93308],[-100.56441,20.93724],[-100.56722,20.94454],[-100.56986,20.95129],[-100.57089,20.95388],[-100.57191,20.95652],[-100.57284,20.95889],[-100.57365,20.96308],[-100.57426,20.96629],[-100.57493,20.96975],[-100.57571,20.97374],[-100.57649,20.97781],[-100.57728,20.98182],[-100.57784,20.98474],[-100.57847,20.98802],[-100.57903,20.99095],[-100.57979,20.99492],[-100.58055,20.99881],[-100.58116,21.00189],[-100.58172,21.00484],[-100.58248,21.00871],[-100.58333,21.01316],[-100.58396,21.01647],[-100.58508,21.02221],[-100.58581,21.02602],[-100.58642,21.02925],[-100.58706,21.03244],[-100.58773,21.03592],[-100.58849,21.03981],[-100.58933,21.04405],[-100.59036,21.04929],[-100.59101,21.0526],[-100.59168,21.05606],[-100.59235,21.05935],[-100.59306,21.06299],[-100.59384,21.06698],[-100.5944,21.06974],[-100.59612,21.07299],[-100.59737,21.0753],[-100.59874,21.07787],[-100.59985,21.07996],[-100.59919,21.08241],[-100.59854,21.0848],[-100.59784,21.08737],[-100.59859,21.09107],[-100.59931,21.09473],[-100.60004,21.09837],[-100.60077,21.10195],[-100.60136,21.10508],[-100.60207,21.10877],[-100.60278,21.1124],[-100.60352,21.11611],[-100.60416,21.11929],[-100.60487,21.12294],[-100.60565,21.12691],[-100.60639,21.13064],[-100.60707,21.13412],[-100.60772,21.13743],[-100.60841,21.14096],[-100.60922,21.14498],[-100.60993,21.14863],[-100.61057,21.15192],[-100.61125,21.15538],[-100.61194,21.15884],[-100.6126,21.16222],[-100.61329,21.16565],[-100.61396,21.1691],[-100.61469,21.17276],[-100.61539,21.17633],[-100.61614,21.18008],[-100.61687,21.18383],[-100.61759,21.18751],[-100.6183,21.19102],[-100.61894,21.19433],[-100.61963,21.19791],[-100.62038,21.20162],[-100.62107,21.20519],[-100.62175,21.2086],[-100.62247,21.21227],[-100.62314,21.21567],[-100.6238,21.21897],[-100.62453,21.22272],[-100.62522,21.22619],[-100.62588,21.22952],[-100.62654,21.23288],[-100.6272,21.23625],[-100.62774,21.23896],[-100.62799,21.2412]]}}
Línea 230.0 kV | LineString | 230.0 kV | 1 |  |  | CFE |  |  |  |  | OpenStreetMap | {"type":"Feature","properties":{},"geometry":{"type":"LineString","coordinates":[[-100.61299,21.24638],[-100.61377,21.24608],[-100.61568,21.24535],[-100.61873,21.24418],[-100.62172,21.24303],[-100.6245,21.24195],[-100.62682,21.24107],[-100.62893,21.24024],[-100.63129,21.23933],[-100.63362,21.23845],[-100.63535,21.23539],[-100.63704,21.23238],[-100.63864,21.22957],[-100.64008,21.22697],[-100.64156,21.22437],[-100.64304,21.22174],[-100.64445,21.21924],[-100.64592,21.21663],[-100.64762,21.21363],[-100.64916,21.21089],[-100.65074,21.20807],[-100.6522,21.20549],[-100.65396,21.20238],[-100.65584,21.19905],[-100.65777,21.19564],[-100.65962,21.19234],[-100.6615,21.18898],[-100.66319,21.18599],[-100.6647,21.18334],[-100.6661,21.18086],[-100.66761,21.17818],[-100.66919,21.17538],[-100.67082,21.17249],[-100.67243,21.16964],[-100.67393,21.16699],[-100.67536,21.16442],[-100.67656,21.16229],[-100.67587,21.15912],[-100.67523,21.15618],[-100.67477,21.15412],[-100.67414,21.15118],[-100.6735,21.14823],[-100.67286,21.14528],[-100.67227,21.14254],[-100.67158,21.13938],[-100.6715,21.13709],[-100.67142,21.13438],[-100.67134,21.13137],[-100.67124,21.12865],[-100.67116,21.12566],[-100.67107,21.12265],[-100.66957,21.12013],[-100.66818,21.11776],[-100.66794,21.1153],[-100.66646,21.1124],[-100.66858,21.11013],[-100.67059,21.10798],[-100.67255,21.10587],[-100.67405,21.10426],[-100.67427,21.10224],[-100.67458,21.0992],[-100.6749,21.0962],[-100.67522,21.09315],[-100.67555,21.08995],[-100.67589,21.08669],[-100.67621,21.08361],[-100.67648,21.08105],[-100.6768,21.07797],[-100.67713,21.07486],[-100.67743,21.07201],[-100.67779,21.06845],[-100.6781,21.06557],[-100.67841,21.06247],[-100.67659,21.05903],[-100.67498,21.05604],[-100.67312,21.05259],[-100.67161,21.04977],[-100.67021,21.04718],[-100.66903,21.04496],[-100.66717,21.04239],[-100.66355,21.0373],[-100.66184,21.03495],[-100.66044,21.0326],[-100.65774,21.02811],[-100.65476,21.02319],[-100.65359,21.02125],[-100.65136,21.01753],[-100.64966,21.01469],[-100.64724,21.0107],[-100.64582,21.00833],[-100.64426,21.00574],[-100.64239,21.00265],[-100.64053,20.99955],[-100.63891,20.99686],[-100.63606,20.99537],[-100.63425,20.99442],[-100.63203,20.99325],[-100.62953,20.99196],[-100.62651,20.99036],[-100.62647,20.98772],[-100.62643,20.9847],[-100.62638,20.98237],[-100.62632,20.97914],[-100.62628,20.97588],[-100.62596,20.97287],[-100.62563,20.96959],[-100.62527,20.96624],[-100.62496,20.96319],[-100.62465,20.96015],[-100.62437,20.95755],[-100.62396,20.95369],[-100.62365,20.95069],[-100.62333,20.9476],[-100.62301,20.94457],[-100.62272,20.94175],[-100.6224,20.93875],[-100.62209,20.93575],[-100.62177,20.93272],[-100.62147,20.92977],[-100.62117,20.92685],[-100.62085,20.92388],[-100.62056,20.9209],[-100.62099,20.91769],[-100.62148,20.91419],[-100.6219,20.91115],[-100.6223,20.90819],[-100.62272,20.90524],[-100.62075,20.90321],[-100.61845,20.90089],[-100.61767,20.89755],[-100.61684,20.89401],[-100.61615,20.89109],[-100.61547,20.88819],[-100.61477,20.88512],[-100.61407,20.8822],[-100.61353,20.8799],[-100.61171,20.87706],[-100.60995,20.87428],[-100.60809,20.8714],[-100.60629,20.86856],[-100.6045,20.86577],[-100.60465,20.86258],[-100.6048,20.85962],[-100.60495,20.85657],[-100.60512,20.85311],[-100.60541,20.84723],[-100.60546,20.84577],[-100.60577,20.84015],[-100.60594,20.83648],[-100.60607,20.83353],[-100.60637,20.82774],[-100.60659,20.82336],[-100.60685,20.8179],[-100.60701,20.81394],[-100.60726,20.80959],[-100.6062,20.80402],[-100.60565,20.80091],[-100.60535,20.79918],[-100.60506,20.79767],[-100.60479,20.79618],[-100.60411,20.79258],[-100.60366,20.79023],[-100.60298,20.78658],[-100.60261,20.78454],[-100.60159,20.77917],[-100.60102,20.776],[-100.60026,20.77201],[-100.59973,20.76913],[-100.59903,20.76535],[-100.59802,20.76004],[-100.59767,20.75828],[-100.59689,20.75391],[-100.59628,20.75066],[-100.59579,20.748],[-100.59523,20.74501],[-100.59466,20.74192],[-100.59405,20.73876],[-100.59353,20.73587],[-100.59298,20.73295],[-100.59238,20.72975],[-100.59186,20.72698],[-100.59132,20.72409],[-100.59076,20.72104],[-100.59025,20.71837],[-100.5896,20.71481],[-100.58904,20.7118],[-100.58854,20.70908],[-100.58797,20.70603],[-100.58726,20.70226],[-100.58665,20.69893],[-100.58612,20.69615],[-100.58557,20.69314],[-100.58503,20.69024],[-100.58446,20.68722],[-100.58391,20.6843],[-100.58344,20.6817],[-100.58289,20.67875],[-100.58209,20.67429],[-100.58151,20.67114],[-100.5808,20.66721],[-100.58042,20.66516],[-100.57956,20.66047],[-100.57892,20.65693],[-100.57857,20.65502],[-100.578,20.65197],[-100.57718,20.64731],[-100.57649,20.64354],[-100.57596,20.64062],[-100.57535,20.63734],[-100.5748,20.63425],[-100.57424,20.63124],[-100.57369,20.62812],[-100.57308,20.62475],[-100.57236,20.62079],[-100.57185,20.61794],[-100.57145,20.61581],[-100.5714,20.61391],[-100.5714,20.60929],[-100.5714,20.60651],[-100.57139,20.60358],[-100.57138,20.60066],[-100.57135,20.59798],[-100.57138,20.59468],[-100.57137,20.59089],[-100.57135,20.58785],[-100.57135,20.58468],[-100.57135,20.5819],[-100.57134,20.57851],[-100.57133,20.57584],[-100.57134,20.57342],[-100.57133,20.57024],[-100.57133,20.56753],[-100.57131,20.56428],[-100.57131,20.56219],[-100.57131,20.55871],[-100.57131,20.55614],[-100.56822,20.55438],[-100.56585,20.55306],[-100.56273,20.55128],[-100.55889,20.5516],[-100.55541,20.55188],[-100.5519,20.55216],[-100.5484,20.55244],[-100.5451,20.55271],[-100.54193,20.55296],[-100.53852,20.55324],[-100.53525,20.5535],[-100.53159,20.55381],[-100.52919,20.55197],[-100.52684,20.55015],[-100.52448,20.54829],[-100.52395,20.54568],[-100.52337,20.5428],[-100.52277,20.53984],[-100.52214,20.5367],[-100.52154,20.53374],[-100.51961,20.53096],[-100.51771,20.5282],[-100.51422,20.52786],[-100.512,20.52764],[-100.50888,20.52734],[-100.50575,20.52704],[-100.50197,20.52667],[-100.49828,20.52631],[-100.49533,20.52603],[-100.49213,20.52572],[-100.49055,20.52335],[-100.48862,20.52207],[-100.48811,20.52163],[-100.48794,20.52124]]}}
Línea 230.0 kV | LineString | 230.0 kV |  |  |  | CFE |  |  |  |  | OpenStreetMap | {"type":"Feature","properties":{},"geometry":{"type":"LineString","coordinates":[[-100.61487,21.24606],[-100.61419,21.24416],[-100.61259,21.24099],[-100.61051,21.23777],[-100.60923,21.23427],[-100.60755,21.23097],[-100.6059,21.22765],[-100.60434,21.22454],[-100.60277,21.22141],[-100.60113,21.21813],[-100.59979,21.21545],[-100.59821,21.21228],[-100.59676,21.20939],[-100.59486,21.20561],[-100.59313,21.20214],[-100.59145,21.19881],[-100.58987,21.19562],[-100.58821,21.19236],[-100.58659,21.18907],[-100.58494,21.18582],[-100.5833,21.18251],[-100.58172,21.17936],[-100.58009,21.1761],[-100.57844,21.17282],[-100.57681,21.16956],[-100.57518,21.16628],[-100.57354,21.16302],[-100.57185,21.15965],[-100.57004,21.15604],[-100.56828,21.1525],[-100.56669,21.14936],[-100.56491,21.14579],[-100.56312,21.14221],[-100.56137,21.13873],[-100.55964,21.13523],[-100.55794,21.13186],[-100.55614,21.12825],[-100.55449,21.12496],[-100.55269,21.12135],[-100.55104,21.11806],[-100.54941,21.11481],[-100.54761,21.1112],[-100.54589,21.10777],[-100.54419,21.10435],[-100.54248,21.10088],[-100.54082,21.09759],[-100.539,21.09398],[-100.53731,21.09062],[-100.53456,21.0882],[-100.53147,21.08553],[-100.52817,21.08269],[-100.52452,21.07953],[-100.52144,21.07684],[-100.51856,21.07438],[-100.51572,21.07192],[-100.51295,21.06948],[-100.51023,21.06713],[-100.50661,21.064],[-100.50367,21.06145],[-100.50067,21.05886],[-100.49765,21.05624],[-100.49505,21.05398],[-100.49235,21.05164],[-100.48971,21.04938],[-100.48711,21.04709],[-100.48436,21.04474],[-100.48151,21.04223],[-100.47869,21.0398],[-100.476,21.03744],[-100.47325,21.03512],[-100.47033,21.03253],[-100.46746,21.03007],[-100.46392,21.02696],[-100.4611,21.02451],[-100.4577,21.02163],[-100.45476,21.01905],[-100.45152,21.01622],[-100.44936,21.01079],[-100.4477,21.00655],[-100.44658,21.0037],[-100.44506,20.99984],[-100.44379,20.99662],[-100.44261,20.99366],[-100.44133,20.99039],[-100.44002,20.98708],[-100.43866,20.98362],[-100.43739,20.98041],[-100.43619,20.97736],[-100.43478,20.97378],[-100.43369,20.97102],[-100.43235,20.96762],[-100.43106,20.96436],[-100.42972,20.96095],[-100.42837,20.95755],[-100.4271,20.95431],[-100.42571,20.95078],[-100.42443,20.94756],[-100.42317,20.94436],[-100.42177,20.94079],[-100.4203,20.93706],[-100.41854,20.93259],[-100.417,20.92868],[-100.4156,20.92514],[-100.41398,20.92103],[-100.41286,20.91819],[-100.41132,20.9143],[-100.40978,20.91038],[-100.40885,20.90802],[-100.40759,20.90478],[-100.40917,20.90171],[-100.41059,20.89895],[-100.41239,20.89539],[-100.41445,20.89139],[-100.41636,20.88768],[-100.4182,20.8841],[-100.42042,20.87974],[-100.42214,20.87639],[-100.42385,20.8731],[-100.42552,20.86983],[-100.42721,20.86653],[-100.42889,20.86326],[-100.43058,20.85997],[-100.43226,20.85669],[-100.4339,20.85349],[-100.43559,20.85021],[-100.43727,20.84693],[-100.43892,20.8437],[-100.44061,20.84042],[-100.4423,20.83714],[-100.44399,20.83387],[-100.44561,20.83065],[-100.4473,20.82737],[-100.44891,20.82424],[-100.45045,20.82123],[-100.45225,20.81773],[-100.45388,20.81452],[-100.45556,20.81126],[-100.45714,20.80806],[-100.45885,20.80477],[-100.46049,20.80156],[-100.4622,20.79823],[-100.46341,20.79586],[-100.46521,20.79236],[-100.46735,20.78822],[-100.46901,20.78493],[-100.46802,20.78178],[-100.46576,20.77915],[-100.46335,20.77633],[-100.46122,20.77387],[-100.45886,20.7711],[-100.45679,20.76872],[-100.45454,20.76607],[-100.45217,20.7633],[-100.44975,20.76051],[-100.44756,20.75796],[-100.44663,20.75688],[-100.44483,20.7548],[-100.44175,20.7512],[-100.43893,20.74792],[-100.43654,20.74515],[-100.43615,20.74152],[-100.43582,20.73847],[-100.43526,20.7334],[-100.43493,20.73045],[-100.43432,20.72485],[-100.43391,20.72112],[-100.43334,20.71599],[-100.43285,20.71153],[-100.43224,20.70598],[-100.43145,20.69871],[-100.43115,20.69593],[-100.43087,20.69344],[-100.43028,20.68789],[-100.42983,20.68388],[-100.42952,20.68108],[-100.42922,20.67826],[-100.42894,20.67579],[-100.42863,20.67298],[-100.4278,20.66534],[-100.42736,20.66128],[-100.42694,20.65753],[-100.42665,20.6549],[-100.4267,20.65178],[-100.42673,20.64895],[-100.42678,20.64584],[-100.42767,20.64474],[-100.42799,20.64435],[-100.42853,20.6437],[-100.43188,20.64352],[-100.43688,20.64323],[-100.43825,20.64325]]}}
Línea 230.0 kV | LineString | 230.0 kV | 2 |  |  | CFE |  |  |  |  | OpenStreetMap | {"type":"Feature","properties":{},"geometry":{"type":"LineString","coordinates":[[-100.89564,20.53271],[-100.89632,20.53279],[-100.8975,20.53295],[-100.8987,20.53311],[-100.90035,20.53254],[-100.90202,20.53196],[-100.90364,20.53139],[-100.90532,20.53081],[-100.90697,20.53023],[-100.90868,20.52965],[-100.91047,20.52961]]}}
Línea 230.0 kV | LineString | 230.0 kV | 1 |  |  | CFE |  |  |  |  | OpenStreetMap | {"type":"Feature","properties":{},"geometry":{"type":"LineString","coordinates":[[-100.91047,20.52961],[-100.91209,20.52956],[-100.91369,20.52951],[-100.91536,20.52948],[-100.91657,20.52856],[-100.91776,20.52765],[-100.91896,20.52672],[-100.92015,20.52585],[-100.92131,20.52492],[-100.92166,20.52361],[-100.92202,20.52228],[-100.92236,20.52097],[-100.92278,20.51949],[-100.92361,20.51834],[-100.92433,20.51818],[-100.92535,20.51837],[-100.9262,20.51856],[-100.92712,20.51873],[-100.92693,20.52033],[-100.92685,20.52052]]}}
Línea 230.0 kV | LineString | 230.0 kV | 1 |  |  | CFE |  |  |  |  | OpenStreetMap | {"type":"Feature","properties":{},"geometry":{"type":"LineString","coordinates":[[-100.91047,20.52961],[-100.91042,20.52888],[-100.91035,20.52724],[-100.91069,20.52567],[-100.91103,20.52409],[-100.91198,20.52289],[-100.91293,20.5217],[-100.91314,20.52151]]}}
Línea 230.0 kV | LineString | 230.0 kV | 2 |  |  | CFE |  |  |  |  | OpenStreetMap | {"type":"Feature","properties":{},"geometry":{"type":"LineString","coordinates":[[-101.45872,20.29324],[-101.46147,20.29499],[-101.46458,20.29699],[-101.46759,20.29891],[-101.47015,20.30055],[-101.47278,20.30223],[-101.47712,20.30501],[-101.48016,20.30696],[-101.48252,20.30958],[-101.48498,20.31231],[-101.48732,20.3149],[-101.48966,20.31749],[-101.49207,20.32017],[-101.49418,20.32251],[-101.49655,20.32514],[-101.49866,20.32749],[-101.50088,20.32994],[-101.50324,20.33256],[-101.5056,20.33518],[-101.50786,20.33769],[-101.51005,20.34012],[-101.51245,20.34278],[-101.51479,20.34537],[-101.51686,20.34767],[-101.51883,20.34985],[-101.52118,20.35246],[-101.52355,20.35508],[-101.52562,20.35738],[-101.52794,20.35995],[-101.53023,20.3625],[-101.53259,20.36511],[-101.53464,20.36738],[-101.53697,20.36996],[-101.53939,20.37266],[-101.54212,20.37568],[-101.54439,20.3782],[-101.54697,20.38105],[-101.55075,20.38524],[-101.55287,20.3876],[-101.55581,20.39086],[-101.55793,20.3932],[-101.55945,20.3949],[-101.56231,20.39807],[-101.56441,20.40039],[-101.5667,20.40293],[-101.56863,20.40507],[-101.56909,20.40815],[-101.56957,20.41128],[-101.57007,20.41459],[-101.57057,20.41793],[-101.57107,20.42123],[-101.57159,20.42467],[-101.57217,20.42778]]}}
Línea 230.0 kV | LineString | 230.0 kV | 1 |  |  | CFE |  |  |  |  | OpenStreetMap | {"type":"Feature","properties":{},"geometry":{"type":"LineString","coordinates":[[-101.45832,20.29299],[-101.45842,20.2929],[-101.46104,20.29058],[-101.46379,20.28815],[-101.46628,20.28593],[-101.46895,20.28358],[-101.47171,20.28113],[-101.47464,20.27854],[-101.47736,20.27612],[-101.48009,20.2737],[-101.48258,20.2715],[-101.48557,20.26886],[-101.48877,20.266],[-101.49152,20.26441],[-101.49477,20.26253],[-101.49971,20.25969],[-101.50264,20.258],[-101.50581,20.25617],[-101.50908,20.25428],[-101.51224,20.25246],[-101.51549,20.25059],[-101.51866,20.24876],[-101.52192,20.24689],[-101.52484,20.24516],[-101.52812,20.24328],[-101.53144,20.24138],[-101.53445,20.23903],[-101.53745,20.23667],[-101.54029,20.23443],[-101.54317,20.23216],[-101.54639,20.22964],[-101.54976,20.227],[-101.5529,20.22453],[-101.5556,20.22241],[-101.55877,20.21992],[-101.5617,20.21813],[-101.56464,20.21634],[-101.56772,20.21445],[-101.57153,20.21212],[-101.57481,20.21012],[-101.57788,20.20824],[-101.58239,20.20549],[-101.5856,20.20353],[-101.58871,20.20162],[-101.59233,20.19942],[-101.59397,20.19663],[-101.59591,20.19333],[-101.59802,20.18974],[-101.60032,20.18584],[-101.60237,20.18235],[-101.60422,20.1792],[-101.60654,20.17526],[-101.60849,20.17195],[-101.61212,20.16578],[-101.61397,20.16262],[-101.61581,20.15949],[-101.61767,20.15634],[-101.61952,20.15318],[-101.62113,20.15039],[-101.62308,20.14708],[-101.62465,20.1444],[-101.62629,20.14161],[-101.62805,20.13862],[-101.62998,20.13535],[-101.63143,20.13286],[-101.63506,20.13009],[-101.63834,20.12758],[-101.64179,20.12495],[-101.64476,20.12268],[-101.64794,20.12025],[-101.65143,20.11759],[-101.65441,20.1153],[-101.65685,20.11344],[-101.65989,20.11113],[-101.66228,20.10931],[-101.66579,20.10663],[-101.66876,20.10439],[-101.67166,20.10217],[-101.67446,20.10003],[-101.6773,20.09787],[-101.68028,20.0956],[-101.68328,20.09332],[-101.68621,20.09107],[-101.6894,20.08861],[-101.69508,20.08424],[-101.69803,20.08202],[-101.70089,20.07984],[-101.70399,20.07748],[-101.70697,20.07518],[-101.70999,20.07289],[-101.71311,20.07052],[-101.71613,20.06822],[-101.71891,20.06607],[-101.72197,20.06374],[-101.72503,20.06139],[-101.72899,20.05837],[-101.73271,20.05553],[-101.73595,20.05301],[-101.73843,20.05117],[-101.74285,20.04776],[-101.74579,20.04545],[-101.74871,20.04322],[-101.75165,20.041],[-101.75448,20.03881],[-101.75743,20.03656],[-101.76036,20.03432],[-101.76359,20.03182],[-101.7664,20.0297],[-101.76965,20.02725],[-101.77237,20.02519],[-101.77546,20.0228],[-101.77801,20.02086],[-101.78126,20.01838],[-101.78437,20.01601],[-101.78717,20.01386],[-101.79021,20.01154],[-101.79308,20.00935],[-101.79636,20.00685],[-101.79949,20.00445],[-101.80206,20.00246],[-101.80421,20.0008],[-101.8066,19.99897],[-101.81033,19.99612],[-101.8129,19.99417],[-101.81574,19.99199],[-101.81877,19.98967],[-101.82049,19.98835],[-101.82326,19.98622],[-101.82541,19.98459],[-101.82873,19.98205],[-101.83155,19.97989],[-101.83514,19.97716],[-101.83788,19.97507],[-101.84175,19.9721],[-101.8442,19.97022],[-101.84793,19.96738],[-101.85104,19.96501],[-101.85376,19.96293],[-101.85666,19.9607],[-101.86006,19.95811],[-101.863,19.95585],[-101.86597,19.95358],[-101.86883,19.95136],[-101.87214,19.94886],[-101.8753,19.94643],[-101.87793,19.94444],[-101.88073,19.9427],[-101.88396,19.94068],[-101.88739,19.93853],[-101.89115,19.93618],[-101.89427,19.93425],[-101.89737,19.93229],[-101.90055,19.93029],[-101.90341,19.92856],[-101.90752,19.92598],[-101.91006,19.92439],[-101.9157,19.92085],[-101.91881,19.91891],[-101.92179,19.91704],[-101.925,19.91503],[-101.92825,19.91299],[-101.93148,19.91098],[-101.93535,19.90854],[-101.9386,19.90651],[-101.94221,19.90425],[-101.94561,19.90212],[-101.94913,19.89992],[-101.9523,19.89795],[-101.95554,19.89591],[-101.95832,19.89418],[-101.96181,19.89199],[-101.96468,19.8902],[-101.96776,19.88826],[-101.97114,19.88614],[-101.97674,19.88264],[-101.97969,19.88079],[-101.98264,19.87895],[-101.98614,19.87676],[-101.98932,19.87476],[-101.99233,19.87288],[-101.99527,19.87104],[-101.99841,19.86907],[-102.0015,19.86711],[-102.00662,19.86392],[-102.01017,19.8617],[-102.01044,19.86153]]}}
Línea 230.0 kV | LineString | 230.0 kV |  |  |  | CFE |  |  |  |  | OpenStreetMap | {"type":"Feature","properties":{},"geometry":{"type":"LineString","coordinates":[[-102.01036,19.86196],[-102.01017,19.8617],[-102.00994,19.86137],[-102.00941,19.85887],[-102.0082,19.85337],[-102.00755,19.85027],[-102.00761,19.84984]]}}
Línea 230.0 kV | LineString | 230.0 kV | 1 |  |  | CFE |  |  |  |  | OpenStreetMap | {"type":"Feature","properties":{},"geometry":{"type":"LineString","coordinates":[[-101.23063,20.53427],[-101.23221,20.53467],[-101.23265,20.53319],[-101.23409,20.5285],[-101.23526,20.52469],[-101.23624,20.52147],[-101.23746,20.51745],[-101.23894,20.51261],[-101.23965,20.51037],[-101.24069,20.50691],[-101.24178,20.50333],[-101.24279,20.50003],[-101.24384,20.49663],[-101.2449,20.49319],[-101.24596,20.48971],[-101.247,20.48624],[-101.24806,20.48283],[-101.24916,20.47922],[-101.25016,20.47592],[-101.25123,20.47246],[-101.25219,20.46935],[-101.25334,20.46561],[-101.25459,20.4616],[-101.25579,20.45759],[-101.25697,20.45373],[-101.25813,20.45004],[-101.25922,20.4463],[-101.26025,20.44307],[-101.2631,20.44062],[-101.26559,20.43855],[-101.26843,20.43617],[-101.27131,20.43373],[-101.27486,20.43076],[-101.27785,20.42825],[-101.28073,20.42585],[-101.28362,20.42345],[-101.28634,20.42114],[-101.28976,20.41825],[-101.29243,20.41602],[-101.29569,20.41327],[-101.29855,20.41089],[-101.30141,20.4085],[-101.3041,20.40622],[-101.30695,20.40383],[-101.31089,20.40052],[-101.31359,20.39825],[-101.31651,20.3958],[-101.31932,20.39329],[-101.32244,20.39083],[-101.32479,20.38884],[-101.32776,20.38636],[-101.33068,20.38391],[-101.33356,20.38149],[-101.33652,20.37898],[-101.34027,20.37586],[-101.34384,20.37286],[-101.347,20.37019],[-101.34988,20.36779],[-101.35315,20.36503],[-101.35623,20.36245],[-101.35858,20.36047],[-101.36174,20.35781],[-101.36549,20.35468],[-101.36834,20.35227],[-101.37122,20.34986],[-101.37408,20.34745],[-101.37698,20.34502],[-101.37988,20.34257],[-101.38285,20.34008],[-101.38569,20.33767],[-101.38855,20.33529],[-101.3921,20.3323],[-101.39512,20.32977],[-101.39775,20.32822],[-101.40216,20.32566],[-101.40694,20.3229],[-101.41065,20.32072],[-101.41383,20.31886],[-101.41707,20.31699],[-101.4202,20.31516],[-101.42328,20.31337],[-101.4267,20.31139],[-101.42963,20.30968],[-101.43292,20.30777],[-101.43577,20.30611],[-101.44196,20.3025],[-101.44552,20.30047],[-101.44856,20.29868],[-101.45182,20.29679],[-101.45622,20.29421],[-101.45817,20.29308],[-101.45832,20.29299]]}}
Línea 230.0 kV | LineString | 230.0 kV | 1 |  |  | CFE |  |  |  |  | OpenStreetMap | {"type":"Feature","properties":{},"geometry":{"type":"LineString","coordinates":[[-102.24379,19.94526],[-102.24319,19.94547],[-102.24414,19.94608],[-102.24532,19.94747],[-102.2473,19.94979],[-102.24976,19.95267],[-102.25218,19.95552],[-102.25475,19.9585],[-102.25771,19.96196],[-102.25812,19.96586],[-102.25854,19.96992],[-102.25887,19.97313],[-102.25942,19.97834],[-102.25979,19.9818],[-102.26016,19.98535],[-102.26047,19.98825],[-102.26077,19.99126],[-102.26267,19.99395],[-102.26439,19.99638],[-102.26631,19.99911],[-102.26842,20.00211],[-102.27053,20.00512],[-102.27353,20.00736],[-102.27599,20.0092],[-102.27882,20.01129],[-102.282,20.01367],[-102.28512,20.016],[-102.28812,20.01823],[-102.29128,20.02059],[-102.2943,20.02284],[-102.29731,20.02508],[-102.30019,20.02722],[-102.30331,20.02956],[-102.30627,20.03175],[-102.30942,20.03411],[-102.31235,20.03629],[-102.31526,20.03847],[-102.31828,20.04072],[-102.32128,20.04296],[-102.3242,20.04514],[-102.32727,20.04743],[-102.33007,20.04951],[-102.33338,20.05197],[-102.33633,20.05419],[-102.33887,20.05607],[-102.34193,20.05834],[-102.34368,20.06165],[-102.3454,20.06488],[-102.34711,20.0681],[-102.34882,20.07132],[-102.35068,20.07483],[-102.35245,20.07816],[-102.35416,20.08138],[-102.35583,20.08452],[-102.35767,20.088],[-102.35944,20.09132],[-102.36124,20.09472],[-102.3631,20.09826],[-102.36481,20.10147],[-102.36639,20.10443],[-102.36797,20.10743],[-102.36906,20.10947],[-102.37,20.11051],[-102.37095,20.11155],[-102.37349,20.11438],[-102.3761,20.11728],[-102.37887,20.12037],[-102.38167,20.12348],[-102.38421,20.1263],[-102.38674,20.12909],[-102.38922,20.13188],[-102.39197,20.13492],[-102.39405,20.13723],[-102.39683,20.14032],[-102.39934,20.14311],[-102.40195,20.146],[-102.40455,20.14889],[-102.40703,20.15164],[-102.40937,20.15424],[-102.41187,20.15702],[-102.4143,20.15972],[-102.417,20.16271],[-102.41949,20.16548],[-102.42217,20.16845],[-102.42494,20.17154],[-102.42768,20.17457],[-102.43019,20.17737],[-102.43288,20.18035],[-102.43562,20.18339],[-102.43829,20.18634],[-102.4409,20.18925],[-102.44344,20.19205],[-102.44598,20.19489],[-102.44842,20.19759],[-102.45098,20.20043],[-102.45347,20.20319],[-102.45615,20.20617],[-102.45926,20.20961],[-102.46175,20.21236],[-102.46441,20.21531],[-102.46706,20.21825],[-102.47004,20.22155],[-102.47257,20.22438],[-102.47506,20.22712],[-102.47754,20.22989],[-102.48011,20.23272],[-102.48254,20.23542],[-102.48471,20.23781],[-102.48719,20.24056],[-102.48967,20.24331],[-102.49218,20.24609],[-102.49438,20.24852],[-102.49663,20.25102],[-102.49905,20.2537],[-102.50172,20.25665],[-102.50432,20.25953],[-102.5068,20.26228],[-102.50928,20.26503],[-102.51191,20.26793],[-102.51471,20.27104],[-102.51744,20.27405],[-102.52001,20.2769],[-102.5226,20.27977],[-102.52488,20.28231],[-102.5272,20.28487],[-102.52942,20.28733],[-102.53178,20.28994],[-102.53393,20.29232],[-102.53731,20.2926],[-102.54065,20.29291],[-102.54474,20.29327],[-102.54841,20.29359],[-102.55189,20.29389],[-102.55579,20.29423],[-102.55958,20.29456],[-102.56339,20.2949],[-102.5675,20.29527],[-102.57157,20.29562],[-102.57519,20.29593],[-102.57908,20.29627],[-102.58297,20.29661],[-102.58638,20.2969],[-102.59027,20.29724],[-102.59413,20.2976],[-102.59792,20.29791],[-102.60203,20.29827],[-102.6059,20.29861],[-102.60979,20.29895],[-102.61359,20.29928],[-102.61739,20.29961],[-102.62102,20.29992],[-102.62435,20.30022],[-102.62809,20.30054],[-102.63164,20.30086],[-102.63529,20.30116],[-102.63919,20.30151],[-102.643,20.30184],[-102.6469,20.30217],[-102.65062,20.30249],[-102.65452,20.30284],[-102.65843,20.30317],[-102.66228,20.3035],[-102.66573,20.3038],[-102.66941,20.3041],[-102.6729,20.30441],[-102.67678,20.30474],[-102.68059,20.30509],[-102.68413,20.3054],[-102.68714,20.30567],[-102.68731,20.30569]]}}
Línea 230.0 kV | LineString | 230.0 kV | 1 |  |  | CFE |  |  |  |  | OpenStreetMap | {"type":"Feature","properties":{},"geometry":{"type":"LineString","coordinates":[[-102.01044,19.86153],[-102.0107,19.86137],[-102.01454,19.85894],[-102.01858,19.85642],[-102.02371,19.85344],[-102.02765,19.85399],[-102.02992,19.85418],[-102.03472,19.85439],[-102.03919,19.85458],[-102.04359,19.85476],[-102.04786,19.85494],[-102.05215,19.85511],[-102.05908,19.85541],[-102.06819,19.85579],[-102.07256,19.85598],[-102.07557,19.85613],[-102.07974,19.85628],[-102.08427,19.85647],[-102.08941,19.8567],[-102.09393,19.85689],[-102.09908,19.85712],[-102.10389,19.85728],[-102.10781,19.85745],[-102.11167,19.85761],[-102.11515,19.85776],[-102.12041,19.85798],[-102.12179,19.85803],[-102.12346,19.85808],[-102.12669,19.86115],[-102.13018,19.86454],[-102.13242,19.86671],[-102.13549,19.86969],[-102.13761,19.87174],[-102.14002,19.87409],[-102.14142,19.87547],[-102.14283,19.87684],[-102.14589,19.87977],[-102.1488,19.8826],[-102.15172,19.88543],[-102.15442,19.88805],[-102.15714,19.89068],[-102.1598,19.89325],[-102.16221,19.89557],[-102.16486,19.89813],[-102.16751,19.90071],[-102.17013,19.90321],[-102.1727,19.90572],[-102.17525,19.90819],[-102.17733,19.91023],[-102.18057,19.91092],[-102.18419,19.91169],[-102.1884,19.91261],[-102.19185,19.91338],[-102.19584,19.91421],[-102.19997,19.91508],[-102.20395,19.91595],[-102.20812,19.91686],[-102.2121,19.9177],[-102.21517,19.91837],[-102.21947,19.91928],[-102.22161,19.91975],[-102.22405,19.92264],[-102.2257,19.92454],[-102.22884,19.92823],[-102.23177,19.93166],[-102.23502,19.93545],[-102.23814,19.93907],[-102.24012,19.94137],[-102.24258,19.94425],[-102.24319,19.94547],[-102.24358,19.94499]]}}
Línea 230.0 kV | LineString | 230.0 kV |  |  |  | CFE |  |  |  |  | OpenStreetMap | {"type":"Feature","properties":{},"geometry":{"type":"LineString","coordinates":[[-102.01089,19.86162],[-102.0107,19.86137],[-102.01047,19.86105],[-102.00982,19.85829],[-102.00859,19.85331],[-102.00789,19.8503],[-102.00795,19.84987]]}}
Línea 230.0 kV | LineString | 230.0 kV | 2 |  |  | CFE |  |  |  |  | OpenStreetMap | {"type":"Feature","properties":{},"geometry":{"type":"LineString","coordinates":[[-103.22211,20.47701],[-103.22576,20.47576],[-103.2295,20.47536],[-103.23265,20.47734],[-103.23307,20.47735],[-103.23377,20.47739],[-103.23448,20.47738],[-103.23525,20.4774]]}}
Línea 230.0 kV | LineString | 230.0 kV | 1 |  |  | CFE |  |  |  |  | OpenStreetMap | {"type":"Feature","properties":{},"geometry":{"type":"LineString","coordinates":[[-103.2617,20.54184],[-103.26237,20.5414],[-103.26342,20.54277],[-103.26572,20.54567],[-103.26802,20.54856],[-103.26914,20.54999],[-103.27053,20.55176],[-103.27258,20.55438],[-103.27517,20.55759],[-103.27691,20.55808],[-103.27971,20.55882],[-103.28251,20.55954],[-103.283,20.55967],[-103.28527,20.56028],[-103.28601,20.56046]]}}
Línea 230.0 kV | LineString | 230.0 kV | 2 |  |  | CFE |  |  |  |  | OpenStreetMap | {"type":"Feature","properties":{},"geometry":{"type":"LineString","coordinates":[[-103.28536,20.55963],[-103.2834,20.55757],[-103.28115,20.55512],[-103.27865,20.55285],[-103.2761,20.55053],[-103.27367,20.54828],[-103.27121,20.546],[-103.26886,20.54385],[-103.26622,20.54143],[-103.26383,20.5392],[-103.2613,20.53691],[-103.25884,20.53461],[-103.25754,20.53194],[-103.25621,20.52921],[-103.25489,20.5265],[-103.25351,20.52367],[-103.2521,20.52076],[-103.25079,20.51803],[-103.24923,20.51486],[-103.24947,20.51169],[-103.24966,20.5084],[-103.24987,20.50523],[-103.25008,20.50197],[-103.25025,20.49892],[-103.25046,20.4956],[-103.25061,20.49342],[-103.25081,20.4901],[-103.251,20.48712],[-103.25119,20.48395],[-103.25389,20.48108],[-103.25638,20.47845],[-103.25902,20.47564],[-103.26257,20.47527],[-103.26666,20.47485],[-103.26882,20.47551],[-103.27071,20.47442],[-103.27299,20.47418],[-103.2739,20.47409],[-103.2745,20.47403],[-103.27681,20.47378],[-103.27812,20.47364],[-103.28154,20.4733],[-103.28502,20.47291],[-103.28842,20.47256],[-103.29168,20.47224],[-103.29466,20.47192],[-103.29853,20.47153],[-103.30293,20.47106],[-103.306,20.47074],[-103.30949,20.47038],[-103.31169,20.47015],[-103.31292,20.47003],[-103.31463,20.46985],[-103.31673,20.46963],[-103.31907,20.46938],[-103.32518,20.46874],[-103.32865,20.46838],[-103.33259,20.46797],[-103.33522,20.46769],[-103.33951,20.46726],[-103.34395,20.46678],[-103.34693,20.46646],[-103.35045,20.4661],[-103.35403,20.46572],[-103.36118,20.46496],[-103.36389,20.46467],[-103.3678,20.46434],[-103.37228,20.46376],[-103.37804,20.46326],[-103.38158,20.46282],[-103.38508,20.46245],[-103.38862,20.46207],[-103.39329,20.46158],[-103.39682,20.46121],[-103.40076,20.46078],[-103.40479,20.46036],[-103.40803,20.46016],[-103.40817,20.46028],[-103.40941,20.46141],[-103.41128,20.46313],[-103.41107,20.46609],[-103.41081,20.46999],[-103.41052,20.47353],[-103.41025,20.4771],[-103.41004,20.48016],[-103.40969,20.48466],[-103.40951,20.48732],[-103.40918,20.49182],[-103.40897,20.4945],[-103.40885,20.4962],[-103.40864,20.4992],[-103.4084,20.50229],[-103.40817,20.50576],[-103.40791,20.50919],[-103.40763,20.51278],[-103.40738,20.51636],[-103.40711,20.51996],[-103.40687,20.52333],[-103.40659,20.52705],[-103.40631,20.53071],[-103.4061,20.53394],[-103.40583,20.53752],[-103.40568,20.53924],[-103.40563,20.53988]]}}
Línea 230.0 kV | LineString | 230.0 kV |  |  |  | CFE |  |  |  |  | OpenStreetMap | {"type":"Feature","properties":{},"geometry":{"type":"LineString","coordinates":[[-103.42052,20.60135],[-103.4202,20.60212]]}}
Línea 230.0 kV | LineString | 230.0 kV |  |  |  | CFE |  |  |  |  | OpenStreetMap | {"type":"Feature","properties":{},"geometry":{"type":"LineString","coordinates":[[-103.28622,20.55973],[-103.28536,20.55963]]}}
Línea 230.0 kV | LineString | 230.0 kV |  |  |  | CFE |  |  |  |  | OpenStreetMap | {"type":"Feature","properties":{},"geometry":{"type":"LineString","coordinates":[[-103.28536,20.55963],[-103.28614,20.56003]]}}
Línea 230.0 kV | LineString | 230.0 kV |  |  |  | CFE |  |  |  |  | OpenStreetMap | {"type":"Feature","properties":{},"geometry":{"type":"LineString","coordinates":[[-103.42052,20.60218],[-103.42052,20.60135]]}}
Línea 230.0 kV | LineString | 230.0 kV |  |  |  | CFE |  |  |  |  | OpenStreetMap | {"type":"Feature","properties":{},"geometry":{"type":"LineString","coordinates":[[-103.56154,20.41854],[-103.56213,20.41904]]}}
Línea 230.0 kV | LineString | 230.0 kV |  |  |  | CFE |  |  |  |  | OpenStreetMap | {"type":"Feature","properties":{},"geometry":{"type":"LineString","coordinates":[[-103.56213,20.41904],[-103.56185,20.41833]]}}
Línea 230.0 kV | LineString | 230.0 kV | 2 |  |  | CFE |  |  |  |  | OpenStreetMap | {"type":"Feature","properties":{},"geometry":{"type":"LineString","coordinates":[[-103.56213,20.41904],[-103.56194,20.4204],[-103.5616,20.42291],[-103.55987,20.42415],[-103.55845,20.42521],[-103.55444,20.42815],[-103.55208,20.42985],[-103.54986,20.43045],[-103.54711,20.4312],[-103.54354,20.43217],[-103.5386,20.43349],[-103.53451,20.43461],[-103.53107,20.43549],[-103.52841,20.43621],[-103.52454,20.43725],[-103.5194,20.43865],[-103.51635,20.4395],[-103.51276,20.44044],[-103.50891,20.44147],[-103.50582,20.44231],[-103.50246,20.44322],[-103.49948,20.44403],[-103.49557,20.44507],[-103.49193,20.44607],[-103.48875,20.44692],[-103.4855,20.4478],[-103.48224,20.44868],[-103.47898,20.44955],[-103.47536,20.45054],[-103.47149,20.45156],[-103.46768,20.45262],[-103.46456,20.45342],[-103.46069,20.45449],[-103.45696,20.45487],[-103.45573,20.45501],[-103.45404,20.45519],[-103.45089,20.45552],[-103.44845,20.45578],[-103.44728,20.4559],[-103.44345,20.45631],[-103.43972,20.45669],[-103.43654,20.45706],[-103.43323,20.45741],[-103.42979,20.45776],[-103.42623,20.45815],[-103.42279,20.4585],[-103.4209,20.4587],[-103.41948,20.45886],[-103.41603,20.45919],[-103.41538,20.4593],[-103.41279,20.45966],[-103.41195,20.46056],[-103.4118,20.46267],[-103.41154,20.46619],[-103.41128,20.46995],[-103.41099,20.47357],[-103.41075,20.47696],[-103.41054,20.47984],[-103.41035,20.48252],[-103.41007,20.48613],[-103.40962,20.49227],[-103.40943,20.49487],[-103.40914,20.49899],[-103.40889,20.50223],[-103.40864,20.50579],[-103.40838,20.50935],[-103.4081,20.51301],[-103.40783,20.51666],[-103.40758,20.52015],[-103.40731,20.52373],[-103.40703,20.52752],[-103.40677,20.531],[-103.40652,20.53448],[-103.40627,20.53794],[-103.40604,20.54202],[-103.40687,20.54423],[-103.4078,20.5466],[-103.40908,20.54997],[-103.4103,20.55317],[-103.41147,20.55616],[-103.41274,20.55945],[-103.41393,20.56255],[-103.4152,20.56586],[-103.41642,20.56907],[-103.41757,20.57203],[-103.41891,20.5755],[-103.42011,20.57863],[-103.42118,20.58143],[-103.42221,20.58413],[-103.42325,20.58686],[-103.42349,20.58747],[-103.42472,20.5906],[-103.42364,20.59363],[-103.42239,20.59713],[-103.42136,20.6002],[-103.42106,20.60171],[-103.42096,20.60225]]}}
Línea 230.0 kV | LineString | 230.0 kV |  |  |  | CFE |  |  |  |  | OpenStreetMap | {"type":"Feature","properties":{},"geometry":{"type":"LineString","coordinates":[[-103.56283,20.41841],[-103.56264,20.41781]]}}
Línea 230.0 kV | LineString | 230.0 kV |  |  |  | CFE |  |  |  |  | OpenStreetMap | {"type":"Feature","properties":{},"geometry":{"type":"LineString","coordinates":[[-103.56232,20.41801],[-103.56283,20.41841]]}}
Línea 230.0 kV | LineString | 230.0 kV |  |  |  | CFE |  |  |  |  | OpenStreetMap | {"type":"Feature","properties":{},"geometry":{"type":"LineString","coordinates":[[-103.56309,20.41748],[-103.56351,20.41809],[-103.56549,20.41845],[-103.56813,20.41893],[-103.57132,20.41952],[-103.57355,20.41778],[-103.57862,20.41375],[-103.58165,20.41135],[-103.58442,20.40915],[-103.58626,20.4077],[-103.58808,20.4039],[-103.58945,20.40103],[-103.59085,20.39811],[-103.59303,20.39356],[-103.59498,20.38947],[-103.59653,20.38624],[-103.59805,20.38305],[-103.59954,20.37994],[-103.60046,20.37677],[-103.60145,20.37334],[-103.60254,20.36954],[-103.60353,20.36614],[-103.60447,20.3629],[-103.60536,20.35978],[-103.60622,20.35679],[-103.60715,20.35358],[-103.60804,20.35048],[-103.60897,20.34729],[-103.60988,20.34413],[-103.61079,20.34097],[-103.61172,20.33773],[-103.61264,20.33459],[-103.61411,20.33297],[-103.61643,20.33042],[-103.61872,20.32794],[-103.6209,20.32555],[-103.62319,20.32306],[-103.62318,20.32019],[-103.62319,20.31677],[-103.62318,20.31368],[-103.62317,20.31074],[-103.62317,20.30773],[-103.62317,20.30456],[-103.62317,20.3014],[-103.62317,20.29825],[-103.62317,20.29501],[-103.62316,20.29215],[-103.62316,20.28904],[-103.62317,20.28535],[-103.62316,20.28149],[-103.62315,20.2784],[-103.62316,20.27531],[-103.62316,20.27176],[-103.62096,20.2686],[-103.61898,20.26573],[-103.61691,20.26276],[-103.61503,20.26002],[-103.61307,20.25722],[-103.61123,20.25455],[-103.60933,20.25182],[-103.60757,20.24926],[-103.60564,20.24648],[-103.60378,20.24379],[-103.60189,20.2411],[-103.5981,20.23564],[-103.59674,20.23369],[-103.59483,20.23086],[-103.59245,20.22748],[-103.58842,20.22162],[-103.58637,20.21867],[-103.58491,20.21654],[-103.58312,20.21397],[-103.58115,20.21116],[-103.57951,20.20882],[-103.57754,20.20597],[-103.57489,20.20216],[-103.57334,20.19992],[-103.57062,20.19596],[-103.56849,20.19292],[-103.56444,20.18702],[-103.56208,20.18363],[-103.56082,20.1818],[-103.55897,20.17914],[-103.5569,20.17614],[-103.5555,20.17412],[-103.55514,20.17124],[-103.55474,20.16819],[-103.55438,20.16531],[-103.55398,20.16208],[-103.55367,20.15949],[-103.55325,20.15618],[-103.5527,20.15186],[-103.55223,20.14818],[-103.5518,20.14478],[-103.55141,20.14151],[-103.55094,20.13779],[-103.55062,20.13533],[-103.55027,20.13237],[-103.55062,20.13009],[-103.55172,20.12412],[-103.55204,20.12245],[-103.55342,20.11852],[-103.55451,20.11542],[-103.55565,20.11226],[-103.55655,20.10966],[-103.55774,20.10638],[-103.55958,20.10121],[-103.56056,20.09848],[-103.56165,20.09542],[-103.56295,20.09178],[-103.56398,20.08887],[-103.56504,20.08592],[-103.56595,20.08335],[-103.56708,20.0802],[-103.56812,20.07729],[-103.56927,20.07402],[-103.57102,20.06913],[-103.572,20.06639],[-103.57278,20.06419],[-103.57394,20.06094],[-103.57493,20.05817],[-103.57633,20.05424],[-103.57746,20.05105],[-103.57858,20.04794],[-103.58041,20.04653],[-103.58387,20.04386],[-103.58713,20.04133],[-103.58946,20.03954],[-103.5923,20.03734],[-103.59494,20.03529],[-103.59731,20.03345],[-103.60013,20.03126],[-103.60355,20.02862],[-103.60562,20.02703],[-103.60602,20.02508],[-103.60665,20.02205],[-103.60721,20.0192],[-103.60776,20.01655],[-103.60853,20.01303],[-103.60919,20.00975],[-103.60977,20.00714],[-103.61031,20.00449],[-103.61107,20.00087],[-103.61177,19.99747],[-103.6123,19.99489],[-103.61295,19.99191],[-103.61326,19.99005],[-103.6138,19.9869],[-103.6144,19.9834],[-103.61504,19.97966],[-103.61561,19.97627],[-103.61649,19.97124],[-103.61683,19.96926],[-103.61754,19.9652],[-103.61824,19.96098],[-103.6189,19.95725],[-103.61953,19.95348],[-103.6201,19.95019],[-103.62063,19.94715],[-103.6211,19.94438],[-103.62194,19.93951],[-103.62247,19.93647],[-103.62297,19.93356],[-103.62348,19.93058],[-103.62409,19.92704],[-103.62461,19.92399],[-103.62508,19.92123],[-103.62562,19.91812],[-103.62612,19.91506],[-103.62671,19.91169],[-103.62721,19.90882],[-103.62763,19.90635],[-103.62808,19.90381],[-103.62868,19.90027],[-103.62965,19.89515],[-103.62778,19.8925],[-103.6247,19.88814],[-103.62293,19.88566],[-103.6209,19.8828],[-103.619,19.88012],[-103.6173,19.8777],[-103.6159,19.87574],[-103.61429,19.87347],[-103.6125,19.87095],[-103.61026,19.86779],[-103.60847,19.86524],[-103.60665,19.86268],[-103.60324,19.85788],[-103.60132,19.85518],[-103.59989,19.85316],[-103.59842,19.85107],[-103.59587,19.84747],[-103.59417,19.84508],[-103.59258,19.84284],[-103.59158,19.84143],[-103.59024,19.83951],[-103.58907,19.83786],[-103.58729,19.83536],[-103.58566,19.83304],[-103.58395,19.83064],[-103.5813,19.82688],[-103.57736,19.8213],[-103.57617,19.81965],[-103.57437,19.81709],[-103.57254,19.81452],[-103.57083,19.81207],[-103.5692,19.80978],[-103.56615,19.80545],[-103.56422,19.80278],[-103.5628,19.80076],[-103.56142,19.79718],[-103.56042,19.79463],[-103.55883,19.79055],[-103.55772,19.78772],[-103.5569,19.78558],[-103.55497,19.78062],[-103.55327,19.77623],[-103.55258,19.77445],[-103.55118,19.77084],[-103.54857,19.76415],[-103.54781,19.76218],[-103.5474,19.76113],[-103.54584,19.75714],[-103.54325,19.75055],[-103.54191,19.7471],[-103.54048,19.7434],[-103.5392,19.74017],[-103.53781,19.73658],[-103.53653,19.73326],[-103.53544,19.7305],[-103.53426,19.72745],[-103.533,19.72422],[-103.53205,19.72179],[-103.53076,19.71847],[-103.52988,19.7162],[-103.52866,19.71306],[-103.52734,19.70969],[-103.5261,19.70649],[-103.52506,19.70386],[-103.52394,19.70094],[-103.52267,19.69768],[-103.52147,19.69462],[-103.52031,19.6916],[-103.51906,19.68841],[-103.51797,19.6856],[-103.51694,19.68361],[-103.51565,19.68109],[-103.51413,19.67815],[-103.5127,19.67535],[-103.51118,19.6724],[-103.50969,19.6695],[-103.50825,19.6667],[-103.50663,19.66354],[-103.5051,19.66059],[-103.50361,19.65768],[-103.50208,19.6547],[-103.50054,19.65173],[-103.5002,19.65088]]}}
Línea 230.0 kV | LineString | 230.0 kV |  |  |  | CFE |  |  |  |  | OpenStreetMap | {"type":"Feature","properties":{},"geometry":{"type":"LineString","coordinates":[[-103.48828,19.66404],[-103.48781,19.66409],[-103.48711,19.66436]]}}
Línea 230.0 kV | LineString | 230.0 kV |  |  |  | CFE |  |  |  |  | OpenStreetMap | {"type":"Feature","properties":{},"geometry":{"type":"LineString","coordinates":[[-103.48828,19.66404],[-103.48783,19.66464],[-103.48729,19.66483]]}}
Línea 230.0 kV | LineString | 230.0 kV |  |  |  | CFE |  |  |  |  | OpenStreetMap | {"type":"Feature","properties":{},"geometry":{"type":"LineString","coordinates":[[-103.5002,19.65088],[-103.49863,19.65257],[-103.49674,19.65465],[-103.49493,19.65667],[-103.49276,19.65905],[-103.49051,19.66163],[-103.48828,19.66404]]}}
Línea 230.0 kV | LineString | 230.0 kV |  |  |  | CFE |  |  |  |  | OpenStreetMap | {"type":"Feature","properties":{},"geometry":{"type":"LineString","coordinates":[[-103.32551,20.78535],[-103.32522,20.78553],[-103.32389,20.78595],[-103.32338,20.78458],[-103.32584,20.78154],[-103.33097,20.78181],[-103.33537,20.78132],[-103.34114,20.78071],[-103.34749,20.77933],[-103.34909,20.77837],[-103.34941,20.77775]]}}
Línea 230.0 kV | LineString | 230.0 kV |  |  |  | CFE |  |  |  |  | OpenStreetMap | {"type":"Feature","properties":{},"geometry":{"type":"LineString","coordinates":[[-103.35481,20.77287],[-103.35331,20.77483],[-103.35316,20.77501],[-103.35108,20.77702],[-103.35068,20.77767]]}}
Línea 230.0 kV | LineString | 230.0 kV |  |  |  | CFE |  |  |  |  | OpenStreetMap | {"type":"Feature","properties":{},"geometry":{"type":"LineString","coordinates":[[-103.35011,20.77806],[-103.34987,20.77874],[-103.34811,20.77975],[-103.34215,20.78124],[-103.34102,20.78149],[-103.33099,20.78363],[-103.31641,20.78699],[-103.3147,20.78758]]}}
Línea 230.0 kV | LineString | 230.0 kV |  |  |  | CFE |  |  |  |  | OpenStreetMap | {"type":"Feature","properties":{},"geometry":{"type":"LineString","coordinates":[[-103.3147,20.78758],[-103.31607,20.78804],[-103.331,20.78472],[-103.34112,20.78203],[-103.34215,20.78124],[-103.34815,20.77993],[-103.35032,20.77943],[-103.3515,20.77771],[-103.35328,20.7751],[-103.35481,20.77287]]}}
Línea 230.0 kV | LineString | 230.0 kV |  |  |  | CFE |  |  |  |  | OpenStreetMap | {"type":"Feature","properties":{},"geometry":{"type":"LineString","coordinates":[[-104.23164,19.0558],[-104.2315,19.05484]]}}
Línea 230.0 kV | LineString | 230.0 kV |  |  |  | CFE |  |  |  |  | OpenStreetMap | {"type":"Feature","properties":{},"geometry":{"type":"LineString","coordinates":[[-104.23853,19.06644],[-104.23611,19.06275],[-104.23502,19.06103],[-104.23164,19.0558]]}}
Línea 230.0 kV | LineString | 230.0 kV | 2 |  |  | CFE |  |  |  |  | OpenStreetMap | {"type":"Feature","properties":{},"geometry":{"type":"LineString","coordinates":[[-103.20695,20.63579],[-103.20751,20.63601],[-103.2102,20.63845],[-103.21304,20.641],[-103.21516,20.64292],[-103.21731,20.64314],[-103.22111,20.64354],[-103.22397,20.64384],[-103.22799,20.64426],[-103.23142,20.64461],[-103.23461,20.64479],[-103.23487,20.64489]]}}
Línea 230.0 kV | LineString | 230.0 kV |  |  |  | CFE |  |  |  |  | OpenStreetMap | {"type":"Feature","properties":{},"geometry":{"type":"LineString","coordinates":[[-103.16766,20.68909],[-103.16692,20.68864]]}}
Línea 230.0 kV | LineString | 230.0 kV |  |  |  | CFE |  |  |  |  | OpenStreetMap | {"type":"Feature","properties":{},"geometry":{"type":"LineString","coordinates":[[-103.20717,20.63526],[-103.20695,20.63579]]}}
Línea 230.0 kV | LineString | 230.0 kV |  |  |  | CFE |  |  |  |  | OpenStreetMap | {"type":"Feature","properties":{},"geometry":{"type":"LineString","coordinates":[[-103.16922,20.68927],[-103.16784,20.68862]]}}
Línea 230.0 kV | LineString | 230.0 kV |  |  |  | CFE |  |  |  |  | OpenStreetMap | {"type":"Feature","properties":{},"geometry":{"type":"LineString","coordinates":[[-103.20683,20.63542],[-103.20717,20.63526]]}}
Línea 230.0 kV | LineString | 230.0 kV |  |  |  | CFE |  |  |  |  | OpenStreetMap | {"type":"Feature","properties":{},"geometry":{"type":"LineString","coordinates":[[-103.16766,20.68909],[-103.16922,20.68927]]}}
Línea 230.0 kV | LineString | 230.0 kV |  |  |  | CFE |  |  |  |  | OpenStreetMap | {"type":"Feature","properties":{},"geometry":{"type":"LineString","coordinates":[[-103.1668,20.68896],[-103.16766,20.68909]]}}
Línea 230.0 kV | LineString | 230.0 kV |  |  |  | CFE |  |  |  |  | OpenStreetMap | {"type":"Feature","properties":{},"geometry":{"type":"LineString","coordinates":[[-103.16784,20.68862],[-103.1671,20.68816]]}}
Línea 230.0 kV | LineString | 230.0 kV |  |  |  | CFE |  |  |  |  | OpenStreetMap | {"type":"Feature","properties":{},"geometry":{"type":"LineString","coordinates":[[-103.16784,20.68862],[-103.16698,20.68849]]}}
Línea 230.0 kV | LineString | 230.0 kV |  |  |  | CFE |  |  |  |  | OpenStreetMap | {"type":"Feature","properties":{},"geometry":{"type":"LineString","coordinates":[[-103.20683,20.63542],[-103.20695,20.63579]]}}
Línea 230.0 kV | LineString | 230.0 kV |  |  |  | CFE |  |  |  |  | OpenStreetMap | {"type":"Feature","properties":{},"geometry":{"type":"LineString","coordinates":[[-103.16922,20.68927],[-103.16986,20.68866],[-103.17132,20.68704],[-103.17415,20.68397],[-103.17684,20.68103],[-103.17903,20.67865],[-103.17906,20.67665],[-103.17911,20.67138],[-103.17911,20.66939],[-103.17842,20.66745],[-103.17774,20.66565],[-103.17602,20.66092],[-103.17496,20.65797],[-103.17392,20.65507],[-103.17454,20.6541],[-103.176,20.65189],[-103.17832,20.64837],[-103.18054,20.64498],[-103.18269,20.64172],[-103.1839,20.63985]]}}
Línea 230.0 kV | LineString | 230.0 kV |  |  |  | CFE |  |  |  |  | OpenStreetMap | {"type":"Feature","properties":{},"geometry":{"type":"LineString","coordinates":[[-103.2952,20.6284],[-103.29692,20.62869],[-103.29837,20.62819],[-103.30002,20.62759],[-103.30214,20.62678],[-103.30397,20.62608],[-103.30571,20.6254],[-103.30678,20.625],[-103.30813,20.62449],[-103.3093,20.62412],[-103.31061,20.62388],[-103.31203,20.6238],[-103.31348,20.62373],[-103.31449,20.62385],[-103.31428,20.62562],[-103.31369,20.62766]]}}
Línea 230.0 kV | LineString | 230.0 kV | 2 |  |  | CFE |  |  |  |  | OpenStreetMap | {"type":"Feature","properties":{},"geometry":{"type":"LineString","coordinates":[[-103.27615,20.62198],[-103.27634,20.62129],[-103.27636,20.62096]]}}
Línea 230.0 kV | LineString | 230.0 kV | 2 |  |  | CFE |  |  |  |  | OpenStreetMap | {"type":"Feature","properties":{},"geometry":{"type":"LineString","coordinates":[[-103.22422,20.72876],[-103.22533,20.73046],[-103.22785,20.73203],[-103.23058,20.73374],[-103.23505,20.73655],[-103.23821,20.7386],[-103.24191,20.74088],[-103.24388,20.74214],[-103.24671,20.74388],[-103.25063,20.74638],[-103.25387,20.7484],[-103.25722,20.75053],[-103.25914,20.75172],[-103.26035,20.75439],[-103.26263,20.75937],[-103.26436,20.76317],[-103.26562,20.76591],[-103.26703,20.76899],[-103.26831,20.7718],[-103.26917,20.77373],[-103.27154,20.77542],[-103.27473,20.77775],[-103.27794,20.78004],[-103.28083,20.78213],[-103.28357,20.7841],[-103.28623,20.78603],[-103.28905,20.78807],[-103.2916,20.78988],[-103.29415,20.7917],[-103.29707,20.79107],[-103.29969,20.79052],[-103.3025,20.78991],[-103.30567,20.78922],[-103.31056,20.78859],[-103.3147,20.78758]]}}
Línea 230.0 kV | LineString | 230.0 kV | 2 |  |  | CFE |  |  |  |  | OpenStreetMap | {"type":"Feature","properties":{},"geometry":{"type":"LineString","coordinates":[[-103.23461,20.64566],[-103.23433,20.64558],[-103.23164,20.64515],[-103.22868,20.64478],[-103.22458,20.64437],[-103.22142,20.64404],[-103.21877,20.64379],[-103.21511,20.64338],[-103.212,20.64487],[-103.20882,20.64639],[-103.20565,20.64789],[-103.20256,20.64936],[-103.20219,20.65156],[-103.20158,20.65533],[-103.20093,20.65941],[-103.20027,20.66353],[-103.19977,20.66655],[-103.19895,20.67164],[-103.19855,20.67398],[-103.19746,20.68068],[-103.19706,20.6833],[-103.19647,20.68685],[-103.19591,20.69033],[-103.19547,20.69294],[-103.19495,20.69621],[-103.19744,20.69836],[-103.19921,20.69988],[-103.20156,20.70189],[-103.2042,20.70415],[-103.20682,20.70639],[-103.20858,20.70794],[-103.21004,20.7091],[-103.21269,20.71143],[-103.21415,20.71357],[-103.21546,20.71556]]}}
Línea 230.0 kV | LineString | 230.0 kV | 2 |  |  | CFE |  |  |  |  | OpenStreetMap | {"type":"Feature","properties":{},"geometry":{"type":"LineString","coordinates":[[-103.20717,20.63526],[-103.20854,20.63388],[-103.21058,20.63186],[-103.21322,20.62924],[-103.21667,20.62584],[-103.21975,20.62279],[-103.22155,20.62102],[-103.22284,20.61969],[-103.22381,20.61878],[-103.22432,20.61827],[-103.22533,20.61728],[-103.22801,20.61687],[-103.23026,20.61652],[-103.23122,20.61665],[-103.2333,20.61634],[-103.23567,20.61596],[-103.23726,20.61572],[-103.23775,20.61564],[-103.23984,20.6153],[-103.24088,20.61526],[-103.2424,20.61536],[-103.2445,20.61556],[-103.24654,20.61574],[-103.24852,20.61592],[-103.25035,20.61609],[-103.25095,20.61614],[-103.25227,20.61626],[-103.25301,20.61634],[-103.25323,20.6164],[-103.25524,20.61668],[-103.25734,20.617],[-103.25932,20.61729],[-103.26085,20.61751],[-103.26237,20.61776],[-103.26446,20.61805],[-103.26637,20.61833],[-103.2677,20.61852],[-103.26916,20.61876],[-103.27028,20.61908],[-103.27131,20.61943],[-103.27289,20.62011],[-103.27446,20.62076],[-103.27521,20.62159],[-103.27615,20.62198]]}}
Línea 230.0 kV | LineString | 230.0 kV |  |  |  | CFE |  |  |  |  | OpenStreetMap | {"type":"Feature","properties":{},"geometry":{"type":"LineString","coordinates":[[-103.19145,20.63814],[-103.19075,20.63795],[-103.18462,20.63891],[-103.1839,20.63985]]}}
Línea 230.0 kV | LineString | 230.0 kV |  |  |  | CFE |  |  |  |  | OpenStreetMap | {"type":"Feature","properties":{},"geometry":{"type":"LineString","coordinates":[[-103.1839,20.63985],[-103.18486,20.63948],[-103.19078,20.63856],[-103.19145,20.63814]]}}
Línea 230.0 kV | LineString | 230.0 kV | 1 |  |  | CFE |  |  |  |  | OpenStreetMap | {"type":"Feature","properties":{},"geometry":{"type":"LineString","coordinates":[[-103.21546,20.71556],[-103.21677,20.7168],[-103.22411,20.72777],[-103.22422,20.72876]]}}
Línea 230.0 kV | LineString | 230.0 kV | 1 |  |  | CFE |  |  |  |  | OpenStreetMap | {"type":"Feature","properties":{},"geometry":{"type":"LineString","coordinates":[[-103.21546,20.71556],[-103.21554,20.71658],[-103.21607,20.71742],[-103.22331,20.72823],[-103.22422,20.72876]]}}
Línea 230.0 kV | LineString | 230.0 kV |  |  |  | CFE |  |  |  |  | OpenStreetMap | {"type":"Feature","properties":{},"geometry":{"type":"LineString","coordinates":[[-103.20683,20.63542],[-103.20632,20.63244],[-103.20567,20.62869],[-103.20494,20.62437],[-103.20436,20.62113],[-103.20428,20.62068],[-103.20353,20.6164],[-103.20306,20.61352],[-103.20275,20.61189],[-103.20259,20.61084],[-103.2019,20.60693],[-103.20137,20.6039],[-103.2009,20.60116],[-103.19998,20.5959],[-103.1995,20.59313],[-103.19867,20.58842],[-103.19835,20.58656],[-103.19947,20.5831],[-103.20058,20.57959],[-103.2024,20.57386],[-103.20306,20.57187],[-103.20429,20.56798],[-103.2053,20.56486],[-103.20635,20.56155],[-103.20738,20.5584],[-103.2078,20.55477],[-103.20813,20.55197],[-103.20846,20.54919],[-103.20874,20.54676],[-103.20908,20.54389],[-103.20964,20.53923],[-103.21,20.53618],[-103.2104,20.53285],[-103.21074,20.53008],[-103.21113,20.52675],[-103.2116,20.52273],[-103.2121,20.5186],[-103.21243,20.51581],[-103.21291,20.51178],[-103.21334,20.50835],[-103.21373,20.50494],[-103.21416,20.50145],[-103.21456,20.49794],[-103.21491,20.49491],[-103.2153,20.49175],[-103.21572,20.4882],[-103.2161,20.48494],[-103.21648,20.48187],[-103.21929,20.48055],[-103.22223,20.47916],[-103.22612,20.47732],[-103.22935,20.47579],[-103.23241,20.47764],[-103.23306,20.47767],[-103.23376,20.4777],[-103.23447,20.47771],[-103.23524,20.47774]]}}
Línea 230.0 kV | LineString | 230.0 kV |  |  |  | CFE |  |  |  |  | OpenStreetMap | {"type":"Feature","properties":{},"geometry":{"type":"LineString","coordinates":[[-103.19145,20.63814],[-103.19357,20.63785],[-103.19666,20.63736],[-103.1999,20.63687],[-103.20374,20.63627],[-103.20695,20.63579]]}}
Línea 230.0 kV | LineString | 230.0 kV |  |  |  | CFE |  |  |  |  | OpenStreetMap | {"type":"Feature","properties":{},"geometry":{"type":"LineString","coordinates":[[-103.31369,20.62766],[-103.3142,20.62862],[-103.31495,20.63027],[-103.31552,20.63159],[-103.31613,20.63304],[-103.31704,20.63355]]}}
Línea 230.0 kV | LineString | 230.0 kV |  |  |  | CFE |  |  |  |  | OpenStreetMap | {"type":"Feature","properties":{},"geometry":{"type":"LineString","coordinates":[[-100.28493,20.60266],[-100.28534,20.60315],[-100.28794,20.60477],[-100.29242,20.60755],[-100.2957,20.60957],[-100.29886,20.61151],[-100.30203,20.61348],[-100.30527,20.61549],[-100.30812,20.61725],[-100.31318,20.6204],[-100.31938,20.62423],[-100.32325,20.62663],[-100.32549,20.62801],[-100.32767,20.62935],[-100.33041,20.63106],[-100.33381,20.6315],[-100.33768,20.63203],[-100.34162,20.63255],[-100.34548,20.63307],[-100.34915,20.63356],[-100.35301,20.63408],[-100.35385,20.63419],[-100.35681,20.63458],[-100.36342,20.63546],[-100.36741,20.63599],[-100.37127,20.63652],[-100.37545,20.63708],[-100.3795,20.63761],[-100.38307,20.6381],[-100.3844,20.63832],[-100.38572,20.63848],[-100.38773,20.63874],[-100.38942,20.63894],[-100.38963,20.63898],[-100.39085,20.63912],[-100.39302,20.63943],[-100.3992,20.64025],[-100.40306,20.64078],[-100.40677,20.64127],[-100.41049,20.64177],[-100.41433,20.64227],[-100.41839,20.64278],[-100.42218,20.6433],[-100.42481,20.64322],[-100.43284,20.64325],[-100.43751,20.64292],[-100.43829,20.64291]]}}
Línea 230.0 kV | LineString | 230.0 kV | 2 |  |  | CFE |  |  |  |  | OpenStreetMap | {"type":"Feature","properties":{},"geometry":{"type":"LineString","coordinates":[[-100.28493,20.60266],[-100.2856,20.59989],[-100.28637,20.5967],[-100.2872,20.59326],[-100.28799,20.59003],[-100.28882,20.58662],[-100.28963,20.58313],[-100.29009,20.58137],[-100.28948,20.58104]]}}
Línea 230.0 kV | LineString | 230.0 kV |  |  |  | CFE |  |  |  |  | OpenStreetMap | {"type":"Feature","properties":{},"geometry":{"type":"LineString","coordinates":[[-100.29499,20.58259],[-100.29809,20.58255],[-100.30115,20.58408],[-100.30409,20.58552],[-100.30686,20.58691],[-100.30931,20.5881],[-100.31198,20.58916],[-100.31513,20.5904],[-100.31812,20.59159],[-100.32242,20.59328],[-100.32533,20.59443],[-100.32807,20.59551],[-100.32938,20.59602],[-100.33105,20.59668],[-100.33281,20.59739],[-100.33458,20.59808],[-100.33635,20.59878],[-100.3381,20.59947],[-100.34013,20.60153],[-100.34726,20.60869]]}}
Línea 230.0 kV | LineString | 230.0 kV | 2 |  |  | CFE |  |  |  |  | OpenStreetMap | {"type":"Feature","properties":{},"geometry":{"type":"LineString","coordinates":[[-100.28959,20.58072],[-100.29239,20.5817],[-100.29499,20.58259]]}}
Línea 230.0 kV | LineString | 230.0 kV | 1 |  |  | CFE |  |  |  |  | OpenStreetMap | {"type":"Feature","properties":{},"geometry":{"type":"LineString","coordinates":[[-100.29499,20.58259],[-100.29845,20.5834],[-100.30172,20.58485],[-100.30563,20.58678],[-100.3092,20.58854],[-100.31212,20.5897],[-100.31597,20.59121],[-100.32091,20.59317],[-100.32481,20.59472],[-100.32731,20.59569],[-100.33094,20.59712],[-100.33392,20.5983],[-100.33741,20.59966],[-100.3381,20.60046],[-100.33999,20.60261],[-100.34558,20.609],[-100.34768,20.6114],[-100.35158,20.61128],[-100.35321,20.61126],[-100.35559,20.61114],[-100.3599,20.611],[-100.36118,20.61092],[-100.36154,20.61091],[-100.36201,20.6109],[-100.36346,20.61086],[-100.36525,20.61079],[-100.36714,20.61074],[-100.36778,20.61103],[-100.36788,20.61107],[-100.36788,20.61108],[-100.36798,20.61113],[-100.36832,20.61128],[-100.36999,20.61206],[-100.37771,20.61549],[-100.37923,20.61618],[-100.38205,20.61745],[-100.38395,20.61828],[-100.38597,20.61918],[-100.38961,20.62081],[-100.3904,20.62116],[-100.39377,20.62268],[-100.39797,20.62456],[-100.40124,20.62601],[-100.40428,20.62737],[-100.40728,20.62871],[-100.4089,20.6296],[-100.41073,20.6306],[-100.41447,20.63264],[-100.41663,20.63383],[-100.41877,20.63499],[-100.42213,20.63688],[-100.42746,20.63975],[-100.43001,20.64037],[-100.43141,20.64071],[-100.43263,20.641],[-100.4339,20.64131],[-100.43736,20.64213],[-100.43827,20.64216]]}}
Línea 230.0 kV | LineString | 230.0 kV | 1 |  |  | CFE |  |  |  |  | OpenStreetMap | {"type":"Feature","properties":{},"geometry":{"type":"LineString","coordinates":[[-100.12781,20.47834],[-100.1277,20.48203],[-100.1276,20.48573],[-100.12779,20.48922],[-100.12802,20.49274],[-100.12825,20.49636],[-100.12849,20.49972],[-100.13078,20.50202],[-100.13344,20.50425],[-100.13635,20.50675],[-100.13968,20.50959],[-100.14332,20.51267],[-100.14661,20.5155],[-100.15005,20.5184],[-100.15337,20.52124],[-100.15659,20.52323],[-100.15985,20.52526],[-100.16314,20.52731],[-100.16637,20.52932],[-100.16962,20.53132],[-100.17328,20.53359],[-100.17693,20.53588],[-100.18019,20.53789],[-100.18315,20.53973],[-100.18682,20.54202],[-100.19081,20.5445],[-100.19396,20.54645],[-100.1972,20.54846],[-100.20046,20.55047],[-100.20372,20.55251],[-100.20701,20.55455],[-100.21073,20.55686],[-100.21449,20.55918],[-100.21769,20.56119],[-100.22122,20.56337],[-100.22478,20.56558],[-100.22827,20.56774],[-100.2322,20.57017],[-100.23616,20.57264],[-100.2395,20.57472],[-100.24274,20.57531],[-100.24714,20.57613],[-100.25056,20.5768],[-100.25737,20.57804],[-100.26035,20.58073],[-100.26386,20.58389],[-100.26704,20.58678],[-100.26992,20.58939],[-100.27263,20.59184],[-100.27626,20.59511],[-100.27938,20.59794],[-100.28204,20.60032],[-100.28447,20.6025],[-100.28493,20.60266]]}}
Línea 230.0 kV | LineString | 230.0 kV |  |  |  | CFE |  |  |  |  | OpenStreetMap | {"type":"Feature","properties":{},"geometry":{"type":"LineString","coordinates":[[-99.30168,19.96288],[-99.30161,19.96215]]}}
Línea 230.0 kV | LineString | 230.0 kV |  |  |  | CFE |  |  |  |  | OpenStreetMap | {"type":"Feature","properties":{},"geometry":{"type":"LineString","coordinates":[[-99.30161,19.96215],[-99.30198,19.96226]]}}
Línea 230.0 kV | LineString | 230.0 kV |  |  |  | CFE |  |  |  |  | OpenStreetMap | {"type":"Feature","properties":{},"geometry":{"type":"LineString","coordinates":[[-99.30168,19.96288],[-99.30198,19.96226]]}}
Línea 230.0 kV | LineString | 230.0 kV |  |  |  | CFE |  |  |  |  | OpenStreetMap | {"type":"Feature","properties":{},"geometry":{"type":"LineString","coordinates":[[-99.30198,19.96226],[-99.30224,19.96168],[-99.3032,19.95957],[-99.30466,19.95653],[-99.30268,19.95363],[-99.30043,19.9504],[-99.29798,19.94846],[-99.29551,19.94653],[-99.29284,19.94445],[-99.29139,19.94332],[-99.29028,19.94073],[-99.28918,19.93814],[-99.28788,19.93511],[-99.28654,19.93197],[-99.28507,19.92857],[-99.2837,19.92535],[-99.28225,19.92197],[-99.28094,19.91894],[-99.27969,19.916],[-99.2785,19.91323],[-99.27738,19.90992],[-99.27706,19.90663],[-99.27675,19.90346],[-99.27638,19.89991],[-99.27599,19.8961],[-99.27556,19.89498],[-99.27536,19.89448]]}}
Línea 230.0 kV | LineString | 230.0 kV |  |  |  | CFE |  |  |  |  | OpenStreetMap | {"type":"Feature","properties":{},"geometry":{"type":"LineString","coordinates":[[-99.29881,19.96397],[-99.29936,19.96355],[-99.29867,19.96367]]}}
Línea 230.0 kV | LineString | 230.0 kV |  |  |  | CFE |  |  |  |  | OpenStreetMap | {"type":"Feature","properties":{},"geometry":{"type":"LineString","coordinates":[[-99.30161,19.96215],[-99.30044,19.96304],[-99.29964,19.96342],[-99.29936,19.96355]]}}
Línea 230.0 kV | LineString | 230.0 kV |  |  |  | CFE |  |  |  |  | OpenStreetMap | {"type":"Feature","properties":{},"geometry":{"type":"LineString","coordinates":[[-99.27882,20.05858],[-99.27668,20.05783],[-99.27564,20.05736]]}}
Línea 230.0 kV | LineString | 230.0 kV |  |  |  | CFE |  |  |  |  | OpenStreetMap | {"type":"Feature","properties":{},"geometry":{"type":"LineString","coordinates":[[-99.28165,20.06017],[-99.28101,20.0602],[-99.27923,20.05864],[-99.27882,20.05858]]}}
Línea 230.0 kV | LineString | 230.0 kV |  |  |  | CFE |  |  |  |  | OpenStreetMap | {"type":"Feature","properties":{},"geometry":{"type":"LineString","coordinates":[[-99.27882,20.05858],[-99.27904,20.05889],[-99.28089,20.06043],[-99.28165,20.06017]]}}
Línea 230.0 kV | LineString | 230.0 kV |  |  |  | CFE |  |  |  |  | OpenStreetMap | {"type":"Feature","properties":{},"geometry":{"type":"LineString","coordinates":[[-99.28124,19.85662],[-99.28065,19.85585]]}}
Línea 230.0 kV | LineString | 230.0 kV |  |  |  | CFE |  |  |  |  | OpenStreetMap | {"type":"Feature","properties":{},"geometry":{"type":"LineString","coordinates":[[-99.28124,19.85662],[-99.28046,19.85611]]}}
Línea 230.0 kV | LineString | 230.0 kV |  |  |  | CFE |  |  |  |  | OpenStreetMap | {"type":"Feature","properties":{},"geometry":{"type":"LineString","coordinates":[[-99.29108,20.05362],[-99.29066,20.05361],[-99.29067,20.05337]]}}
Línea 230.0 kV | LineString | 230.0 kV |  |  |  | CFE |  |  |  |  | OpenStreetMap | {"type":"Feature","properties":{},"geometry":{"type":"LineString","coordinates":[[-99.27487,20.05826],[-99.27482,20.05911],[-99.2748,20.06003]]}}
Línea 230.0 kV | LineString | 230.0 kV | 2 |  |  | CFE |  |  |  |  | OpenStreetMap | {"type":"Feature","properties":{},"geometry":{"type":"LineString","coordinates":[[-99.29108,20.05362],[-99.29115,20.05313],[-99.29143,20.05116],[-99.29225,20.05063],[-99.29307,20.04738],[-99.29354,20.04397],[-99.29402,20.04066],[-99.29441,20.03771],[-99.29485,20.03476],[-99.29809,20.03279],[-99.30261,20.0301],[-99.30436,20.02902],[-99.3058,20.02527],[-99.30688,20.02247],[-99.30837,20.0186],[-99.30936,20.01588],[-99.31021,20.01372],[-99.30881,20.01224],[-99.30594,20.00918],[-99.30317,20.00621],[-99.29953,20.00234],[-99.2972,19.99986],[-99.29454,19.99703],[-99.2945,19.99385],[-99.29445,19.99025],[-99.29436,19.98672],[-99.29428,19.98208],[-99.29424,19.97953],[-99.29417,19.97669],[-99.29407,19.97125],[-99.29406,19.97052],[-99.2947,19.97009],[-99.29643,19.96965],[-99.297,19.96785],[-99.30007,19.96619],[-99.30117,19.96462],[-99.30434,19.96002],[-99.30568,19.95807],[-99.30565,19.95537],[-99.30562,19.95269],[-99.30559,19.95009],[-99.30548,19.94403],[-99.30542,19.94034],[-99.30537,19.93648],[-99.30535,19.93395],[-99.30528,19.92961],[-99.30317,19.92655],[-99.30033,19.92241],[-99.29758,19.91838],[-99.29573,19.91568],[-99.29326,19.91208],[-99.29141,19.90939],[-99.28965,19.90682],[-99.28783,19.90414],[-99.28598,19.90146],[-99.28441,19.89916],[-99.28329,19.89639],[-99.28228,19.8939],[-99.28094,19.89062],[-99.27926,19.8865],[-99.27798,19.88334],[-99.27655,19.87984],[-99.27534,19.87686],[-99.27417,19.87398],[-99.27288,19.87082],[-99.27205,19.86874],[-99.27391,19.8665],[-99.27601,19.86369],[-99.27828,19.86062],[-99.27999,19.85831],[-99.28124,19.85662]]}}
Línea 230.0 kV | LineString | 230.0 kV | 2 |  |  | CFE |  |  |  |  | OpenStreetMap | {"type":"Feature","properties":{},"geometry":{"type":"LineString","coordinates":[[-99.26234,19.88311],[-99.26441,19.88534],[-99.2668,19.8879],[-99.26836,19.88956],[-99.26862,19.88968],[-99.27039,19.8905],[-99.27315,19.89179],[-99.27495,19.89264],[-99.27555,19.8936],[-99.27565,19.89381]]}}
Línea 230.0 kV | LineString | 230.0 kV | 1 |  |  | CFE |  |  |  |  | OpenStreetMap | {"type":"Feature","properties":{},"geometry":{"type":"LineString","coordinates":[[-99.28021,19.85644],[-99.28064,19.85665],[-99.27862,19.85936],[-99.27574,19.86324],[-99.27312,19.86678],[-99.2716,19.86882],[-99.26924,19.872],[-99.26685,19.87521],[-99.2645,19.87837],[-99.26167,19.88218],[-99.26159,19.8823]]}}
Línea 230.0 kV | LineString | 230.0 kV | 1 |  |  | CFE |  |  |  |  | OpenStreetMap | {"type":"Feature","properties":{},"geometry":{"type":"LineString","coordinates":[[-99.26115,19.88223],[-99.26138,19.8824],[-99.26234,19.88311]]}}
Línea 230.0 kV | LineString | 230.0 kV | 1 |  |  | CFE |  |  |  |  | OpenStreetMap | {"type":"Feature","properties":{},"geometry":{"type":"LineString","coordinates":[[-99.26156,19.88203],[-99.26167,19.88218],[-99.26234,19.88311]]}}
Línea 230.0 kV | LineString | 230.0 kV | 2 |  |  | CFE |  |  |  |  | OpenStreetMap | {"type":"Feature","properties":{},"geometry":{"type":"LineString","coordinates":[[-99.27469,19.89511],[-99.27413,19.89612],[-99.27154,19.89798],[-99.26879,19.89732],[-99.2662,19.8967],[-99.26344,19.89604],[-99.26067,19.89538],[-99.25729,19.89623],[-99.25452,19.89692],[-99.25175,19.89761],[-99.25061,19.89545],[-99.2494,19.89319],[-99.24779,19.89018],[-99.24724,19.88918]]}}
Línea 230.0 kV | LineString | 230.0 kV | 1 |  |  | CFE |  |  |  |  | OpenStreetMap | {"type":"Feature","properties":{},"geometry":{"type":"LineString","coordinates":[[-99.28031,19.85631],[-99.28064,19.85665],[-99.28101,19.85614],[-99.28344,19.85286],[-99.28646,19.84881],[-99.28908,19.84527],[-99.29172,19.84173],[-99.29457,19.83788],[-99.29951,19.83124],[-99.30236,19.82738],[-99.30575,19.82284],[-99.30741,19.82059],[-99.30921,19.81816],[-99.31163,19.81488],[-99.31609,19.80883],[-99.31833,19.80587],[-99.32045,19.80303],[-99.32271,19.79995],[-99.32544,19.79631],[-99.32796,19.7929],[-99.32987,19.79031],[-99.33355,19.78533],[-99.33529,19.78301],[-99.33794,19.77943],[-99.33915,19.7778],[-99.34248,19.7733],[-99.34447,19.77064],[-99.34667,19.76767],[-99.3485,19.76519],[-99.35106,19.76173],[-99.35398,19.7578],[-99.35591,19.75521],[-99.35777,19.75269],[-99.35997,19.74972],[-99.36179,19.74729],[-99.36479,19.74322],[-99.36722,19.73996],[-99.36736,19.73633],[-99.36753,19.73199],[-99.36771,19.72775],[-99.36786,19.72387],[-99.36802,19.71978],[-99.36817,19.7157],[-99.36843,19.70932],[-99.36864,19.70453],[-99.36881,19.70053],[-99.36924,19.68945],[-99.36934,19.68699],[-99.36951,19.68263],[-99.36979,19.67556],[-99.36993,19.67209],[-99.37008,19.66836],[-99.37073,19.66405],[-99.37125,19.66055],[-99.37365,19.65743],[-99.37855,19.6511],[-99.38015,19.64902],[-99.38006,19.64816],[-99.37804,19.64626],[-99.37586,19.64419],[-99.37211,19.64067],[-99.36868,19.63743],[-99.36759,19.63647],[-99.36697,19.63622]]}}
Línea 230.0 kV | LineString | 230.0 kV |  |  |  | CFE |  |  |  |  | OpenStreetMap | {"type":"Feature","properties":{},"geometry":{"type":"LineString","coordinates":[[-99.16616,20.01949],[-99.16481,20.01882],[-99.16398,20.01661],[-99.1629,20.01634]]}}
Línea 230.0 kV | LineString | 230.0 kV | 2 |  |  | CFE |  |  |  |  | OpenStreetMap | {"type":"Feature","properties":{},"geometry":{"type":"LineString","coordinates":[[-99.01015,19.63055],[-99.00827,19.63026],[-99.00585,19.62986],[-99.0039,19.6296],[-99.00193,19.62929],[-98.99822,19.62873],[-98.99382,19.62741],[-98.98938,19.62605],[-98.98575,19.62495],[-98.98172,19.62373],[-98.97792,19.62259],[-98.97697,19.62095]]}}
Línea 230.0 kV | LineString | 230.0 kV | 1 |  |  | CFE |  |  |  |  | OpenStreetMap | {"type":"Feature","properties":{},"geometry":{"type":"LineString","coordinates":[[-99.01247,19.63078],[-99.01015,19.63055]]}}
Línea 230.0 kV | LineString | 230.0 kV | 1 |  |  | CFE |  |  |  |  | OpenStreetMap | {"type":"Feature","properties":{},"geometry":{"type":"LineString","coordinates":[[-99.01015,19.63055],[-99.0111,19.63071]]}}
Línea 230.0 kV | LineString | 230.0 kV | 1 |  |  | CFE |  |  |  |  | OpenStreetMap | {"type":"Feature","properties":{},"geometry":{"type":"LineString","coordinates":[[-99.01247,19.63078],[-99.01169,19.63076]]}}
Línea 230.0 kV | LineString | 230.0 kV | 2 |  |  | CFE |  |  |  |  | OpenStreetMap | {"type":"Feature","properties":{},"geometry":{"type":"LineString","coordinates":[[-98.97777,19.62132],[-98.97804,19.62239],[-98.98179,19.62351],[-98.98582,19.62474],[-98.98944,19.62583],[-98.99378,19.62716],[-98.99389,19.62719],[-98.99827,19.6285],[-99.00199,19.62908],[-99.00587,19.62966],[-99.0102,19.63031],[-99.01371,19.6289],[-99.01694,19.62759],[-99.02075,19.6261],[-99.02446,19.62465],[-99.02798,19.62328],[-99.03221,19.62162],[-99.03426,19.62081],[-99.03631,19.62001],[-99.03843,19.61919],[-99.04046,19.6184],[-99.04407,19.61697],[-99.04582,19.61634],[-99.04759,19.61564],[-99.04935,19.61497],[-99.05112,19.61427],[-99.05289,19.61357],[-99.05463,19.61291],[-99.0562,19.61224],[-99.05816,19.61147]]}}
Línea 230.0 kV | LineString | 230.0 kV | 1 |  |  | CFE |  |  |  |  | OpenStreetMap | {"type":"Feature","properties":{},"geometry":{"type":"LineString","coordinates":[[-99.05772,19.61118],[-99.05816,19.61147]]}}
Línea 230.0 kV | LineString | 230.0 kV | 2 |  |  | CFE |  |  |  |  | OpenStreetMap | {"type":"Feature","properties":{},"geometry":{"type":"LineString","coordinates":[[-99.18666,19.63568],[-99.18569,19.63568],[-99.18434,19.6366],[-99.18119,19.63683],[-99.17799,19.63707],[-99.17546,19.63483],[-99.17295,19.63263],[-99.17045,19.63043],[-99.16821,19.62847],[-99.16768,19.62801],[-99.16652,19.62698],[-99.16547,19.62607],[-99.16337,19.62417],[-99.16207,19.62301],[-99.16077,19.62186],[-99.15833,19.61971],[-99.15604,19.61771],[-99.15418,19.61607],[-99.15462,19.61472],[-99.15483,19.61408],[-99.15495,19.61368],[-99.15576,19.611],[-99.15672,19.60796],[-99.15766,19.60493],[-99.15853,19.6022],[-99.16009,19.59932],[-99.16164,19.59658],[-99.16315,19.59383],[-99.16454,19.59134],[-99.16608,19.58846],[-99.16726,19.58633],[-99.16838,19.5843],[-99.16961,19.58206],[-99.17117,19.57922],[-99.17274,19.5764],[-99.173,19.57591],[-99.17422,19.57369],[-99.17519,19.57192],[-99.17643,19.56968],[-99.17829,19.56628],[-99.17923,19.56388],[-99.17941,19.56341],[-99.18044,19.56067],[-99.18195,19.55667],[-99.18417,19.5546],[-99.18433,19.55445],[-99.18407,19.55323]]}}
Línea 230.0 kV | LineString | 230.0 kV | 1 |  |  | CFE |  |  |  |  | OpenStreetMap | {"type":"Feature","properties":{},"geometry":{"type":"LineString","coordinates":[[-99.05816,19.61147],[-99.0579,19.6109]]}}
Línea 230.0 kV | LineString | 230.0 kV | 2 |  |  | CFE |  |  |  |  | OpenStreetMap | {"type":"Feature","properties":{},"geometry":{"type":"LineString","coordinates":[[-99.05816,19.61147],[-99.05929,19.61108],[-99.0621,19.60514],[-99.06228,19.60476],[-99.06289,19.60347],[-99.06378,19.60161],[-99.0673,19.59417],[-99.06794,19.59281],[-99.06663,19.58807],[-99.0649,19.58151],[-99.06347,19.57631],[-99.06286,19.57413],[-99.06183,19.57037],[-99.06049,19.5654],[-99.05968,19.56246],[-99.05936,19.56128],[-99.05805,19.55639]]}}
Línea 230.0 kV | LineString | 230.0 kV |  |  |  | CFE |  |  |  |  | OpenStreetMap | {"type":"Feature","properties":{},"geometry":{"type":"LineString","coordinates":[[-99.05841,19.55621],[-99.05805,19.55639]]}}
Línea 230.0 kV | LineString | 230.0 kV |  |  |  | CFE |  |  |  |  | OpenStreetMap | {"type":"Feature","properties":{},"geometry":{"type":"LineString","coordinates":[[-99.05805,19.55639],[-99.05813,19.55602]]}}
Línea 230.0 kV | LineString | 230.0 kV |  |  |  | CFE |  |  |  |  | OpenStreetMap | {"type":"Feature","properties":{},"geometry":{"type":"LineString","coordinates":[[-99.058,19.55594],[-99.05767,19.55615]]}}
Línea 230.0 kV | LineString | 230.0 kV |  |  |  | CFE |  |  |  |  | OpenStreetMap | {"type":"Feature","properties":{},"geometry":{"type":"LineString","coordinates":[[-99.05767,19.55615],[-99.05771,19.55575]]}}
Línea 230.0 kV | LineString | 230.0 kV | 2 |  |  | CFE |  |  |  |  | OpenStreetMap | {"type":"Feature","properties":{},"geometry":{"type":"LineString","coordinates":[[-99.06186,19.55212],[-99.06166,19.55145],[-99.0593,19.55047],[-99.05698,19.55003],[-99.05544,19.54944],[-99.05473,19.54918],[-99.05355,19.5487],[-99.05125,19.54655],[-99.04918,19.54556],[-99.04872,19.54418],[-99.05033,19.54198],[-99.05222,19.53933],[-99.05412,19.53666],[-99.05598,19.53403],[-99.05676,19.53288]]}}
Línea 230.0 kV | LineString | 230.0 kV | 1 |  |  | CFE |  |  |  |  | OpenStreetMap | {"type":"Feature","properties":{},"geometry":{"type":"LineString","coordinates":[[-99.05915,19.55513],[-99.05942,19.55459]]}}
Línea 230.0 kV | LineString | 230.0 kV | 2 |  |  | CFE |  |  |  |  | OpenStreetMap | {"type":"Feature","properties":{},"geometry":{"type":"LineString","coordinates":[[-99.07623,19.51206],[-99.07555,19.51341]]}}
Línea 230.0 kV | LineString | 230.0 kV | 2 |  |  | CFE |  |  |  |  | OpenStreetMap | {"type":"Feature","properties":{},"geometry":{"type":"LineString","coordinates":[[-99.07288,19.51016],[-99.07453,19.51113],[-99.07623,19.51206]]}}
Línea 230.0 kV | LineString | 230.0 kV | 2 |  |  | CFE |  |  |  |  | OpenStreetMap | {"type":"Feature","properties":{},"geometry":{"type":"LineString","coordinates":[[-99.03611,19.57709],[-99.03498,19.57858],[-99.03376,19.5802],[-99.03279,19.58149],[-99.03081,19.5841],[-99.02881,19.58676],[-99.02701,19.58916],[-99.02492,19.59192],[-99.02298,19.59448],[-99.02097,19.59715],[-99.01876,19.60006],[-99.01617,19.60229],[-99.01512,19.6032],[-99.01422,19.60397],[-99.01347,19.6046],[-99.01098,19.60674],[-99.00767,19.6082],[-99.00434,19.60965],[-99.00093,19.61115],[-98.99757,19.61264],[-98.99433,19.61406],[-98.99106,19.61549],[-98.9879,19.61688],[-98.98486,19.61822],[-98.98172,19.61959],[-98.98027,19.62024],[-98.97817,19.62115]]}}
Línea 230.0 kV | LineString | 230.0 kV | 2 |  |  | CFE |  |  |  |  | OpenStreetMap | {"type":"Feature","properties":{},"geometry":{"type":"LineString","coordinates":[[-99.07623,19.51206],[-99.078,19.51118],[-99.08035,19.5121],[-99.08285,19.51312],[-99.08536,19.51414],[-99.08778,19.51514],[-99.08907,19.51347]]}}
Línea 230.0 kV | LineString | 230.0 kV |  |  |  | CFE |  |  |  |  | OpenStreetMap | {"type":"Feature","properties":{},"geometry":{"type":"LineString","coordinates":[[-99.06008,19.36538],[-99.05934,19.36531],[-99.0585,19.3654]]}}
Línea 230.0 kV | LineString | 230.0 kV |  |  |  | CFE |  |  |  |  | OpenStreetMap | {"type":"Feature","properties":{},"geometry":{"type":"LineString","coordinates":[[-99.06004,19.36577],[-99.05929,19.36568],[-99.0585,19.3654]]}}
Línea 230.0 kV | LineString | 230.0 kV |  |  |  | CFE |  |  |  |  | OpenStreetMap | {"type":"Feature","properties":{},"geometry":{"type":"LineString","coordinates":[[-99.06131,19.36476],[-99.0621,19.36456]]}}
Línea 230.0 kV | LineString | 230.0 kV | 2 |  |  | CFE |  |  |  |  | OpenStreetMap | {"type":"Feature","properties":{},"geometry":{"type":"LineString","coordinates":[[-99.1426,19.26359],[-99.14271,19.26509],[-99.14658,19.26438],[-99.14827,19.26407],[-99.15079,19.26364],[-99.15489,19.26287],[-99.15591,19.26268],[-99.1595,19.26202],[-99.16199,19.26158],[-99.16476,19.26106],[-99.1668,19.2607],[-99.17078,19.25998]]}}
Línea 230.0 kV | LineString | 230.0 kV |  |  |  | CFE |  |  |  |  | OpenStreetMap | {"type":"Feature","properties":{},"geometry":{"type":"LineString","coordinates":[[-99.06215,19.36413],[-99.06142,19.36399]]}}
Línea 230.0 kV | LineString | 230.0 kV | 1 |  |  | CFE |  |  |  |  | OpenStreetMap | {"type":"Feature","properties":{},"geometry":{"type":"LineString","coordinates":[[-99.12747,19.26964],[-99.12724,19.26889]]}}
Línea 230.0 kV | LineString | 230.0 kV |  |  |  | CFE |  |  |  |  | OpenStreetMap | {"type":"Feature","properties":{},"geometry":{"type":"LineString","coordinates":[[-99.0621,19.36456],[-99.06136,19.36437]]}}
Línea 230.0 kV | LineString | 230.0 kV | 1 |  |  | CFE |  |  |  |  | OpenStreetMap | {"type":"Feature","properties":{},"geometry":{"type":"LineString","coordinates":[[-99.17331,19.25949],[-99.17078,19.25998]]}}
Línea 230.0 kV | LineString | 230.0 kV |  |  |  | CFE |  |  |  |  | OpenStreetMap | {"type":"Feature","properties":{},"geometry":{"type":"LineString","coordinates":[[-99.06126,19.36514],[-99.06206,19.36498]]}}
Línea 230.0 kV | LineString | 230.0 kV |  |  |  | CFE |  |  |  |  | OpenStreetMap | {"type":"Feature","properties":{},"geometry":{"type":"LineString","coordinates":[[-99.06139,19.36418],[-99.06215,19.36413]]}}
Línea 230.0 kV | LineString | 230.0 kV | 1 |  |  | CFE |  |  |  |  | OpenStreetMap | {"type":"Feature","properties":{},"geometry":{"type":"LineString","coordinates":[[-99.17183,19.25975],[-99.17331,19.25949]]}}
Línea 230.0 kV | LineString | 230.0 kV | 2 |  |  | CFE |  |  |  |  | OpenStreetMap | {"type":"Feature","properties":{},"geometry":{"type":"LineString","coordinates":[[-99.21686,19.33821],[-99.21903,19.33764],[-99.22217,19.33695],[-99.22588,19.33613],[-99.22722,19.33584],[-99.22916,19.33541],[-99.23066,19.33508],[-99.23423,19.33416],[-99.23708,19.33339],[-99.23984,19.33267],[-99.24259,19.33195],[-99.24467,19.3314],[-99.2467,19.33085]]}}
Línea 230.0 kV | LineString | 230.0 kV | 2 |  |  | CFE |  |  |  |  | OpenStreetMap | {"type":"Feature","properties":{},"geometry":{"type":"LineString","coordinates":[[-99.30486,19.34506],[-99.29831,19.3431],[-99.29698,19.34268],[-99.29543,19.34228],[-99.29381,19.34178],[-99.29271,19.34145],[-99.28701,19.33974],[-99.28401,19.33887],[-99.28152,19.33813],[-99.27752,19.33693],[-99.27523,19.33586],[-99.27297,19.33558],[-99.26851,19.33416],[-99.26564,19.33336],[-99.26211,19.33227],[-99.25774,19.33098],[-99.25459,19.33011],[-99.2526,19.3294]]}}
Línea 230.0 kV | LineString | 230.0 kV | 4 |  |  | CFE |  |  |  |  | OpenStreetMap | {"type":"Feature","properties":{},"geometry":{"type":"LineString","coordinates":[[-99.2526,19.3294],[-99.24994,19.33006]]}}
Línea 230.0 kV | LineString | 230.0 kV | 2 |  |  | CFE |  |  |  |  | OpenStreetMap | {"type":"Feature","properties":{},"geometry":{"type":"LineString","coordinates":[[-99.24994,19.33006],[-99.24897,19.3303],[-99.2467,19.33085]]}}
Línea 230.0 kV | LineString | 230.0 kV |  |  |  | CFE |  |  |  |  | OpenStreetMap | {"type":"Feature","properties":{},"geometry":{"type":"LineString","coordinates":[[-99.21638,19.33832],[-99.21686,19.33821]]}}
Línea 230.0 kV | LineString | 230.0 kV | 2 |  |  | CFE |  |  |  |  | OpenStreetMap | {"type":"Feature","properties":{},"geometry":{"type":"LineString","coordinates":[[-99.32233,19.34799],[-99.31515,19.34726],[-99.30798,19.34582],[-99.3054,19.34494],[-99.30399,19.3445],[-99.30148,19.34375],[-99.29713,19.34248],[-99.29673,19.34219],[-99.2967,19.34203],[-99.29562,19.34177],[-99.29397,19.34154],[-99.29294,19.34124],[-99.28724,19.33954],[-99.28453,19.33874],[-99.2823,19.33808],[-99.27792,19.33677],[-99.27535,19.33564],[-99.27243,19.33513],[-99.26944,19.33423],[-99.26618,19.33317],[-99.26242,19.33212],[-99.25748,19.33064],[-99.25506,19.32988],[-99.2526,19.3294]]}}
Línea 230.0 kV | LineString | 230.0 kV | 1 |  |  | CFE |  |  |  |  | OpenStreetMap | {"type":"Feature","properties":{},"geometry":{"type":"LineString","coordinates":[[-99.24639,19.33447],[-99.24677,19.33132],[-99.2467,19.33085]]}}
Línea 230.0 kV | LineString | 230.0 kV | 1 |  |  | CFE |  |  |  |  | OpenStreetMap | {"type":"Feature","properties":{},"geometry":{"type":"LineString","coordinates":[[-99.24639,19.33447],[-99.24655,19.33138],[-99.2466,19.33099]]}}
Línea 230.0 kV | LineString | 230.0 kV | 2 |  |  | CFE |  |  |  |  | OpenStreetMap | {"type":"Feature","properties":{},"geometry":{"type":"LineString","coordinates":[[-99.30486,19.34506],[-99.30807,19.34607],[-99.3124,19.34716],[-99.31527,19.34758],[-99.32227,19.34827]]}}
Línea 230.0 kV | LineString | 230.0 kV | 1 |  |  | CFE |  |  |  |  | OpenStreetMap | {"type":"Feature","properties":{},"geometry":{"type":"LineString","coordinates":[[-99.18835,19.30946],[-99.18808,19.30944]]}}
Línea 230.0 kV | LineString | 230.0 kV | 2 |  |  | CFE |  |  |  |  | OpenStreetMap | {"type":"Feature","properties":{},"geometry":{"type":"LineString","coordinates":[[-99.2467,19.33085],[-99.24706,19.32615],[-99.24715,19.3249]]}}
Línea 230.0 kV | LineString | 230.0 kV | 2 |  |  | CFE |  |  |  |  | OpenStreetMap | {"type":"Feature","properties":{},"geometry":{"type":"LineString","coordinates":[[-99.24715,19.3249],[-99.24603,19.32411],[-99.24543,19.32367],[-99.24487,19.32327],[-99.24433,19.32288],[-99.24366,19.32239],[-99.24353,19.3223],[-99.24281,19.32178],[-99.24246,19.32153],[-99.24005,19.31981],[-99.23803,19.31835],[-99.23666,19.31734],[-99.23531,19.3164],[-99.23385,19.31536],[-99.2324,19.31437],[-99.2297,19.31321],[-99.22759,19.31264],[-99.22545,19.31164],[-99.22465,19.31135],[-99.22399,19.31106],[-99.22304,19.30989],[-99.22182,19.30852],[-99.2209,19.3074],[-99.21979,19.30619],[-99.2179,19.30607],[-99.21635,19.30597],[-99.21473,19.30583],[-99.21291,19.30574],[-99.21198,19.30573],[-99.21027,19.30561],[-99.20803,19.3055],[-99.20633,19.30534],[-99.20548,19.3061],[-99.2048,19.30672],[-99.2033,19.30818],[-99.20131,19.31013],[-99.20011,19.31123],[-99.19757,19.31107],[-99.19577,19.31097],[-99.193,19.31029],[-99.1903,19.30971],[-99.18835,19.30946]]}}
Línea 230.0 kV | LineString | 230.0 kV |  |  |  | CFE |  |  |  |  | OpenStreetMap | {"type":"Feature","properties":{},"geometry":{"type":"LineString","coordinates":[[-99.20524,19.36507],[-99.2053,19.36555]]}}
Línea 230.0 kV | LineString | 230.0 kV |  |  |  | CFE |  |  |  |  | OpenStreetMap | {"type":"Feature","properties":{},"geometry":{"type":"LineString","coordinates":[[-99.2047,19.36717],[-99.20436,19.36867],[-99.20382,19.37099],[-99.20347,19.37273],[-99.20273,19.37449],[-99.20193,19.37628],[-99.20127,19.37772],[-99.20041,19.37965],[-99.20005,19.38089],[-99.19946,19.38292],[-99.19903,19.3843],[-99.19758,19.38616],[-99.19594,19.38751],[-99.19463,19.38873],[-99.19422,19.39032],[-99.19383,19.3919],[-99.19342,19.39369],[-99.19195,19.39392],[-99.19134,19.39393]]}}
Línea 230.0 kV | LineString | 230.0 kV |  |  |  | CFE |  |  |  |  | OpenStreetMap | {"type":"Feature","properties":{},"geometry":{"type":"LineString","coordinates":[[-99.2051,19.36598],[-99.2047,19.36717]]}}
Línea 230.0 kV | LineString | 230.0 kV |  |  |  | CFE |  |  |  |  | OpenStreetMap | {"type":"Feature","properties":{},"geometry":{"type":"LineString","coordinates":[[-99.25122,19.38288],[-99.25169,19.38367]]}}
Línea 230.0 kV | LineString | 230.0 kV |  |  |  | CFE |  |  |  |  | OpenStreetMap | {"type":"Feature","properties":{},"geometry":{"type":"LineString","coordinates":[[-99.25122,19.38288],[-99.25206,19.38428]]}}
Línea 230.0 kV | LineString | 230.0 kV |  |  |  | CFE |  |  |  |  | OpenStreetMap | {"type":"Feature","properties":{},"geometry":{"type":"LineString","coordinates":[[-99.25169,19.38367],[-99.25206,19.38428]]}}
Línea 230.0 kV | LineString | 230.0 kV | 2 |  |  | CFE |  |  |  |  | OpenStreetMap | {"type":"Feature","properties":{},"geometry":{"type":"LineString","coordinates":[[-99.25206,19.38428],[-99.2531,19.38614],[-99.25473,19.38923],[-99.25734,19.39457],[-99.25743,19.39535],[-99.25832,19.39832],[-99.25871,19.39989],[-99.25768,19.40423],[-99.25729,19.40605],[-99.25867,19.40799],[-99.2593,19.40896],[-99.26146,19.41213],[-99.26127,19.41325],[-99.26095,19.4154],[-99.26251,19.41708],[-99.26404,19.41881],[-99.26642,19.42148],[-99.26753,19.42461],[-99.26866,19.42771],[-99.26985,19.43191],[-99.26991,19.43253],[-99.27008,19.43314],[-99.27054,19.43483],[-99.27104,19.43665],[-99.27199,19.43988],[-99.27263,19.44218],[-99.2732,19.44438],[-99.27379,19.44629],[-99.27342,19.4474],[-99.2732,19.4481],[-99.27291,19.44877],[-99.27233,19.45042]]}}
Línea 230.0 kV | LineString | 230.0 kV | 2 |  |  | CFE |  |  |  |  | OpenStreetMap | {"type":"Feature","properties":{},"geometry":{"type":"LineString","coordinates":[[-99.27222,19.45122],[-99.27157,19.45322],[-99.271,19.45475],[-99.26926,19.45926],[-99.26804,19.46257],[-99.26672,19.46602],[-99.26403,19.47315],[-99.26259,19.47543],[-99.26492,19.47554],[-99.26133,19.47938],[-99.26011,19.48342],[-99.26009,19.48346],[-99.26007,19.48354],[-99.25869,19.48552],[-99.25661,19.48576],[-99.25378,19.48489]]}}
Línea 230.0 kV | LineString | 230.0 kV | 1 |  |  | CFE |  |  |  |  | OpenStreetMap | {"type":"Feature","properties":{},"geometry":{"type":"LineString","coordinates":[[-99.55906,19.29946],[-99.55971,19.29879],[-99.56239,19.29623],[-99.56441,19.2943],[-99.56526,19.29119],[-99.56617,19.28786],[-99.56674,19.28571],[-99.5685,19.28311],[-99.56843,19.28064],[-99.56841,19.28012]]}}
Línea 230.0 kV | LineString | 230.0 kV | 1 |  |  | CFE |  |  |  |  | OpenStreetMap | {"type":"Feature","properties":{},"geometry":{"type":"LineString","coordinates":[[-99.54344,19.31427],[-99.54038,19.3172],[-99.53805,19.31941],[-99.53712,19.32288],[-99.53619,19.32638],[-99.53655,19.33006],[-99.53682,19.33363],[-99.53713,19.3372],[-99.53744,19.34081],[-99.53775,19.34441],[-99.53809,19.34806],[-99.53839,19.35165],[-99.5387,19.35517],[-99.53901,19.35878],[-99.53945,19.36229]]}}
Línea 230.0 kV | LineString | 230.0 kV |  |  |  | CFE |  |  |  |  | OpenStreetMap | {"type":"Feature","properties":{},"geometry":{"type":"LineString","coordinates":[[-99.53945,19.36229],[-99.54031,19.36255],[-99.54057,19.36269],[-99.54154,19.3635],[-99.54284,19.36464],[-99.54416,19.36576],[-99.54545,19.36689],[-99.5464,19.36771],[-99.54691,19.36831],[-99.54734,19.36909],[-99.54852,19.37036],[-99.54968,19.37169],[-99.55106,19.37319],[-99.5524,19.37471],[-99.55371,19.37613],[-99.55506,19.37766],[-99.55657,19.37645],[-99.55794,19.37536],[-99.55894,19.37456],[-99.56003,19.37366],[-99.56072,19.37415]]}}
Línea 230.0 kV | LineString | 230.0 kV | 1 |  |  | CFE |  |  |  |  | OpenStreetMap | {"type":"Feature","properties":{},"geometry":{"type":"LineString","coordinates":[[-99.54275,19.31354],[-99.54292,19.31361]]}}
Línea 230.0 kV | LineString | 230.0 kV | 2 |  |  | CFE |  |  |  |  | OpenStreetMap | {"type":"Feature","properties":{},"geometry":{"type":"LineString","coordinates":[[-99.25447,19.48552],[-99.25668,19.48596],[-99.25852,19.48608],[-99.26026,19.48363],[-99.26147,19.47951],[-99.26187,19.47812],[-99.26275,19.47556],[-99.26808,19.47977],[-99.27101,19.4821]]}}
Línea 230.0 kV | LineString | 230.0 kV |  |  |  | CFE |  |  |  |  | OpenStreetMap | {"type":"Feature","properties":{},"geometry":{"type":"LineString","coordinates":[[-99.46766,19.16444],[-99.46458,19.1599],[-99.46237,19.15662],[-99.46001,19.15313],[-99.45816,19.15039],[-99.45686,19.14848],[-99.45435,19.1448],[-99.45342,19.1434],[-99.45108,19.14078],[-99.4498,19.13931],[-99.44719,19.13642],[-99.44508,19.13405],[-99.44238,19.13106],[-99.43832,19.12653],[-99.43585,19.12377],[-99.43365,19.1213],[-99.4313,19.11869],[-99.4291,19.11615],[-99.42649,19.11333],[-99.42428,19.11085],[-99.42186,19.10813],[-99.41928,19.10556],[-99.41644,19.10271],[-99.4136,19.09984],[-99.41089,19.09707],[-99.40831,19.09451],[-99.40475,19.09092],[-99.40208,19.08824],[-99.39908,19.08521],[-99.39744,19.07975],[-99.39719,19.07895],[-99.39472,19.07099],[-99.39342,19.06689],[-99.39201,19.06233],[-99.3908,19.05842],[-99.38957,19.05438],[-99.38833,19.05038],[-99.38723,19.04682],[-99.3861,19.04321],[-99.38498,19.0395],[-99.38364,19.03514],[-99.38279,19.03231],[-99.38188,19.02941],[-99.38086,19.02611],[-99.37878,19.01942],[-99.37614,19.01299],[-99.37407,19.00802],[-99.37241,19.004],[-99.36964,18.99734],[-99.36732,18.99168],[-99.36432,18.98443],[-99.36312,18.98158],[-99.362,18.97887],[-99.36,18.974],[-99.35901,18.97162],[-99.35632,18.96968],[-99.35305,18.9673],[-99.35126,18.96601],[-99.34843,18.96395],[-99.34322,18.96012],[-99.33746,18.9559],[-99.33159,18.95161],[-99.3291,18.94978],[-99.3254,18.94708],[-99.32203,18.94463],[-99.31956,18.94281],[-99.31683,18.94081],[-99.31357,18.93844],[-99.31102,18.93658],[-99.30784,18.93424],[-99.30377,18.93127],[-99.29968,18.92828],[-99.29592,18.92553],[-99.29302,18.92341],[-99.28772,18.91955],[-99.28555,18.91796],[-99.28273,18.91589],[-99.28042,18.91301],[-99.27729,18.90906],[-99.27489,18.90603],[-99.27234,18.90283],[-99.27005,18.89993],[-99.26753,18.89677],[-99.26554,18.89427],[-99.26108,18.88865],[-99.25879,18.88576],[-99.25667,18.8831],[-99.25352,18.87917],[-99.25321,18.87886],[-99.25202,18.87727],[-99.25189,18.87712],[-99.25158,18.87674],[-99.25001,18.87366],[-99.24835,18.87047],[-99.24669,18.86729],[-99.24523,18.86451],[-99.24366,18.8615],[-99.24193,18.85818],[-99.24008,18.85464],[-99.23771,18.85012],[-99.2359,18.84664],[-99.23453,18.84404],[-99.23176,18.84149],[-99.22961,18.83951],[-99.22907,18.83901],[-99.2288,18.83904],[-99.22568,18.83869],[-99.22266,18.83837],[-99.21804,18.83791],[-99.21588,18.83768],[-99.21569,18.83777],[-99.21248,18.83932],[-99.2098,18.84062],[-99.20617,18.84237],[-99.20445,18.84445],[-99.20408,18.84503]]}}
Línea 230.0 kV | LineString | 230.0 kV | 2 |  |  | CFE |  |  |  |  | OpenStreetMap | {"type":"Feature","properties":{},"geometry":{"type":"LineString","coordinates":[[-99.56972,19.27951],[-99.56972,19.2793],[-99.56965,19.27837]]}}
Línea 230.0 kV | LineString | 230.0 kV |  |  |  | CFE |  |  |  |  | OpenStreetMap | {"type":"Feature","properties":{},"geometry":{"type":"LineString","coordinates":[[-99.68122,19.27692],[-99.68071,19.27721],[-99.68024,19.27708]]}}
Línea 230.0 kV | LineString | 230.0 kV | 2 |  |  | CFE |  |  |  |  | OpenStreetMap | {"type":"Feature","properties":{},"geometry":{"type":"LineString","coordinates":[[-99.68171,19.27664],[-99.68263,19.27694],[-99.68329,19.27717],[-99.68402,19.27741],[-99.68455,19.27754],[-99.68571,19.27795],[-99.68703,19.27838],[-99.68839,19.27884],[-99.68967,19.27924],[-99.69093,19.27966],[-99.69198,19.28],[-99.6934,19.28046],[-99.69455,19.28084],[-99.69592,19.28128],[-99.6972,19.2817],[-99.69809,19.28199],[-99.69934,19.2824],[-99.70064,19.28283],[-99.70152,19.28311],[-99.7024,19.28339],[-99.7037,19.28382],[-99.70501,19.28425],[-99.70628,19.28465],[-99.70758,19.28508],[-99.70874,19.28547],[-99.70952,19.28572],[-99.71082,19.28614],[-99.71209,19.28655],[-99.71324,19.28693],[-99.7143,19.28727],[-99.71417,19.28793],[-99.71404,19.28847]]}}
Línea 230.0 kV | LineString | 230.0 kV |  |  |  | CFE |  |  |  |  | OpenStreetMap | {"type":"Feature","properties":{},"geometry":{"type":"LineString","coordinates":[[-99.48598,19.2797],[-99.48456,19.28004],[-99.4825,19.28054],[-99.47875,19.28161],[-99.47499,19.28194],[-99.47008,19.28231],[-99.46573,19.28272]]}}
Línea 230.0 kV | LineString | 230.0 kV |  |  |  | CFE |  |  |  |  | OpenStreetMap | {"type":"Feature","properties":{},"geometry":{"type":"LineString","coordinates":[[-99.28211,19.48313],[-99.28265,19.48249]]}}
Línea 230.0 kV | LineString | 230.0 kV |  |  |  | CFE |  |  |  |  | OpenStreetMap | {"type":"Feature","properties":{},"geometry":{"type":"LineString","coordinates":[[-99.2538,19.48587],[-99.25447,19.48552]]}}
Línea 230.0 kV | LineString | 230.0 kV |  |  |  | CFE |  |  |  |  | OpenStreetMap | {"type":"Feature","properties":{},"geometry":{"type":"LineString","coordinates":[[-99.28284,19.4827],[-99.28211,19.48313]]}}
Línea 230.0 kV | LineString | 230.0 kV | 2 |  |  | CFE |  |  |  |  | OpenStreetMap | {"type":"Feature","properties":{},"geometry":{"type":"LineString","coordinates":[[-99.25512,19.48586],[-99.25592,19.48637],[-99.25665,19.48642],[-99.25944,19.48654]]}}
Línea 230.0 kV | LineString | 230.0 kV |  |  |  | CFE |  |  |  |  | OpenStreetMap | {"type":"Feature","properties":{},"geometry":{"type":"LineString","coordinates":[[-99.28242,19.48223],[-99.28156,19.483]]}}
Línea 230.0 kV | LineString | 230.0 kV |  |  |  | CFE |  |  |  |  | OpenStreetMap | {"type":"Feature","properties":{},"geometry":{"type":"LineString","coordinates":[[-99.25375,19.48669],[-99.2533,19.4867],[-99.25309,19.4867]]}}
Línea 230.0 kV | LineString | 230.0 kV |  |  |  | CFE |  |  |  |  | OpenStreetMap | {"type":"Feature","properties":{},"geometry":{"type":"LineString","coordinates":[[-99.25311,19.48652],[-99.25331,19.48652],[-99.25375,19.48669]]}}
Línea 230.0 kV | LineString | 230.0 kV |  |  |  | CFE |  |  |  |  | OpenStreetMap | {"type":"Feature","properties":{},"geometry":{"type":"LineString","coordinates":[[-99.25315,19.48596],[-99.25336,19.48595],[-99.2538,19.48587]]}}
Línea 230.0 kV | LineString | 230.0 kV | 2 |  |  | CFE |  |  |  |  | OpenStreetMap | {"type":"Feature","properties":{},"geometry":{"type":"LineString","coordinates":[[-99.25367,19.48619],[-99.25445,19.48577],[-99.25512,19.48586]]}}
Línea 230.0 kV | LineString | 230.0 kV | 1 |  |  | CFE |  |  |  |  | OpenStreetMap | {"type":"Feature","properties":{},"geometry":{"type":"LineString","coordinates":[[-99.25447,19.48552],[-99.25339,19.48559],[-99.25318,19.48559]]}}
Línea 230.0 kV | LineString | 230.0 kV | 1 |  |  | CFE |  |  |  |  | OpenStreetMap | {"type":"Feature","properties":{},"geometry":{"type":"LineString","coordinates":[[-99.25367,19.48619],[-99.25333,19.48631],[-99.25312,19.48633]]}}
Línea 230.0 kV | LineString | 230.0 kV | 4 |  |  | CFE |  |  |  |  | OpenStreetMap | {"type":"Feature","properties":{},"geometry":{"type":"LineString","coordinates":[[-99.25375,19.48669],[-99.25419,19.48694],[-99.25496,19.48753],[-99.25592,19.48751],[-99.2561,19.48675]]}}
Línea 230.0 kV | LineString | 230.0 kV |  |  |  | CFE |  |  |  |  | OpenStreetMap | {"type":"Feature","properties":{},"geometry":{"type":"LineString","coordinates":[[-99.25944,19.48654],[-99.26275,19.48685],[-99.26616,19.48713],[-99.26735,19.48673],[-99.27266,19.48523],[-99.27677,19.48401],[-99.27981,19.48348],[-99.28211,19.48313]]}}
Línea 230.0 kV | LineString | 230.0 kV |  |  |  | CFE |  |  |  |  | OpenStreetMap | {"type":"Feature","properties":{},"geometry":{"type":"LineString","coordinates":[[-99.15387,19.63867],[-99.15384,19.63902]]}}
Línea 230.0 kV | LineString | 230.0 kV | 1 |  |  | CFE |  |  |  |  | OpenStreetMap | {"type":"Feature","properties":{},"geometry":{"type":"LineString","coordinates":[[-99.18059,19.63899],[-99.18127,19.63877],[-99.18115,19.63706]]}}
Línea 230.0 kV | LineString | 230.0 kV | 2 |  |  | CFE |  |  |  |  | OpenStreetMap | {"type":"Feature","properties":{},"geometry":{"type":"LineString","coordinates":[[-99.18665,19.63611],[-99.18569,19.63611],[-99.18431,19.63684]]}}
Línea 230.0 kV | LineString | 230.0 kV | 2 |  |  | CFE |  |  |  |  | OpenStreetMap | {"type":"Feature","properties":{},"geometry":{"type":"LineString","coordinates":[[-99.18115,19.63706],[-99.17747,19.63733],[-99.17292,19.63767],[-99.16847,19.638],[-99.16393,19.63832],[-99.15963,19.63863],[-99.15641,19.63887],[-99.15495,19.63896],[-99.15384,19.63902]]}}
Línea 230.0 kV | LineString | 230.0 kV | 2 |  |  | CFE |  |  |  |  | OpenStreetMap | {"type":"Feature","properties":{},"geometry":{"type":"LineString","coordinates":[[-98.59651,19.76562],[-98.59741,19.76409],[-98.59813,19.76243],[-98.59879,19.76133],[-98.59955,19.76001],[-98.59991,19.75941],[-98.6006,19.75826],[-98.60132,19.75704],[-98.60158,19.75644],[-98.60191,19.75542],[-98.60164,19.75421],[-98.60139,19.75313],[-98.60126,19.75267]]}}
Línea 230.0 kV | LineString | 230.0 kV | 1 |  |  | CFE |  |  |  |  | OpenStreetMap | {"type":"Feature","properties":{},"geometry":{"type":"LineString","coordinates":[[-98.59692,19.7659],[-98.59606,19.76614]]}}
Línea 230.0 kV | LineString | 230.0 kV | 2 |  |  | CFE |  |  |  |  | OpenStreetMap | {"type":"Feature","properties":{},"geometry":{"type":"LineString","coordinates":[[-98.59214,19.76722],[-98.5907,19.76745],[-98.58919,19.76801],[-98.58624,19.76881]]}}
Línea 230.0 kV | LineString | 230.0 kV | 1 |  |  | CFE |  |  |  |  | OpenStreetMap | {"type":"Feature","properties":{},"geometry":{"type":"LineString","coordinates":[[-98.60132,19.75214],[-98.60126,19.75267]]}}
Línea 230.0 kV | LineString | 230.0 kV | 1 |  |  | CFE |  |  |  |  | OpenStreetMap | {"type":"Feature","properties":{},"geometry":{"type":"LineString","coordinates":[[-98.59692,19.7659],[-98.59651,19.76562]]}}
Línea 230.0 kV | LineString | 230.0 kV |  |  |  | CFE |  |  |  |  | OpenStreetMap | {"type":"Feature","properties":{},"geometry":{"type":"LineString","coordinates":[[-98.59253,19.7671],[-98.59214,19.76722],[-98.5921,19.76671]]}}
Línea 230.0 kV | LineString | 230.0 kV |  |  |  | CFE |  |  |  |  | OpenStreetMap | {"type":"Feature","properties":{},"geometry":{"type":"LineString","coordinates":[[-98.5879,19.73474],[-98.589,19.73489]]}}
Línea 230.0 kV | LineString | 230.0 kV |  |  |  | CFE |  |  |  |  | OpenStreetMap | {"type":"Feature","properties":{},"geometry":{"type":"LineString","coordinates":[[-98.86844,19.6616],[-98.86919,19.66341],[-98.86831,19.66383]]}}
Línea 230.0 kV | LineString | 230.0 kV |  |  |  | CFE |  |  |  |  | OpenStreetMap | {"type":"Feature","properties":{},"geometry":{"type":"LineString","coordinates":[[-98.84107,19.54585],[-98.84162,19.54613],[-98.84342,19.5471],[-98.84379,19.54812],[-98.84315,19.55114],[-98.84219,19.55559],[-98.84169,19.55824],[-98.84056,19.56182],[-98.83957,19.56493],[-98.83831,19.56914],[-98.83715,19.5728],[-98.83592,19.5767],[-98.83482,19.58023],[-98.83379,19.58356],[-98.83267,19.58719],[-98.83162,19.59054],[-98.83077,19.59356],[-98.8329,19.59732],[-98.83477,19.60056],[-98.8373,19.60493],[-98.8415,19.61225],[-98.84444,19.61732],[-98.84664,19.62109],[-98.84914,19.62414],[-98.85358,19.62959],[-98.85526,19.63166],[-98.85869,19.63587],[-98.86123,19.639],[-98.86411,19.64254],[-98.86733,19.6465],[-98.87009,19.64983],[-98.87226,19.65251],[-98.87443,19.65528],[-98.87594,19.65701],[-98.87654,19.65777],[-98.87609,19.6587],[-98.87492,19.65939]]}}
Línea 230.0 kV | LineString | 230.0 kV |  |  |  | CFE |  |  |  |  | OpenStreetMap | {"type":"Feature","properties":{},"geometry":{"type":"LineString","coordinates":[[-98.30193,19.98017],[-98.30141,19.98043],[-98.30091,19.98068],[-98.30038,19.98087]]}}
Línea 230.0 kV | LineString | 230.0 kV |  |  |  | CFE |  |  |  |  | OpenStreetMap | {"type":"Feature","properties":{},"geometry":{"type":"LineString","coordinates":[[-98.73014,20.06266],[-98.7313,20.06311],[-98.73166,20.0624],[-98.73197,20.0618]]}}
Línea 230.0 kV | LineString | 230.0 kV | 2 |  |  | CFE |  |  |  |  | OpenStreetMap | {"type":"Feature","properties":{},"geometry":{"type":"LineString","coordinates":[[-98.59606,19.76614],[-98.59559,19.76627],[-98.59387,19.76674],[-98.59253,19.7671]]}}
Línea 230.0 kV | LineString | 230.0 kV |  |  |  | CFE |  |  |  |  | OpenStreetMap | {"type":"Feature","properties":{},"geometry":{"type":"LineString","coordinates":[[-98.30038,19.98087],[-98.30083,19.98055],[-98.30134,19.98029],[-98.30185,19.98003]]}}
Línea 230.0 kV | LineString | 230.0 kV | 4 |  |  | CFE |  |  |  |  | OpenStreetMap | {"type":"Feature","properties":{},"geometry":{"type":"LineString","coordinates":[[-98.6867,20.09796],[-98.6875,20.09755],[-98.68857,20.09698],[-98.68975,20.09637],[-98.69102,20.09572],[-98.69237,20.09504],[-98.69374,20.09434],[-98.69523,20.09358],[-98.69636,20.09301],[-98.69719,20.09178],[-98.69795,20.09065],[-98.69854,20.08979],[-98.69926,20.08872],[-98.70014,20.08742],[-98.70099,20.08618],[-98.70179,20.08498],[-98.70251,20.08393],[-98.70303,20.08314],[-98.7038,20.08256],[-98.70471,20.08188],[-98.70594,20.08096],[-98.70612,20.08082],[-98.70705,20.08011],[-98.70797,20.07942],[-98.7086,20.07899],[-98.70918,20.07859],[-98.71039,20.07769],[-98.7116,20.07669],[-98.71269,20.07586],[-98.71389,20.07494],[-98.71502,20.07409],[-98.71616,20.07324],[-98.71748,20.07225],[-98.71851,20.07147],[-98.71963,20.07063],[-98.72081,20.06973],[-98.72174,20.06903],[-98.72254,20.06843],[-98.7236,20.06762],[-98.72453,20.06692],[-98.72573,20.066],[-98.72685,20.06516],[-98.728,20.06429],[-98.72909,20.06347],[-98.73014,20.06266]]}}
Línea 230.0 kV | LineString | 230.0 kV | 2 |  |  | CFE |  |  |  |  | OpenStreetMap | {"type":"Feature","properties":{},"geometry":{"type":"LineString","coordinates":[[-98.4101,20.03469],[-98.4127,20.03542],[-98.41372,20.03571],[-98.41506,20.03606],[-98.41718,20.03664],[-98.41956,20.03727],[-98.42161,20.03783],[-98.42423,20.03854],[-98.42614,20.03903],[-98.42852,20.03973],[-98.43055,20.04026],[-98.43268,20.0408],[-98.43517,20.0415],[-98.43711,20.0424],[-98.43851,20.04348],[-98.4402,20.04434],[-98.44205,20.04462],[-98.44373,20.04466],[-98.44559,20.04473],[-98.4483,20.04482],[-98.45099,20.04491],[-98.45314,20.04501],[-98.45543,20.04506],[-98.4584,20.04517],[-98.46118,20.04528],[-98.4638,20.04538],[-98.46667,20.04545],[-98.46922,20.04554],[-98.47102,20.04545],[-98.47306,20.04503],[-98.47526,20.0444],[-98.47738,20.04367],[-98.47951,20.04297],[-98.48209,20.04214],[-98.48475,20.04125],[-98.48779,20.0403],[-98.48914,20.03986],[-98.4915,20.03906],[-98.49417,20.03816],[-98.49671,20.03732],[-98.49893,20.0366],[-98.50158,20.03572],[-98.50365,20.03505],[-98.50627,20.03419],[-98.50807,20.03377],[-98.51055,20.03351],[-98.51308,20.03323],[-98.517,20.03279],[-98.51944,20.03252],[-98.52203,20.03223],[-98.5242,20.03199],[-98.52653,20.03173],[-98.52917,20.03146],[-98.5316,20.03119],[-98.53497,20.03084],[-98.5374,20.03058],[-98.53926,20.03033],[-98.54035,20.03009],[-98.54367,20.029]]}}
Línea 230.0 kV | LineString | 230.0 kV | 2 |  |  | CFE |  |  |  |  | OpenStreetMap | {"type":"Feature","properties":{},"geometry":{"type":"LineString","coordinates":[[-97.95061,22.21073],[-97.95409,22.21073],[-97.95745,22.21072],[-97.96047,22.21071],[-97.96372,22.21071],[-97.96675,22.21122],[-97.97009,22.21178],[-97.97354,22.21236],[-97.97657,22.21286],[-97.97971,22.21341],[-97.98191,22.21377],[-97.98508,22.21391],[-97.98864,22.2142],[-97.99187,22.21448],[-97.99777,22.21496],[-98.00052,22.21702],[-98.00481,22.22026],[-98.00692,22.22184],[-98.00938,22.2237],[-98.01216,22.22579],[-98.01482,22.22777],[-98.01724,22.22961],[-98.01959,22.23138],[-98.02138,22.2322],[-98.02318,22.23303],[-98.02382,22.23347]]}}
Línea 230.0 kV | LineString | 230.0 kV |  |  |  | CFE |  |  |  |  | OpenStreetMap | {"type":"Feature","properties":{},"geometry":{"type":"LineString","coordinates":[[-97.94764,22.21091],[-97.94789,22.21093],[-97.94818,22.21095],[-97.95061,22.21073]]}}
Línea 230.0 kV | LineString | 230.0 kV |  |  |  | CFE |  |  |  |  | OpenStreetMap | {"type":"Feature","properties":{},"geometry":{"type":"LineString","coordinates":[[-97.94769,22.21055],[-97.94792,22.21057],[-97.94821,22.21059],[-97.95061,22.21073]]}}
Línea 230.0 kV | LineString | 230.0 kV |  |  |  | CFE |  |  |  |  | OpenStreetMap | {"type":"Feature","properties":{},"geometry":{"type":"LineString","coordinates":[[-97.94791,22.21075],[-97.94789,22.21093],[-97.94782,22.21172],[-97.94454,22.21464],[-97.94117,22.21764],[-97.93652,22.21895],[-97.93228,22.22003],[-97.92805,22.22114],[-97.92391,22.22203],[-97.91978,22.22291],[-97.91568,22.22378],[-97.91144,22.22469],[-97.90722,22.22559],[-97.9028,22.22654],[-97.89931,22.22728],[-97.89729,22.22937],[-97.89717,22.2295],[-97.89474,22.23203],[-97.89253,22.23434],[-97.89166,22.23712],[-97.89088,22.23965],[-97.89029,22.2416],[-97.88908,22.24553],[-97.88786,22.24954],[-97.8867,22.25338],[-97.88555,22.25712],[-97.88708,22.26033],[-97.88883,22.26397],[-97.89063,22.26772],[-97.89229,22.27118],[-97.89256,22.27578],[-97.89288,22.28116],[-97.89307,22.28435],[-97.89332,22.28872],[-97.89357,22.2927],[-97.8937,22.29497],[-97.89275,22.29916],[-97.89172,22.3037],[-97.89071,22.30813],[-97.88992,22.31165],[-97.88899,22.31577],[-97.88593,22.31783],[-97.88264,22.3178],[-97.87854,22.31774],[-97.87462,22.31771],[-97.87142,22.31767],[-97.87066,22.31759]]}}
Línea 230.0 kV | LineString | 230.0 kV |  |  |  | CFE |  |  |  |  | OpenStreetMap | {"type":"Feature","properties":{},"geometry":{"type":"LineString","coordinates":[[-97.90057,22.37083],[-97.90133,22.37098],[-97.90202,22.37387],[-97.90301,22.37805],[-97.9039,22.38182],[-97.90457,22.38465],[-97.9053,22.3877],[-97.90611,22.39111],[-97.90694,22.39461],[-97.90747,22.39681],[-97.90751,22.39698],[-97.90771,22.39784],[-97.90858,22.40147],[-97.90942,22.40504],[-97.91013,22.40804],[-97.91106,22.4119],[-97.91177,22.41496],[-97.91421,22.41624],[-97.91471,22.4165],[-97.918,22.41824],[-97.92171,22.4202],[-97.92472,22.42181],[-97.92599,22.42243],[-97.92757,22.4233],[-97.93062,22.42492],[-97.93396,22.42666],[-97.93738,22.42848],[-97.94013,22.42994],[-97.94052,22.43014],[-97.94379,22.43186],[-97.94705,22.43359],[-97.95061,22.43545],[-97.9545,22.43752],[-97.95756,22.43914],[-97.9605,22.43897],[-97.96342,22.43881],[-97.96696,22.43861],[-97.9688,22.43852],[-97.97088,22.4384],[-97.97422,22.43821],[-97.97795,22.43801],[-97.98196,22.43778],[-97.98574,22.43757],[-97.98875,22.4374],[-97.9921,22.43838],[-97.99547,22.43935],[-97.99829,22.44016],[-98.0027,22.44052],[-98.00521,22.43846],[-98.00564,22.43765]]}}
Línea 230.0 kV | LineString | 230.0 kV |  |  |  | CFE |  |  |  |  | OpenStreetMap | {"type":"Feature","properties":{},"geometry":{"type":"LineString","coordinates":[[-97.87066,22.31806],[-97.87146,22.31803],[-97.87498,22.31809],[-97.87687,22.31981],[-97.87863,22.3214],[-97.87867,22.32442],[-97.87869,22.32655],[-97.87872,22.32802],[-97.87877,22.33152],[-97.87882,22.33493],[-97.87886,22.33809],[-97.8789,22.34188],[-97.88173,22.34494],[-97.88522,22.34875],[-97.88707,22.35079],[-97.88929,22.35319],[-97.89158,22.35569],[-97.8939,22.35822],[-97.89571,22.3602],[-97.89852,22.36328],[-97.90093,22.36587],[-97.90263,22.37272],[-97.90304,22.37438],[-97.90345,22.37599],[-97.90456,22.38049],[-97.90554,22.38438],[-97.90641,22.38784],[-97.90724,22.39117],[-97.90803,22.39436],[-97.90823,22.39516],[-97.90889,22.39783],[-97.90987,22.40172],[-97.91063,22.40476],[-97.91148,22.40811],[-97.9124,22.41182],[-97.91322,22.41509],[-97.91546,22.41628],[-97.91791,22.41757],[-97.92078,22.41909],[-97.92342,22.42048],[-97.92568,22.42168],[-97.92647,22.42209],[-97.92952,22.42369],[-97.93256,22.42531],[-97.93573,22.42698],[-97.93918,22.42881],[-97.94238,22.4305],[-97.94599,22.43089],[-97.94925,22.43125],[-97.95206,22.43169],[-97.95462,22.4321],[-97.95705,22.43247],[-97.96083,22.43306],[-97.9649,22.43345],[-97.96892,22.43384],[-97.97345,22.43426],[-97.97735,22.43463],[-97.98139,22.435],[-97.98535,22.43538],[-97.98892,22.43572],[-97.99269,22.43607],[-97.99562,22.43783],[-97.99855,22.43957],[-98.00064,22.43991],[-98.00267,22.44024],[-98.00521,22.43846],[-98.00546,22.43759]]}}
Línea 230.0 kV | LineString | 230.0 kV |  |  |  | CFE |  |  |  |  | OpenStreetMap | {"type":"Feature","properties":{},"geometry":{"type":"LineString","coordinates":[[-97.71991,20.9836],[-97.71989,20.98421]]}}
Línea 230.0 kV | LineString | 230.0 kV |  |  |  | CFE |  |  |  |  | OpenStreetMap | {"type":"Feature","properties":{},"geometry":{"type":"LineString","coordinates":[[-97.71989,20.98421],[-97.71959,20.98369]]}}
Línea 230.0 kV | LineString | 230.0 kV |  |  |  | CFE |  |  |  |  | OpenStreetMap | {"type":"Feature","properties":{},"geometry":{"type":"LineString","coordinates":[[-97.71989,20.98421],[-97.72068,20.98679],[-97.72134,20.98923],[-97.72208,20.99186],[-97.72533,20.99258]]}}
Línea 230.0 kV | LineString | 230.0 kV | 1 |  |  | CFE |  |  |  |  | OpenStreetMap | {"type":"Feature","properties":{},"geometry":{"type":"LineString","coordinates":[[-97.72533,20.99258],[-97.7246,20.99011],[-97.72355,20.98651],[-97.72253,20.98306],[-97.72134,20.97908],[-97.72045,20.97599],[-97.71922,20.97182],[-97.71796,20.9675],[-97.71677,20.9635],[-97.71563,20.9596],[-97.71451,20.9558],[-97.71343,20.95213],[-97.7125,20.94897],[-97.71156,20.94571],[-97.71037,20.94276],[-97.70912,20.93962],[-97.70792,20.93669],[-97.70647,20.93305],[-97.70438,20.93114],[-97.70121,20.92821],[-97.70078,20.92451],[-97.70038,20.92115],[-97.69995,20.91775],[-97.69952,20.91415],[-97.69951,20.91407],[-97.69927,20.91276],[-97.69905,20.91017],[-97.69866,20.90686],[-97.69825,20.90346],[-97.6978,20.89954],[-97.69727,20.89521],[-97.69674,20.89084],[-97.69605,20.88507],[-97.69575,20.88269],[-97.69277,20.87792],[-97.69072,20.87449],[-97.687,20.86839],[-97.68485,20.86486],[-97.68359,20.86278],[-97.68096,20.85844],[-97.67672,20.85151],[-97.67358,20.84641],[-97.67068,20.84164],[-97.66843,20.83795],[-97.66672,20.83518],[-97.66356,20.82997],[-97.66141,20.8265],[-97.65781,20.82059],[-97.65535,20.81658],[-97.65208,20.8112],[-97.64995,20.80769],[-97.64741,20.80352],[-97.64343,20.79708],[-97.64003,20.79143],[-97.63927,20.79016],[-97.63615,20.78507],[-97.634,20.78157],[-97.63151,20.77753],[-97.62929,20.77389],[-97.62574,20.76808],[-97.62311,20.76374],[-97.62118,20.76056],[-97.61855,20.75634],[-97.6164,20.75275],[-97.61368,20.74829],[-97.612,20.74554],[-97.60877,20.74023],[-97.60585,20.73548],[-97.6036,20.73181],[-97.60161,20.72851],[-97.59989,20.72566],[-97.59857,20.72352],[-97.59545,20.71842],[-97.59342,20.71509],[-97.59069,20.71057],[-97.58838,20.70682],[-97.58462,20.70065],[-97.58259,20.69738],[-97.58061,20.69414],[-97.57895,20.69141],[-97.57694,20.68809],[-97.57489,20.68472],[-97.57282,20.68131],[-97.56936,20.67564],[-97.56735,20.67235],[-97.56458,20.66777],[-97.56201,20.66357],[-97.55991,20.66012],[-97.55767,20.6564],[-97.55509,20.65258],[-97.55274,20.649],[-97.55073,20.64595],[-97.54951,20.64411],[-97.54823,20.64211],[-97.54611,20.63892],[-97.54395,20.63569],[-97.54212,20.63291],[-97.54006,20.62995],[-97.53747,20.62608],[-97.53592,20.62387],[-97.53374,20.6205],[-97.53223,20.61829],[-97.52882,20.61304],[-97.52568,20.60831],[-97.52397,20.60582],[-97.52199,20.6028],[-97.51956,20.59913],[-97.51737,20.59575],[-97.51474,20.59187],[-97.51306,20.58922],[-97.51087,20.58592],[-97.50805,20.58169],[-97.50417,20.57586],[-97.50034,20.57003],[-97.49862,20.56735],[-97.4967,20.56448],[-97.49616,20.56176],[-97.49543,20.55847],[-97.49414,20.55191],[-97.49338,20.54784],[-97.49237,20.54322],[-97.49267,20.53976],[-97.49307,20.53561],[-97.49341,20.53281],[-97.49369,20.5298],[-97.49318,20.52657],[-97.49246,20.52592]]}}
Línea 230.0 kV | LineString | 230.0 kV | 1 |  |  | CFE |  |  |  |  | OpenStreetMap | {"type":"Feature","properties":{},"geometry":{"type":"LineString","coordinates":[[-97.50275,20.50851],[-97.50123,20.50851],[-97.50037,20.50851]]}}
Línea 230.0 kV | LineString | 230.0 kV | 1 |  |  | CFE |  |  |  |  | OpenStreetMap | {"type":"Feature","properties":{},"geometry":{"type":"LineString","coordinates":[[-97.50275,20.50851],[-97.50116,20.509],[-97.50088,20.50909]]}}
Línea 230.0 kV | LineString | 230.0 kV |  |  |  | CFE |  |  |  |  | OpenStreetMap | {"type":"Feature","properties":{},"geometry":{"type":"LineString","coordinates":[[-97.26746,19.78527],[-97.26788,19.78571],[-97.26995,19.78766]]}}
Línea 230.0 kV | LineString | 230.0 kV |  |  |  | CFE |  |  |  |  | OpenStreetMap | {"type":"Feature","properties":{},"geometry":{"type":"LineString","coordinates":[[-97.26995,19.78766],[-97.26814,19.78548],[-97.26773,19.78504]]}}
Línea 230.0 kV | LineString | 230.0 kV |  |  |  | CFE |  |  |  |  | OpenStreetMap | {"type":"Feature","properties":{},"geometry":{"type":"LineString","coordinates":[[-97.49744,19.83043],[-97.49701,19.83029],[-97.49427,19.82919],[-97.49016,19.82766],[-97.48739,19.82661],[-97.483,19.82497],[-97.47982,19.82377],[-97.47629,19.8224],[-97.47194,19.82077],[-97.46915,19.81974],[-97.46648,19.81871],[-97.46264,19.81721],[-97.45945,19.81604],[-97.45507,19.81437],[-97.45152,19.81307],[-97.44855,19.81193],[-97.4457,19.81082],[-97.44307,19.80983],[-97.44008,19.80871],[-97.43626,19.80721],[-97.43389,19.8064],[-97.43086,19.80525],[-97.42763,19.80403],[-97.42273,19.80213],[-97.4196,19.80099],[-97.41654,19.79858],[-97.40913,19.79286],[-97.40601,19.79065],[-97.40318,19.78847],[-97.40063,19.78659],[-97.3979,19.78452],[-97.39385,19.78133],[-97.38988,19.77828],[-97.38759,19.77659],[-97.38568,19.77523],[-97.38204,19.77564],[-97.37988,19.776],[-97.37573,19.77655],[-97.36799,19.77766],[-97.36447,19.77808],[-97.359,19.77901],[-97.35642,19.77924],[-97.35146,19.77999],[-97.34449,19.78096],[-97.3415,19.78142],[-97.33662,19.78213],[-97.33415,19.78231],[-97.33179,19.7827],[-97.32536,19.78363],[-97.32184,19.78419],[-97.31742,19.78477],[-97.31399,19.78516],[-97.31158,19.78533],[-97.30816,19.78563],[-97.30466,19.78606],[-97.30129,19.78623],[-97.29609,19.78674],[-97.2923,19.78711],[-97.28878,19.78746],[-97.28582,19.78771],[-97.28028,19.78822],[-97.27674,19.78854],[-97.27306,19.78887],[-97.26995,19.78766]]}}
Línea 230.0 kV | LineString | 230.0 kV |  |  |  | CFE |  |  |  |  | OpenStreetMap | {"type":"Feature","properties":{},"geometry":{"type":"LineString","coordinates":[[-98.04608,19.4989],[-98.04527,19.4988]]}}
Línea 230.0 kV | LineString | 230.0 kV | 1 |  |  | CFE |  |  |  |  | OpenStreetMap | {"type":"Feature","properties":{},"geometry":{"type":"LineString","coordinates":[[-96.89606,19.55745],[-96.89528,19.55821]]}}
Línea 230.0 kV | LineString | 230.0 kV | 2 |  |  | CFE |  |  |  |  | OpenStreetMap | {"type":"Feature","properties":{},"geometry":{"type":"LineString","coordinates":[[-96.89528,19.55821],[-96.89436,19.56109],[-96.89341,19.56405],[-96.89269,19.56624]]}}
Línea 230.0 kV | LineString | 230.0 kV | 2 |  |  | CFE |  |  |  |  | OpenStreetMap | {"type":"Feature","properties":{},"geometry":{"type":"LineString","coordinates":[[-98.99775,18.84942],[-98.9973,18.8494],[-98.99504,18.84925],[-98.99309,18.85092],[-98.99074,18.85297],[-98.99072,18.85624],[-98.99066,18.85972],[-98.99057,18.86243],[-98.99051,18.86561],[-98.99051,18.86887]]}}
Línea 230.0 kV | LineString | 230.0 kV |  |  |  | CFE |  |  |  |  | OpenStreetMap | {"type":"Feature","properties":{},"geometry":{"type":"LineString","coordinates":[[-99.59994,17.92554],[-99.59921,17.92538]]}}
Línea 230.0 kV | LineString | 230.0 kV |  |  |  | CFE |  |  |  |  | OpenStreetMap | {"type":"Feature","properties":{},"geometry":{"type":"LineString","coordinates":[[-99.59914,17.92579],[-99.59992,17.9257]]}}
Línea 230.0 kV | LineString | 230.0 kV |  |  |  | CFE |  |  |  |  | OpenStreetMap | {"type":"Feature","properties":{},"geometry":{"type":"LineString","coordinates":[[-99.59988,17.92603],[-99.59914,17.92579]]}}
Línea 230.0 kV | LineString | 230.0 kV |  |  |  | CFE |  |  |  |  | OpenStreetMap | {"type":"Feature","properties":{},"geometry":{"type":"LineString","coordinates":[[-99.59921,17.92538],[-99.59996,17.92538]]}}
Línea 230.0 kV | LineString | 230.0 kV |  |  |  | CFE |  |  |  |  | OpenStreetMap | {"type":"Feature","properties":{},"geometry":{"type":"LineString","coordinates":[[-99.20394,18.84502],[-99.20404,18.84454],[-99.20616,18.8407],[-99.20822,18.83756],[-99.21041,18.83423],[-99.21362,18.8293],[-99.21541,18.82488],[-99.21685,18.82132],[-99.2184,18.8175],[-99.22069,18.81603],[-99.22555,18.81294],[-99.22891,18.81224],[-99.23786,18.81039],[-99.24114,18.80972],[-99.24281,18.80937],[-99.2483,18.80706],[-99.24995,18.80636],[-99.25144,18.80428],[-99.25364,18.80126],[-99.25555,18.79863],[-99.25743,18.79603],[-99.25934,18.79338],[-99.26141,18.79052],[-99.26362,18.78751],[-99.26563,18.7847],[-99.26645,18.78357],[-99.26856,18.78064],[-99.27038,18.77994],[-99.27304,18.7789],[-99.27691,18.77736],[-99.28009,18.77611],[-99.28467,18.7743],[-99.28799,18.77299],[-99.29031,18.77206],[-99.29145,18.76855],[-99.29262,18.76497],[-99.29354,18.76215],[-99.29449,18.75924],[-99.29584,18.7551],[-99.29674,18.75231],[-99.29797,18.74853],[-99.29899,18.74541],[-99.30009,18.74202],[-99.29943,18.73883],[-99.29855,18.73451],[-99.29762,18.72996],[-99.297,18.72695],[-99.29643,18.72419],[-99.29584,18.72134],[-99.29522,18.71828],[-99.29462,18.71531],[-99.29707,18.71249],[-99.30036,18.70875],[-99.30355,18.70509],[-99.30569,18.70266],[-99.3089,18.699],[-99.31152,18.69601],[-99.31393,18.69326],[-99.31619,18.69068],[-99.31817,18.68842],[-99.32157,18.68455],[-99.32579,18.67972],[-99.32815,18.67701],[-99.32956,18.67542],[-99.33351,18.6709],[-99.33846,18.66524],[-99.34123,18.66209],[-99.34428,18.65862],[-99.34683,18.65572],[-99.34871,18.65356],[-99.35632,18.64487],[-99.36021,18.64042],[-99.36437,18.63569],[-99.36704,18.63263],[-99.36925,18.6301],[-99.37299,18.62584],[-99.37591,18.6225],[-99.37824,18.61983],[-99.3833,18.61404],[-99.38491,18.61221],[-99.38737,18.60939],[-99.38957,18.60689],[-99.3911,18.60513],[-99.39387,18.60198],[-99.39678,18.5986],[-99.40427,18.59009],[-99.4073,18.58663],[-99.41164,18.5817],[-99.41446,18.57846],[-99.41745,18.57503],[-99.42015,18.57189],[-99.42209,18.56968],[-99.42471,18.56668],[-99.42794,18.56295],[-99.43096,18.55952],[-99.43438,18.55563],[-99.43501,18.55158],[-99.43547,18.54862],[-99.43635,18.54291],[-99.43685,18.53973],[-99.43753,18.53533],[-99.4381,18.53171],[-99.43882,18.52702],[-99.43928,18.52408],[-99.43973,18.52121],[-99.44029,18.51749],[-99.44066,18.51517],[-99.44169,18.50876],[-99.44313,18.49924],[-99.44379,18.49509],[-99.44168,18.48973],[-99.44086,18.48766],[-99.43842,18.48133],[-99.43742,18.4788],[-99.43445,18.47116],[-99.43227,18.4656],[-99.43047,18.46097],[-99.42872,18.45647],[-99.4294,18.44919],[-99.42997,18.44273],[-99.43068,18.43503],[-99.43113,18.42948],[-99.43154,18.42551],[-99.43212,18.41897],[-99.43255,18.4145],[-99.43277,18.41179],[-99.43333,18.4057],[-99.43377,18.40053],[-99.43318,18.39263],[-99.43267,18.38628],[-99.43217,18.37971],[-99.4318,18.37545],[-99.4316,18.37249],[-99.43576,18.36658],[-99.43734,18.36427],[-99.43962,18.36099],[-99.44177,18.35798],[-99.44508,18.35322],[-99.447,18.3505],[-99.4494,18.3471],[-99.45054,18.34543],[-99.45265,18.34247],[-99.45513,18.33883],[-99.45797,18.33481],[-99.45996,18.33197],[-99.46205,18.32894],[-99.46369,18.32663],[-99.46568,18.32375],[-99.46776,18.32081],[-99.47023,18.31732],[-99.47261,18.31391],[-99.47575,18.30943],[-99.47623,18.30769],[-99.47736,18.30362],[-99.47827,18.30052],[-99.47994,18.29451],[-99.48103,18.29061],[-99.48187,18.28764],[-99.48312,18.28324],[-99.48455,18.27812],[-99.48567,18.27411],[-99.48652,18.27109],[-99.48753,18.26751],[-99.48966,18.26446],[-99.49182,18.2613],[-99.49401,18.25813],[-99.49616,18.255],[-99.49855,18.25157],[-99.50027,18.24907],[-99.50292,18.2452],[-99.50617,18.2405],[-99.50847,18.23722],[-99.51067,18.234],[-99.51297,18.23068],[-99.51501,18.22772],[-99.51652,18.2255],[-99.51946,18.22124],[-99.52059,18.21619],[-99.52171,18.21129],[-99.52264,18.20716],[-99.5236,18.20293],[-99.52447,18.19903],[-99.52587,18.19282],[-99.52732,18.1864],[-99.52806,18.18316],[-99.52925,18.17796],[-99.53006,18.17431],[-99.53116,18.1694],[-99.53263,18.1629],[-99.53388,18.1573],[-99.53469,18.15373],[-99.53568,18.14923],[-99.53704,18.14328],[-99.53812,18.13852],[-99.53873,18.13579],[-99.54056,18.12765],[-99.54096,18.12597],[-99.54222,18.12042],[-99.54317,18.11618],[-99.54449,18.11033],[-99.54522,18.10709],[-99.54616,18.10294],[-99.54694,18.09946],[-99.54788,18.09531],[-99.54881,18.09109],[-99.54976,18.08688],[-99.55076,18.0825],[-99.55284,18.07328],[-99.55375,18.06922],[-99.55442,18.06624],[-99.55576,18.06022],[-99.55662,18.05636],[-99.55792,18.05062],[-99.55917,18.04405],[-99.56106,18.03674],[-99.56253,18.03014],[-99.564,18.02368],[-99.56579,18.01563],[-99.56701,18.01024],[-99.5675,18.00805],[-99.56856,18.00334],[-99.56962,17.99862],[-99.57114,17.99191],[-99.57169,17.98944],[-99.57306,17.98366],[-99.57435,17.97794],[-99.57523,17.974],[-99.57623,17.96959],[-99.578,17.96174],[-99.57957,17.95473],[-99.58134,17.94961],[-99.58292,17.94505],[-99.58423,17.94121],[-99.58723,17.93253],[-99.58842,17.92911],[-99.58928,17.9266],[-99.58928,17.92575]]}}
Línea 230.0 kV | LineString | 230.0 kV |  |  |  | CFE |  |  |  |  | OpenStreetMap | {"type":"Feature","properties":{},"geometry":{"type":"LineString","coordinates":[[-99.20379,18.845],[-99.20392,18.84414],[-99.20481,18.84156],[-99.20633,18.83876],[-99.20785,18.83599],[-99.20954,18.8329],[-99.21085,18.8305],[-99.21283,18.82689],[-99.21424,18.82432],[-99.21567,18.82169],[-99.21703,18.8192],[-99.21809,18.81725],[-99.22122,18.81526],[-99.22531,18.81265],[-99.2283,18.81073],[-99.23036,18.80943],[-99.23485,18.80654],[-99.23956,18.80353],[-99.24108,18.80016],[-99.24235,18.79733],[-99.24377,18.79417],[-99.2452,18.791],[-99.24667,18.78776],[-99.24805,18.7847],[-99.24981,18.78076],[-99.25124,18.7776],[-99.25257,18.77463],[-99.25457,18.77018],[-99.25764,18.76337],[-99.25903,18.76029],[-99.26108,18.75572],[-99.26207,18.75356],[-99.26342,18.75056],[-99.26665,18.74562],[-99.26679,18.74545],[-99.27002,18.74157],[-99.27173,18.73952],[-99.2738,18.73704],[-99.27557,18.73492],[-99.27726,18.73286],[-99.27987,18.72977],[-99.28197,18.72722],[-99.28404,18.72472],[-99.28632,18.72199],[-99.28853,18.71927],[-99.2905,18.71696],[-99.29268,18.71434],[-99.29499,18.71156],[-99.29729,18.7088],[-99.29917,18.70653],[-99.30177,18.70343],[-99.30448,18.70015],[-99.30698,18.69713],[-99.3106,18.69278],[-99.31248,18.69053],[-99.31525,18.68721],[-99.31779,18.68414],[-99.32116,18.68011],[-99.32397,18.67669],[-99.32707,18.67297],[-99.32956,18.67],[-99.33413,18.66447],[-99.33595,18.66226],[-99.33862,18.65909],[-99.34002,18.65739],[-99.34143,18.6557],[-99.34478,18.65168],[-99.34696,18.64903],[-99.35292,18.6419],[-99.35625,18.63786],[-99.35879,18.63481],[-99.36086,18.63232],[-99.36465,18.62778],[-99.36988,18.62146],[-99.37524,18.615],[-99.37821,18.61145],[-99.38046,18.60875],[-99.38304,18.60563],[-99.38593,18.60216],[-99.38845,18.59911],[-99.39026,18.59691],[-99.39356,18.59295],[-99.39577,18.59029],[-99.39884,18.58655],[-99.40194,18.58286],[-99.40412,18.58024],[-99.40661,18.57725],[-99.40878,18.57464],[-99.41119,18.57174],[-99.41385,18.56851],[-99.41634,18.56551],[-99.41798,18.56351],[-99.42043,18.56052],[-99.42404,18.55417],[-99.42557,18.55168],[-99.42864,18.54615],[-99.42762,18.54153],[-99.42691,18.53815],[-99.42595,18.53407],[-99.42525,18.53095],[-99.42371,18.52403],[-99.42242,18.51826],[-99.42308,18.51095],[-99.42342,18.50699],[-99.42379,18.50315],[-99.42412,18.49925],[-99.42457,18.49447],[-99.42537,18.48576],[-99.42561,18.4828],[-99.42617,18.4771],[-99.42657,18.47252],[-99.42713,18.4665],[-99.42737,18.46399],[-99.42808,18.4563],[-99.42889,18.44739],[-99.42936,18.44223],[-99.42973,18.43791],[-99.43047,18.42964],[-99.43081,18.42598],[-99.43151,18.41854],[-99.43208,18.41202],[-99.43267,18.40539],[-99.43311,18.40065],[-99.43287,18.39737],[-99.4325,18.39241],[-99.432,18.38569],[-99.43156,18.3795],[-99.43128,18.37578],[-99.43104,18.37239],[-99.43527,18.36628],[-99.4367,18.36426],[-99.43905,18.36087],[-99.44136,18.35757],[-99.44304,18.35518],[-99.44515,18.35218],[-99.44673,18.34995],[-99.44911,18.34656],[-99.45246,18.34169],[-99.45513,18.33786],[-99.45723,18.33489],[-99.4597,18.3314],[-99.4615,18.32884],[-99.46322,18.32638],[-99.46516,18.32358],[-99.46726,18.32059],[-99.46961,18.31722],[-99.4712,18.31499],[-99.47251,18.31309],[-99.47456,18.31016],[-99.47548,18.30688],[-99.47633,18.30406],[-99.4774,18.30034],[-99.4788,18.29556],[-99.47989,18.29181],[-99.48095,18.2882],[-99.48231,18.28352],[-99.48293,18.28133],[-99.48409,18.27733],[-99.48521,18.27341],[-99.48595,18.27092],[-99.48699,18.26729],[-99.48914,18.2642],[-99.49122,18.26119],[-99.49319,18.25832],[-99.49507,18.25562],[-99.49735,18.25232],[-99.49928,18.24953],[-99.50147,18.24634],[-99.50306,18.24402],[-99.50566,18.24028],[-99.50768,18.23734],[-99.5094,18.23487],[-99.51144,18.23191],[-99.51377,18.22854],[-99.5157,18.22574],[-99.51848,18.22168],[-99.51967,18.21645],[-99.52083,18.21134],[-99.52149,18.20845],[-99.52236,18.20452],[-99.52328,18.2005],[-99.52397,18.19739],[-99.52509,18.19237],[-99.52644,18.18652],[-99.52732,18.1826],[-99.52842,18.17776],[-99.52926,18.174],[-99.53057,18.16827],[-99.53165,18.1634],[-99.53235,18.16027],[-99.53317,18.15661],[-99.53395,18.15319],[-99.535,18.14848],[-99.53628,18.14279],[-99.53732,18.1382],[-99.53798,18.13527],[-99.53884,18.13149],[-99.53997,18.12654],[-99.5414,18.12014],[-99.54234,18.11604],[-99.54363,18.11027],[-99.54434,18.10717],[-99.54543,18.1023],[-99.54615,18.09911],[-99.547,18.09539],[-99.54808,18.09053],[-99.549,18.08644],[-99.55014,18.08137],[-99.5515,18.07535],[-99.55244,18.0712],[-99.55353,18.06632],[-99.55483,18.06056],[-99.55575,18.05652],[-99.55712,18.05037],[-99.55865,18.0437],[-99.56028,18.03633],[-99.56165,18.03023],[-99.5632,18.0234],[-99.56431,18.01845],[-99.56592,18.01132],[-99.56656,18.00851],[-99.56778,18.00301],[-99.56855,17.99962],[-99.56932,17.99624],[-99.57095,17.98897],[-99.57198,17.98442],[-99.57257,17.98206],[-99.57453,17.97332],[-99.57552,17.96891],[-99.57697,17.96246],[-99.57869,17.95489],[-99.57997,17.95129],[-99.58102,17.9483],[-99.58244,17.94427],[-99.58367,17.94077],[-99.58598,17.93419],[-99.58717,17.93091],[-99.58848,17.92717],[-99.58928,17.92575]]}}
Línea 230.0 kV | LineString | 230.0 kV |  |  |  | CFE |  |  |  |  | OpenStreetMap | {"type":"Feature","properties":{},"geometry":{"type":"LineString","coordinates":[[-99.59914,17.92579],[-99.59686,17.92571],[-99.59121,17.92452],[-99.58928,17.92575]]}}
Línea 230.0 kV | LineString | 230.0 kV |  |  |  | CFE |  |  |  |  | OpenStreetMap | {"type":"Feature","properties":{},"geometry":{"type":"LineString","coordinates":[[-99.59921,17.92538],[-99.59712,17.92514],[-99.59182,17.92407],[-99.58924,17.92359]]}}
Línea 230.0 kV | LineString | 230.0 kV | 1 |  |  | CFE |  |  |  |  | OpenStreetMap | {"type":"Feature","properties":{},"geometry":{"type":"LineString","coordinates":[[-99.59982,17.92652],[-99.5991,17.92628],[-99.59722,17.92627],[-99.59187,17.92637],[-99.58999,17.92737],[-99.58945,17.92928],[-99.59141,17.93367],[-99.59261,17.93629],[-99.59659,17.9452],[-99.59955,17.94699],[-99.60413,17.94978],[-99.60706,17.95153],[-99.6145,17.95602],[-99.61882,17.95868],[-99.62226,17.96076],[-99.62398,17.9617],[-99.63774,17.96923],[-99.64001,17.97047],[-99.64246,17.9718],[-99.64513,17.97326],[-99.65203,17.97704],[-99.65604,17.97924],[-99.6605,17.98167],[-99.66549,17.98441],[-99.67008,17.98692],[-99.67606,17.9902],[-99.6786,17.99157],[-99.68153,17.99316],[-99.68499,17.99519],[-99.69341,18.00013],[-99.69592,18.00159],[-99.69851,18.00311],[-99.7032,18.00585],[-99.70601,18.00748],[-99.70999,18.00981],[-99.71381,18.01205],[-99.71724,18.01405],[-99.72136,18.01647],[-99.72435,18.01816],[-99.72953,18.02119],[-99.7327,18.02308],[-99.73657,18.02535],[-99.74282,18.029],[-99.74937,18.03252],[-99.75705,18.03665],[-99.7631,18.03992],[-99.77205,18.04469],[-99.77614,18.0469],[-99.78489,18.05162],[-99.79257,18.05573],[-99.79414,18.05659],[-99.79771,18.05622],[-99.80864,18.05507],[-99.815,18.0544],[-99.82177,18.05371],[-99.82678,18.05317],[-99.83456,18.05236],[-99.8408,18.05172],[-99.84358,18.05142],[-99.84837,18.05093],[-99.85683,18.05002],[-99.85967,18.0497],[-99.86504,18.04918],[-99.86569,18.04942],[-99.87745,18.04787],[-99.87973,18.0476],[-99.8933,18.04619],[-99.90324,18.04514],[-99.90833,18.04462],[-99.91164,18.04429],[-99.91446,18.0428],[-99.92104,18.03931],[-99.92754,18.03586],[-99.9398,18.02942],[-99.94303,18.0277],[-99.94833,18.02489],[-99.95097,18.02351],[-99.95592,18.02086],[-99.95781,18.01673],[-99.96035,18.01119],[-99.96215,18.00726],[-99.96386,18.0035],[-99.96537,18.00016],[-99.96742,17.99567],[-99.96855,17.99326],[-99.971,17.98783],[-99.97666,17.97538],[-99.97861,17.97107],[-99.98043,17.9671],[-99.98168,17.96434],[-99.98238,17.96283],[-99.985,17.95709],[-99.98926,17.95315],[-99.99086,17.95233],[-99.99211,17.95171]]}}
Línea 230.0 kV | LineString | 230.0 kV |  |  |  | CFE |  |  |  |  | OpenStreetMap | {"type":"Feature","properties":{},"geometry":{"type":"LineString","coordinates":[[-99.60034,17.92673],[-99.60111,17.92665],[-99.60386,17.92697],[-99.60681,17.92729],[-99.60968,17.92763],[-99.61209,17.92789],[-99.6129,17.92914],[-99.61687,17.93529],[-99.6191,17.93874],[-99.62203,17.94332],[-99.62375,17.94602],[-99.62566,17.94893],[-99.62713,17.95122],[-99.63006,17.95576],[-99.63185,17.95857],[-99.63354,17.96119],[-99.6373,17.96702],[-99.63856,17.96897],[-99.64042,17.96999],[-99.64523,17.97261],[-99.65237,17.97651],[-99.65624,17.97864],[-99.6609,17.98117],[-99.66532,17.9836],[-99.66973,17.98601],[-99.67658,17.98975],[-99.68004,17.99164],[-99.68186,17.99262],[-99.68568,17.99489],[-99.69285,17.99913],[-99.69605,18.00103],[-99.69854,18.00251],[-99.7036,18.0055],[-99.70589,18.00685],[-99.70931,18.00886],[-99.7139,18.01158],[-99.71728,18.01357],[-99.72178,18.01624],[-99.72446,18.01782],[-99.72835,18.02011],[-99.73,18.02107],[-99.73332,18.02584],[-99.73829,18.02843],[-99.74227,18.03051],[-99.74844,18.03373],[-99.7516,18.03537],[-99.75666,18.038],[-99.76312,18.04138],[-99.76865,18.04426],[-99.77148,18.04573],[-99.77405,18.04707],[-99.77786,18.04904],[-99.78465,18.05259],[-99.7922,18.05653],[-99.7944,18.05767],[-99.79791,18.05552],[-99.80878,18.05439],[-99.81499,18.0538],[-99.82119,18.05311],[-99.82728,18.05247],[-99.8346,18.05171],[-99.84305,18.05082],[-99.84889,18.05022],[-99.85628,18.04947],[-99.86003,18.04905],[-99.86526,18.0485],[-99.87785,18.04717],[-99.87997,18.04697],[-99.89296,18.04561],[-99.90292,18.04456],[-99.90906,18.04393],[-99.9117,18.04364],[-99.91368,18.04259],[-99.9206,18.03892],[-99.92576,18.03617],[-99.9274,18.03528],[-99.94016,18.02857],[-99.94369,18.02669],[-99.9486,18.02405],[-99.9558,18.02026],[-99.95714,18.01726],[-99.96001,18.01097],[-99.96184,18.007],[-99.96279,18.00493],[-99.96505,17.99996],[-99.967,17.99567],[-99.96817,17.99311],[-99.97094,17.98705],[-99.9762,17.97539],[-99.97735,17.97231],[-99.98005,17.96665],[-99.98129,17.96406],[-99.98433,17.95758],[-99.98585,17.95522],[-99.98864,17.95293],[-99.98975,17.95259],[-99.99086,17.95233],[-99.99202,17.95158]]}}
Línea 230.0 kV | LineString | 230.0 kV |  |  |  | CFE |  |  |  |  | OpenStreetMap | {"type":"Feature","properties":{},"geometry":{"type":"LineString","coordinates":[[-99.99195,17.95303],[-99.99406,17.95546],[-99.99254,17.95163]]}}
Línea 230.0 kV | LineString | 230.0 kV |  |  |  | CFE |  |  |  |  | OpenStreetMap | {"type":"Feature","properties":{},"geometry":{"type":"LineString","coordinates":[[-99.99266,17.95156],[-99.99442,17.95491],[-99.99264,17.95341],[-99.99214,17.95299]]}}
Línea 230.0 kV | LineString | 230.0 kV |  |  |  | CFE |  |  |  |  | OpenStreetMap | {"type":"Feature","properties":{},"geometry":{"type":"LineString","coordinates":[[-99.99234,17.95294],[-99.99488,17.95462],[-99.99277,17.95148]]}}
Línea 230.0 kV | LineString | 230.0 kV | 1 |  |  | CFE |  |  |  |  | OpenStreetMap | {"type":"Feature","properties":{},"geometry":{"type":"LineString","coordinates":[[-99.81044,16.83861],[-99.80993,16.83851],[-99.80781,16.83853],[-99.80562,16.83855],[-99.80342,16.84107],[-99.80146,16.84321],[-99.79943,16.84561],[-99.79713,16.84823],[-99.79477,16.85088],[-99.79244,16.85353],[-99.79078,16.85533],[-99.78827,16.85825],[-99.78612,16.86064],[-99.78336,16.86389],[-99.78019,16.86741],[-99.77827,16.86961],[-99.77668,16.87136],[-99.77447,16.87387],[-99.7706,16.87824],[-99.76989,16.88279],[-99.76923,16.88681],[-99.76867,16.89037],[-99.76813,16.89358],[-99.76759,16.89702],[-99.76695,16.90043],[-99.76599,16.90625],[-99.76544,16.90897],[-99.76466,16.91259],[-99.76395,16.91584],[-99.76357,16.91756],[-99.76295,16.92057],[-99.76213,16.92423],[-99.76166,16.92659],[-99.76099,16.92965],[-99.75981,16.93509]]}}
Línea 230.0 kV | LineString | 230.0 kV | 1 |  |  | CFE |  |  |  |  | OpenStreetMap | {"type":"Feature","properties":{},"geometry":{"type":"LineString","coordinates":[[-99.58924,17.92359],[-99.58675,17.92225],[-99.58558,17.91894],[-99.58367,17.91356],[-99.58302,17.91179],[-99.58172,17.9081],[-99.57992,17.90308],[-99.57849,17.89906],[-99.57697,17.89471],[-99.57431,17.88669],[-99.57365,17.8853],[-99.57124,17.87857],[-99.56927,17.87307],[-99.56958,17.86916],[-99.56998,17.86368],[-99.57043,17.85765],[-99.57059,17.85524],[-99.57088,17.85179],[-99.57126,17.84659],[-99.57207,17.8383],[-99.57258,17.82913],[-99.57316,17.82192],[-99.57347,17.81752],[-99.57394,17.81136],[-99.57445,17.80484],[-99.57486,17.7993],[-99.57515,17.7953],[-99.57491,17.79254],[-99.57411,17.78343],[-99.57338,17.77431],[-99.57322,17.7726],[-99.57287,17.76888],[-99.57185,17.75674],[-99.57144,17.75189],[-99.57117,17.74892],[-99.57096,17.74613],[-99.5699,17.73408],[-99.56959,17.73045],[-99.56933,17.72729],[-99.56843,17.72446],[-99.5655,17.71516],[-99.56226,17.71159],[-99.55945,17.7085],[-99.55669,17.70543],[-99.55236,17.7006],[-99.54788,17.69565],[-99.54585,17.69339],[-99.5408,17.68777],[-99.53886,17.67801],[-99.53793,17.67329],[-99.53733,17.67028],[-99.53661,17.66659],[-99.53594,17.66324],[-99.53509,17.65891],[-99.53429,17.65483],[-99.53359,17.65128],[-99.5329,17.6478],[-99.53225,17.64445],[-99.53121,17.63932],[-99.53054,17.63586],[-99.53075,17.63043],[-99.53097,17.62447],[-99.53118,17.61933],[-99.5313,17.61591],[-99.5315,17.61064],[-99.5318,17.60227],[-99.53116,17.60012],[-99.52903,17.59308],[-99.52774,17.58882],[-99.5262,17.58375],[-99.52553,17.58152],[-99.52417,17.57703],[-99.52321,17.57384],[-99.52063,17.56525],[-99.51902,17.56006],[-99.51801,17.55672],[-99.51695,17.55318],[-99.51532,17.54782],[-99.51375,17.54267],[-99.5108,17.53869],[-99.50865,17.53583],[-99.50496,17.5309],[-99.50157,17.52642],[-99.49906,17.52305],[-99.49614,17.51918],[-99.49378,17.51603],[-99.49083,17.51211],[-99.48941,17.5102],[-99.48661,17.50645],[-99.48468,17.50389],[-99.48194,17.50025],[-99.47976,17.49734],[-99.47756,17.49441],[-99.4758,17.49208],[-99.47346,17.48896],[-99.47175,17.48669],[-99.46903,17.48305],[-99.46672,17.48],[-99.46536,17.47817],[-99.46629,17.47367],[-99.46679,17.47131],[-99.46769,17.46706],[-99.469,17.46061],[-99.47028,17.45444],[-99.47085,17.45171],[-99.47179,17.4472],[-99.47281,17.44236],[-99.47144,17.43748],[-99.47045,17.43393],[-99.4694,17.43016],[-99.46865,17.42747],[-99.46698,17.42152],[-99.46786,17.41555],[-99.46826,17.41281],[-99.46894,17.40817],[-99.46944,17.40476],[-99.47006,17.4006],[-99.47058,17.39709],[-99.47111,17.39339],[-99.47176,17.389],[-99.47242,17.38446],[-99.47334,17.37812],[-99.47378,17.37513],[-99.47433,17.37133],[-99.47531,17.36472],[-99.47582,17.3613],[-99.47626,17.35825],[-99.47683,17.3543],[-99.47736,17.35077],[-99.47905,17.34506],[-99.48099,17.34085],[-99.4824,17.33545],[-99.48384,17.33102],[-99.48602,17.32451],[-99.489,17.31755],[-99.48946,17.31507],[-99.49212,17.31032],[-99.49315,17.30795],[-99.49486,17.30397],[-99.49715,17.29863],[-99.49864,17.29514],[-99.50018,17.29157],[-99.50203,17.28708],[-99.50367,17.28347],[-99.50503,17.28035],[-99.50671,17.27645],[-99.50821,17.27295],[-99.50972,17.26946],[-99.51138,17.26564],[-99.51318,17.26145],[-99.51459,17.25819],[-99.51604,17.25485],[-99.51743,17.2516],[-99.51909,17.24775],[-99.52053,17.24442],[-99.52201,17.241],[-99.52388,17.23666],[-99.52534,17.23325],[-99.52766,17.22792],[-99.52982,17.22614],[-99.53211,17.22433],[-99.53692,17.22049],[-99.53843,17.21932],[-99.54093,17.21729],[-99.54448,17.21447],[-99.54739,17.21219],[-99.55288,17.20774],[-99.55543,17.20569],[-99.55884,17.20293],[-99.5634,17.19923],[-99.56701,17.19635],[-99.57054,17.19351],[-99.57314,17.19142],[-99.57746,17.18796],[-99.58291,17.1836],[-99.59144,17.17675],[-99.59697,17.17231],[-99.60107,17.16992],[-99.60981,17.16481],[-99.61454,17.16203],[-99.61784,17.1601],[-99.6232,17.15697],[-99.6275,17.15446],[-99.62993,17.15303],[-99.63716,17.14879],[-99.64244,17.14571],[-99.645,17.14421],[-99.64869,17.14206],[-99.65198,17.14013],[-99.65944,17.13575],[-99.66448,17.1328],[-99.67055,17.12886],[-99.67421,17.12647],[-99.67762,17.12425],[-99.68186,17.12149],[-99.68673,17.11832],[-99.68837,17.11726],[-99.69266,17.1144],[-99.69488,17.11295],[-99.69832,17.10983],[-99.7027,17.10588],[-99.70772,17.10132],[-99.71155,17.09785],[-99.71491,17.09482],[-99.71802,17.09197],[-99.72197,17.08836],[-99.72682,17.08395],[-99.73207,17.07916],[-99.73585,17.07573],[-99.73879,17.07306],[-99.74114,17.07095],[-99.74501,17.06731],[-99.74841,17.06411],[-99.75093,17.06175],[-99.75394,17.0589],[-99.75778,17.05531],[-99.76072,17.05256],[-99.766,17.04762],[-99.76759,17.04612],[-99.77205,17.0419],[-99.77566,17.03851],[-99.7788,17.03556],[-99.78143,17.03306],[-99.7855,17.02924],[-99.78749,17.02332],[-99.78853,17.02013],[-99.79047,17.01416],[-99.7913,17.0117],[-99.79327,17.0057],[-99.79444,17.00211],[-99.79684,16.99502],[-99.79786,16.99191],[-99.8009,16.98279],[-99.80189,16.97965],[-99.80376,16.97397],[-99.80535,16.9692],[-99.80852,16.96477],[-99.81349,16.95781],[-99.81541,16.95511],[-99.81859,16.9505],[-99.82209,16.94555],[-99.82401,16.94283]]}}
Línea 230.0 kV | LineString | 230.0 kV | 2 |  |  | CFE |  |  |  |  | OpenStreetMap | {"type":"Feature","properties":{},"geometry":{"type":"LineString","coordinates":[[-99.80998,16.83904],[-99.80615,16.83905],[-99.80424,16.84122],[-99.8027,16.84292],[-99.80098,16.84495],[-99.79882,16.84742],[-99.79677,16.84978],[-99.79422,16.85262],[-99.79149,16.85568],[-99.78938,16.85814],[-99.78717,16.8606],[-99.78528,16.86273],[-99.78226,16.86614],[-99.78046,16.86823],[-99.77757,16.87153],[-99.77548,16.87387],[-99.77341,16.87617],[-99.77138,16.8785],[-99.77151,16.88167],[-99.7716,16.88464],[-99.77335,16.88686],[-99.77552,16.88961],[-99.7775,16.89206],[-99.77934,16.89441],[-99.78206,16.89786],[-99.78305,16.8991],[-99.78577,16.90254],[-99.78782,16.90513],[-99.7893,16.90699],[-99.79384,16.91273],[-99.79686,16.91653],[-99.79893,16.91916],[-99.80057,16.92122],[-99.8038,16.92528],[-99.8055,16.92744],[-99.80894,16.93179],[-99.8102,16.93337],[-99.81199,16.93563],[-99.81321,16.93719],[-99.81345,16.93748],[-99.81351,16.93755],[-99.81355,16.9376],[-99.8137,16.93779],[-99.81447,16.93875],[-99.81462,16.93894],[-99.81471,16.93906],[-99.81505,16.93956],[-99.81508,16.93959],[-99.81549,16.94015],[-99.81885,16.94123],[-99.82062,16.94186],[-99.82353,16.94282]]}}
Línea 230.0 kV | LineString | 230.0 kV | 1 |  |  | CFE |  |  |  |  | OpenStreetMap | {"type":"Feature","properties":{},"geometry":{"type":"LineString","coordinates":[[-99.75981,16.93509],[-99.76063,16.93842],[-99.76172,16.94285],[-99.76253,16.94602],[-99.76357,16.95018],[-99.76475,16.95511],[-99.76558,16.95823],[-99.76638,16.96143],[-99.76738,16.96561],[-99.76813,16.96856],[-99.76878,16.97114],[-99.76955,16.97423],[-99.77019,16.97691],[-99.77093,16.97989],[-99.77177,16.98307],[-99.77228,16.98519],[-99.77289,16.9877],[-99.77421,16.99295],[-99.77476,16.99515],[-99.77533,16.99748],[-99.77624,17.00129],[-99.77718,17.00484],[-99.77823,17.0091],[-99.7787,17.01095],[-99.7796,17.01442],[-99.7802,17.01694],[-99.78105,17.02036],[-99.78224,17.02487],[-99.78322,17.02885],[-99.78441,17.03278],[-99.78656,17.03927],[-99.78736,17.04179],[-99.78631,17.04309],[-99.78174,17.04886],[-99.78022,17.0508],[-99.77589,17.05626],[-99.77314,17.05968],[-99.76961,17.06415],[-99.76741,17.06693],[-99.76468,17.07039],[-99.759,17.07754],[-99.75782,17.07901],[-99.75593,17.08139],[-99.75269,17.08549],[-99.75129,17.08725],[-99.74892,17.0902],[-99.74478,17.09543],[-99.74316,17.09748],[-99.74162,17.09944],[-99.73996,17.10151],[-99.73711,17.10509],[-99.73464,17.10818],[-99.7329,17.11033],[-99.731,17.11279],[-99.72945,17.11475],[-99.72742,17.11537],[-99.72109,17.11728],[-99.71554,17.11893],[-99.71436,17.11928],[-99.71012,17.12056],[-99.70655,17.12163],[-99.70541,17.12196],[-99.69978,17.12365],[-99.69368,17.12548],[-99.69171,17.12608],[-99.68624,17.12772],[-99.68338,17.12857],[-99.68029,17.1295],[-99.67529,17.13099],[-99.66921,17.13282],[-99.66473,17.13417],[-99.6634,17.13495],[-99.66133,17.13616],[-99.65719,17.13859],[-99.65215,17.14155],[-99.64837,17.14377],[-99.64531,17.14558],[-99.64337,17.1467],[-99.63783,17.14997],[-99.6296,17.15479],[-99.62676,17.15646],[-99.62477,17.15762],[-99.62219,17.15914],[-99.61683,17.16228],[-99.61301,17.16453],[-99.60866,17.16709],[-99.60193,17.17104],[-99.59769,17.17353],[-99.59636,17.17535],[-99.59521,17.17693],[-99.59293,17.18006],[-99.5915,17.18202],[-99.59002,17.18405],[-99.58758,17.18742],[-99.58367,17.19279],[-99.58197,17.19513],[-99.57822,17.20026],[-99.57694,17.20202],[-99.57583,17.20354],[-99.57486,17.20488],[-99.57193,17.20891],[-99.57128,17.2098],[-99.56931,17.21251],[-99.56659,17.21625],[-99.56319,17.22091],[-99.56094,17.22399],[-99.55861,17.22724],[-99.55587,17.23097],[-99.5536,17.23412],[-99.55151,17.23698],[-99.54987,17.23921],[-99.54898,17.24046],[-99.54619,17.24429],[-99.54359,17.24789],[-99.54002,17.2527],[-99.53783,17.25567],[-99.53585,17.25841],[-99.53377,17.26128],[-99.53074,17.26545],[-99.52731,17.27014],[-99.52476,17.27365],[-99.52138,17.27831],[-99.51896,17.28163],[-99.51709,17.28425],[-99.51368,17.28888],[-99.51062,17.29309],[-99.50828,17.29626],[-99.50645,17.29879],[-99.50386,17.3024],[-99.50251,17.30417],[-99.50104,17.30623],[-99.49982,17.3079],[-99.49804,17.31032],[-99.49561,17.31371],[-99.49331,17.31683],[-99.48972,17.32172],[-99.4877,17.32461],[-99.48756,17.32625],[-99.48712,17.33215],[-99.48699,17.33401],[-99.48648,17.34089],[-99.48616,17.34544],[-99.48587,17.34915],[-99.48568,17.35174],[-99.48551,17.35406],[-99.48534,17.35635],[-99.48508,17.36005],[-99.48475,17.36455],[-99.48452,17.36753],[-99.48389,17.37648],[-99.48362,17.38027],[-99.48281,17.39128],[-99.48264,17.39341],[-99.48205,17.40172],[-99.48175,17.40571],[-99.48158,17.40805],[-99.48125,17.41257],[-99.48088,17.41771],[-99.48056,17.42206],[-99.48017,17.4272],[-99.47976,17.43311],[-99.47943,17.43744],[-99.47956,17.44197],[-99.47964,17.44495],[-99.47972,17.4482],[-99.47988,17.4542],[-99.47997,17.45717],[-99.48009,17.46139],[-99.48022,17.46563],[-99.48033,17.47009],[-99.48047,17.47512],[-99.48069,17.4831],[-99.48292,17.48518],[-99.48634,17.48834],[-99.48937,17.49114],[-99.49405,17.49546],[-99.49663,17.49785],[-99.49789,17.49903],[-99.49989,17.50083],[-99.5037,17.50435],[-99.50609,17.50657],[-99.50794,17.50828],[-99.50998,17.51016],[-99.51248,17.51251],[-99.51542,17.51522],[-99.5198,17.51926],[-99.52164,17.52098],[-99.52266,17.52192],[-99.52456,17.52368],[-99.52594,17.52494],[-99.53153,17.53011],[-99.53223,17.53228],[-99.53396,17.53752],[-99.53426,17.5384],[-99.534,17.5406],[-99.53346,17.54473],[-99.53206,17.55525],[-99.53167,17.55823],[-99.53086,17.56441],[-99.5305,17.5671],[-99.53092,17.57057],[-99.53157,17.57611],[-99.53213,17.58077],[-99.53261,17.58476],[-99.53291,17.58736],[-99.53338,17.59131],[-99.53357,17.59293]]}}
Línea 230.0 kV | LineString | 230.0 kV |  |  |  | CFE |  |  |  |  | OpenStreetMap | {"type":"Feature","properties":{},"geometry":{"type":"LineString","coordinates":[[-99.53273,17.5932],[-99.53275,17.59294]]}}
Línea 230.0 kV | LineString | 230.0 kV |  |  |  | CFE |  |  |  |  | OpenStreetMap | {"type":"Feature","properties":{},"geometry":{"type":"LineString","coordinates":[[-99.53357,17.59293],[-99.53273,17.5932]]}}
Línea 230.0 kV | LineString | 230.0 kV |  |  |  | CFE |  |  |  |  | OpenStreetMap | {"type":"Feature","properties":{},"geometry":{"type":"LineString","coordinates":[[-99.53247,17.59314],[-99.53273,17.5932]]}}
Línea 230.0 kV | LineString | 230.0 kV | 1 |  |  | CFE |  |  |  |  | OpenStreetMap | {"type":"Feature","properties":{},"geometry":{"type":"LineString","coordinates":[[-99.82985,16.93937],[-99.82782,16.94421],[-99.82527,16.95098],[-99.82289,16.95688],[-99.81932,16.96616],[-99.81755,16.97085],[-99.81536,16.97652],[-99.81367,16.98089],[-99.81301,16.98258],[-99.81015,16.98992],[-99.80842,16.99439],[-99.80746,16.99683],[-99.80601,16.99904],[-99.80292,17.00369],[-99.7996,17.00853],[-99.79668,17.01301],[-99.79375,17.01742],[-99.79013,17.02284],[-99.78699,17.0277],[-99.78552,17.02985],[-99.78347,17.03291],[-99.78122,17.0364],[-99.7791,17.03951],[-99.77678,17.04303],[-99.77244,17.04947],[-99.76973,17.05358],[-99.76736,17.05706],[-99.7633,17.0632],[-99.75892,17.06973],[-99.75247,17.07942],[-99.74825,17.0858],[-99.74625,17.08874],[-99.74196,17.09521],[-99.7398,17.09838],[-99.73645,17.1034],[-99.73022,17.10515],[-99.72477,17.10667],[-99.71954,17.10815],[-99.71321,17.10994],[-99.70776,17.11146],[-99.70304,17.11278],[-99.69722,17.11438],[-99.69289,17.11693],[-99.68805,17.11977],[-99.68542,17.12131],[-99.67992,17.12452],[-99.67617,17.1267],[-99.67211,17.12907],[-99.66466,17.13342],[-99.66054,17.13584],[-99.65572,17.13866],[-99.64908,17.14253],[-99.64626,17.14417],[-99.64284,17.14618],[-99.63748,17.14931],[-99.63019,17.15357],[-99.62775,17.155],[-99.6241,17.15711],[-99.61888,17.16016],[-99.61635,17.16165],[-99.61241,17.16395],[-99.60998,17.16536],[-99.60613,17.16761],[-99.60053,17.1709],[-99.59715,17.17285],[-99.59408,17.17706],[-99.592,17.17995],[-99.58697,17.18685],[-99.58319,17.19205],[-99.58089,17.19523],[-99.57614,17.20175],[-99.57474,17.20368],[-99.57036,17.2097],[-99.56553,17.21635],[-99.55961,17.22453],[-99.5578,17.22705],[-99.55599,17.22951],[-99.55237,17.23455],[-99.54853,17.23976],[-99.54471,17.24497],[-99.54306,17.24726],[-99.53631,17.25651],[-99.53406,17.25961],[-99.53029,17.26481],[-99.52561,17.27121],[-99.52247,17.27554],[-99.51863,17.28086],[-99.51529,17.28538],[-99.51295,17.2886],[-99.50781,17.29568],[-99.50625,17.29779],[-99.50345,17.3017],[-99.50187,17.30388],[-99.49962,17.30696],[-99.49775,17.30954],[-99.49532,17.31289],[-99.49415,17.31448],[-99.48925,17.32118],[-99.48688,17.32448],[-99.48464,17.33115],[-99.48309,17.33565],[-99.48131,17.34096],[-99.47978,17.3455],[-99.47878,17.34843],[-99.47769,17.35078],[-99.47753,17.35384],[-99.47689,17.35826],[-99.47628,17.36241],[-99.47498,17.37118],[-99.47414,17.37705],[-99.47302,17.38467],[-99.47265,17.38715],[-99.47235,17.38916],[-99.47172,17.39351],[-99.47118,17.39711],[-99.47068,17.40053],[-99.47017,17.40407],[-99.46964,17.40765],[-99.46877,17.41359],[-99.46829,17.41684],[-99.46759,17.42158],[-99.46838,17.42426],[-99.46939,17.4277],[-99.47007,17.43003],[-99.47124,17.43404],[-99.47219,17.43733],[-99.47343,17.4416],[-99.47361,17.44221],[-99.47508,17.4472],[-99.47565,17.44914],[-99.47536,17.45351],[-99.47501,17.45898],[-99.47464,17.46466],[-99.47426,17.47051],[-99.47405,17.47365],[-99.47372,17.47871],[-99.47341,17.48367],[-99.47315,17.48759],[-99.4754,17.49061],[-99.47754,17.49345],[-99.48022,17.49705],[-99.48261,17.50023],[-99.48559,17.5042],[-99.48703,17.50613],[-99.49007,17.51018],[-99.49119,17.51168],[-99.49564,17.5176],[-99.49676,17.51909],[-99.49966,17.52296],[-99.50188,17.52591],[-99.5063,17.52967],[-99.51089,17.53356],[-99.51438,17.53653],[-99.51425,17.54241],[-99.51576,17.54735],[-99.51754,17.55325],[-99.51843,17.55619],[-99.51932,17.55915],[-99.52035,17.56251],[-99.52205,17.56814],[-99.52326,17.57211],[-99.52455,17.57637],[-99.52598,17.58111],[-99.52697,17.58436],[-99.52903,17.59116],[-99.53172,17.60005],[-99.5325,17.60271],[-99.53216,17.61093],[-99.53195,17.61595],[-99.53183,17.6187],[-99.53152,17.62584],[-99.5313,17.6311],[-99.5311,17.63585],[-99.53169,17.63886],[-99.53348,17.6479],[-99.5348,17.65463],[-99.53561,17.65873],[-99.53652,17.66333],[-99.5371,17.66627],[-99.53793,17.67044],[-99.53852,17.67342],[-99.53941,17.67793],[-99.54126,17.68727],[-99.54535,17.69189],[-99.54786,17.69466],[-99.55113,17.69834],[-99.55396,17.70153],[-99.55685,17.70473],[-99.55974,17.70797],[-99.56272,17.71123],[-99.56589,17.71479],[-99.56892,17.72422],[-99.56982,17.727],[-99.57036,17.73332],[-99.57153,17.7469],[-99.57194,17.75177],[-99.57229,17.75587],[-99.57337,17.76847],[-99.57368,17.77189],[-99.57387,17.77424],[-99.57465,17.78316],[-99.57548,17.79306],[-99.57567,17.7953],[-99.57536,17.79966],[-99.57494,17.80503],[-99.57449,17.81127],[-99.57396,17.81771],[-99.57366,17.82202],[-99.57314,17.82897],[-99.57241,17.83852],[-99.57177,17.84663],[-99.57147,17.85051],[-99.57119,17.8542],[-99.57093,17.85764],[-99.57049,17.8637],[-99.5701,17.86901],[-99.56976,17.87321],[-99.57196,17.87923],[-99.5742,17.88526],[-99.57749,17.89434],[-99.57921,17.89907],[-99.58033,17.90216],[-99.58237,17.90767],[-99.58373,17.91141],[-99.58448,17.9134],[-99.58731,17.92123],[-99.58924,17.92359]]}}
Línea 230.0 kV | LineString | 230.0 kV | 1 |  |  | CFE |  |  |  |  | OpenStreetMap | {"type":"Feature","properties":{},"geometry":{"type":"LineString","coordinates":[[-99.82985,16.93937],[-99.83047,16.93749],[-99.8322,16.93298],[-99.83235,16.93255],[-99.8315,16.92798],[-99.83192,16.92266],[-99.83215,16.91987],[-99.83259,16.91511],[-99.83357,16.913],[-99.8343,16.91186],[-99.83449,16.91159]]}}
Línea 230.0 kV | LineString | 230.0 kV | 1 |  |  | CFE |  |  |  |  | OpenStreetMap | {"type":"Feature","properties":{},"geometry":{"type":"LineString","coordinates":[[-99.59998,17.92521],[-99.59923,17.92513],[-99.59757,17.92444],[-99.59768,17.92078],[-99.59772,17.91929],[-99.59777,17.91589],[-99.59786,17.91115],[-99.59793,17.90812],[-99.59795,17.90607],[-99.5981,17.9013],[-99.59815,17.89659],[-99.59827,17.89122],[-99.59701,17.88538],[-99.5948,17.87516],[-99.59342,17.86895],[-99.59224,17.86348],[-99.59099,17.85765],[-99.59049,17.85546],[-99.5898,17.85205],[-99.58925,17.84954],[-99.58871,17.84712],[-99.5863,17.83598],[-99.58518,17.83095],[-99.58447,17.82769],[-99.58373,17.82423],[-99.58304,17.82102],[-99.58238,17.81783],[-99.58108,17.81191],[-99.58024,17.80803],[-99.57878,17.80136],[-99.57718,17.79387],[-99.5767,17.78853],[-99.57622,17.78266],[-99.57583,17.77841],[-99.57561,17.77582],[-99.57521,17.77116],[-99.57453,17.76323],[-99.57384,17.75505],[-99.57352,17.75126],[-99.57334,17.74929],[-99.57315,17.74703],[-99.57276,17.74256],[-99.57192,17.73257],[-99.57153,17.72822],[-99.57102,17.72233],[-99.57069,17.71835],[-99.57031,17.71393],[-99.56799,17.71144],[-99.56525,17.70857],[-99.5596,17.70267],[-99.55878,17.70183],[-99.55538,17.69822],[-99.55448,17.69726],[-99.54993,17.69246],[-99.54801,17.69044],[-99.54705,17.68944],[-99.54474,17.68704],[-99.5441,17.68171],[-99.54395,17.68026],[-99.54316,17.67378],[-99.54179,17.66216],[-99.5412,17.65714],[-99.54065,17.65258],[-99.54031,17.64974],[-99.53961,17.6438],[-99.53925,17.64075],[-99.5389,17.6378],[-99.53856,17.63493],[-99.53824,17.63231],[-99.53767,17.62749],[-99.53745,17.62548],[-99.53682,17.62029],[-99.53636,17.61644],[-99.53603,17.61363],[-99.53581,17.61176],[-99.53514,17.6062],[-99.53481,17.60337],[-99.53456,17.60125],[-99.53377,17.5946],[-99.53357,17.59293]]}}
Línea 230.0 kV | LineString | 230.0 kV |  |  |  | CFE |  |  |  |  | OpenStreetMap | {"type":"Feature","properties":{},"geometry":{"type":"LineString","coordinates":[[-99.99914,16.98313],[-99.99697,16.98433],[-99.99418,16.98591],[-99.98969,16.98842],[-99.98718,16.98982],[-99.98429,16.99144],[-99.97948,16.99407],[-99.97615,16.99592],[-99.97455,16.99681],[-99.97057,16.99902],[-99.96661,16.99926],[-99.96476,16.99932],[-99.96057,16.99721],[-99.95826,16.99604],[-99.95686,16.99534],[-99.95365,16.99373],[-99.95063,16.99222],[-99.94691,16.99034],[-99.94362,16.98869],[-99.94086,16.9873],[-99.93826,16.98598],[-99.93572,16.9847],[-99.93435,16.98401],[-99.93223,16.98294],[-99.92887,16.98125],[-99.92509,16.97935],[-99.92207,16.97784],[-99.92062,16.97712],[-99.91596,16.97476],[-99.90964,16.9716],[-99.9065,16.97001],[-99.90471,16.96912],[-99.90088,16.96719],[-99.89775,16.96561],[-99.89492,16.96419],[-99.89099,16.96219],[-99.89013,16.96176],[-99.88877,16.96108],[-99.88595,16.95966],[-99.88316,16.95826],[-99.87982,16.95658],[-99.87849,16.95592],[-99.87547,16.95438],[-99.8724,16.95284],[-99.86922,16.95125],[-99.86763,16.95047],[-99.86532,16.94928],[-99.86154,16.94736],[-99.85987,16.94652],[-99.85684,16.94499],[-99.85505,16.94407],[-99.85053,16.94175],[-99.84685,16.93994],[-99.84329,16.93809],[-99.84015,16.9365],[-99.83629,16.93758],[-99.83302,16.93849],[-99.82985,16.93937]]}}
Línea 230.0 kV | LineString | 230.0 kV |  |  |  | CFE |  |  |  |  | OpenStreetMap | {"type":"Feature","properties":{},"geometry":{"type":"LineString","coordinates":[[-100.00045,16.98115],[-100.00007,16.98366]]}}
Línea 230.0 kV | LineString | 230.0 kV |  |  |  | CFE |  |  |  |  | OpenStreetMap | {"type":"Feature","properties":{},"geometry":{"type":"LineString","coordinates":[[-99.99985,16.98106],[-99.9998,16.9816],[-99.99914,16.98313]]}}
Línea 230.0 kV | LineString | 230.0 kV |  |  |  | CFE |  |  |  |  | OpenStreetMap | {"type":"Feature","properties":{},"geometry":{"type":"LineString","coordinates":[[-100.00063,16.98118],[-100.00046,16.98175],[-100.00007,16.98366]]}}
Línea 230.0 kV | LineString | 230.0 kV |  |  |  | CFE |  |  |  |  | OpenStreetMap | {"type":"Feature","properties":{},"geometry":{"type":"LineString","coordinates":[[-100.00012,16.9811],[-100.00006,16.98168],[-99.99914,16.98313]]}}
Línea 230.0 kV | LineString | 230.0 kV |  |  |  | CFE |  |  |  |  | OpenStreetMap | {"type":"Feature","properties":{},"geometry":{"type":"LineString","coordinates":[[-100.27908,17.09523],[-100.28334,17.09887],[-100.2867,17.10173],[-100.28898,17.10359],[-100.29239,17.10653],[-100.29551,17.10908],[-100.30112,17.11408],[-100.30392,17.11654],[-100.30735,17.11967],[-100.31073,17.12231],[-100.31298,17.12418],[-100.3162,17.12685],[-100.32251,17.13194],[-100.32715,17.13586],[-100.329,17.13755],[-100.33184,17.14075],[-100.33376,17.14289],[-100.33798,17.14767],[-100.34018,17.15017],[-100.34272,17.15303],[-100.34582,17.15651],[-100.348,17.159],[-100.35014,17.1614],[-100.35251,17.16404],[-100.35699,17.16906],[-100.3585,17.17091],[-100.36149,17.17442],[-100.36372,17.17715],[-100.36872,17.18229],[-100.37083,17.18464],[-100.37448,17.1888],[-100.37759,17.19232],[-100.3813,17.19651],[-100.38407,17.19964],[-100.38741,17.20336],[-100.39149,17.20797],[-100.39407,17.21086],[-100.39646,17.21355],[-100.40014,17.2177],[-100.40369,17.22172],[-100.40697,17.22544],[-100.40919,17.2279],[-100.41262,17.23174],[-100.41556,17.23504],[-100.41767,17.23746],[-100.4213,17.24156],[-100.42357,17.2416],[-100.42798,17.24177],[-100.43355,17.24201],[-100.43612,17.24214],[-100.4434,17.24248],[-100.44819,17.24263],[-100.45226,17.24277],[-100.45644,17.24297],[-100.46334,17.24319],[-100.46891,17.24343],[-100.47718,17.24379],[-100.48063,17.24384],[-100.48606,17.24407],[-100.49155,17.24435],[-100.49456,17.24442],[-100.49873,17.24456],[-100.50388,17.24482],[-100.50992,17.24503],[-100.51547,17.24533],[-100.5191,17.24535],[-100.52378,17.24557],[-100.52848,17.24575],[-100.53342,17.24596],[-100.53631,17.24611],[-100.53986,17.2462],[-100.54595,17.24646],[-100.54891,17.24656],[-100.55515,17.24684],[-100.56719,17.24728],[-100.57267,17.2475],[-100.57714,17.24766],[-100.5802,17.24776],[-100.58455,17.24796],[-100.58962,17.24811],[-100.59565,17.24836],[-100.60521,17.24868],[-100.6093,17.24889],[-100.61259,17.24901],[-100.61745,17.24918],[-100.62141,17.24916],[-100.62477,17.24913],[-100.63262,17.24906],[-100.63691,17.24901],[-100.64365,17.24897],[-100.64874,17.24894],[-100.6524,17.24889],[-100.65823,17.24889],[-100.66273,17.24881],[-100.6658,17.24882],[-100.67424,17.24868],[-100.67796,17.24872],[-100.68282,17.24864],[-100.68752,17.24862],[-100.6916,17.24855],[-100.69695,17.2485],[-100.70261,17.24846],[-100.70765,17.24842],[-100.71013,17.24839],[-100.71597,17.24833],[-100.71964,17.24827],[-100.72252,17.24972],[-100.72816,17.25238],[-100.73074,17.25368],[-100.73437,17.25551],[-100.73682,17.25664],[-100.74031,17.25835],[-100.74477,17.26051],[-100.74699,17.2616],[-100.75254,17.26433],[-100.75619,17.26609],[-100.76085,17.26839],[-100.7663,17.27114],[-100.77042,17.27299],[-100.77586,17.27565],[-100.77763,17.27649],[-100.78473,17.27997],[-100.78827,17.2817],[-100.79333,17.28412],[-100.79738,17.2861],[-100.80112,17.28797]]}}
Línea 230.0 kV | LineString | 230.0 kV |  |  |  | CFE |  |  |  |  | OpenStreetMap | {"type":"Feature","properties":{},"geometry":{"type":"LineString","coordinates":[[-100.80939,17.29198],[-100.81258,17.2936],[-100.81581,17.29511],[-100.81815,17.29629],[-100.82283,17.29851],[-100.82665,17.30039],[-100.831,17.30252],[-100.83744,17.30566],[-100.84244,17.3081],[-100.84782,17.31071],[-100.85291,17.31318],[-100.85615,17.31479],[-100.86081,17.31701],[-100.86521,17.31914],[-100.87061,17.32176],[-100.87298,17.32289],[-100.87884,17.32577],[-100.88122,17.32695],[-100.884,17.32731],[-100.88778,17.32781],[-100.89102,17.32828],[-100.89391,17.32874],[-100.90005,17.32963],[-100.90212,17.32993],[-100.90702,17.33056],[-100.91132,17.33113],[-100.91543,17.33166],[-100.92004,17.33229],[-100.92532,17.33296],[-100.92977,17.33353],[-100.93205,17.33385],[-100.93737,17.3345],[-100.94084,17.33495],[-100.94614,17.33566],[-100.95071,17.33625],[-100.95538,17.33688],[-100.96087,17.33758],[-100.966,17.33828],[-100.97107,17.33893],[-100.97597,17.33959],[-100.98579,17.34089],[-100.98946,17.34129],[-100.99589,17.3422],[-101.00112,17.34288],[-101.01026,17.34406],[-101.01465,17.3495],[-101.01796,17.35381],[-101.02018,17.35655],[-101.02386,17.36119],[-101.0254,17.3631],[-101.02848,17.36699],[-101.03041,17.36943],[-101.03278,17.37237],[-101.03606,17.37652],[-101.03886,17.38008],[-101.04083,17.3825],[-101.04265,17.38475],[-101.04712,17.39042],[-101.05159,17.39192],[-101.05636,17.39359],[-101.06447,17.39639],[-101.07018,17.39834],[-101.07489,17.39995],[-101.07687,17.40063],[-101.08068,17.40175],[-101.08613,17.40329],[-101.08982,17.40436],[-101.09369,17.40544],[-101.09831,17.40678],[-101.10922,17.40989],[-101.11586,17.41179],[-101.11934,17.41278],[-101.12631,17.41478],[-101.12991,17.41586],[-101.13549,17.41744],[-101.13688,17.41963],[-101.1408,17.42548],[-101.14499,17.43182],[-101.14696,17.43484],[-101.14928,17.43831],[-101.15077,17.44055],[-101.15357,17.44518],[-101.15749,17.45147],[-101.15984,17.45534],[-101.1636,17.46087],[-101.16542,17.46352],[-101.16846,17.46799],[-101.16992,17.47029],[-101.17275,17.47456],[-101.17445,17.47726],[-101.17856,17.48366],[-101.18274,17.49008],[-101.1846,17.49291],[-101.18649,17.49588],[-101.18852,17.49904],[-101.18992,17.50125],[-101.19265,17.50511],[-101.19406,17.50719],[-101.1973,17.51248],[-101.19982,17.51652],[-101.20249,17.52067],[-101.2064,17.52675],[-101.2083,17.52985],[-101.21046,17.53333],[-101.21259,17.53686],[-101.21422,17.53948],[-101.21719,17.54439],[-101.21949,17.54816],[-101.22146,17.55139],[-101.2233,17.55437],[-101.22464,17.55662],[-101.23091,17.5591],[-101.23689,17.56157],[-101.24026,17.56297],[-101.24277,17.56399],[-101.2472,17.56578],[-101.2523,17.56783],[-101.2556,17.56918],[-101.2604,17.57109],[-101.2642,17.57266],[-101.26795,17.57417],[-101.27115,17.57548],[-101.27548,17.57721],[-101.27981,17.57896],[-101.28427,17.58083],[-101.28899,17.58275],[-101.29454,17.58503],[-101.29888,17.58668],[-101.30827,17.59061],[-101.31036,17.59149],[-101.31287,17.59247],[-101.31705,17.59403],[-101.32169,17.59601],[-101.32542,17.59738],[-101.33111,17.5998],[-101.33355,17.60074],[-101.33846,17.60276],[-101.3432,17.60458],[-101.36711,17.61428],[-101.37219,17.61638],[-101.3766,17.61815],[-101.37976,17.61939],[-101.38394,17.6212],[-101.38614,17.62219],[-101.38921,17.6234],[-101.39495,17.62556],[-101.39891,17.62737],[-101.39999,17.62788],[-101.40143,17.62846],[-101.40908,17.63181],[-101.4125,17.63359],[-101.41406,17.63442],[-101.42985,17.64177],[-101.43454,17.64397],[-101.44015,17.64655],[-101.44343,17.64847],[-101.45064,17.6516],[-101.45438,17.65342],[-101.45821,17.65541],[-101.46367,17.65783],[-101.46656,17.65914],[-101.47538,17.66344],[-101.48307,17.66542],[-101.48603,17.6662],[-101.48943,17.66703],[-101.49605,17.66869],[-101.49925,17.66948],[-101.50312,17.67047],[-101.50661,17.67135],[-101.51188,17.67276],[-101.51403,17.67333],[-101.51802,17.67442],[-101.52155,17.67535],[-101.52734,17.67699],[-101.53331,17.67837],[-101.53627,17.67912],[-101.54044,17.6801],[-101.54373,17.68093],[-101.54908,17.68253],[-101.55623,17.68431],[-101.5585,17.68498],[-101.56308,17.68604],[-101.56706,17.68706],[-101.56948,17.68764],[-101.57455,17.68892],[-101.57952,17.6901],[-101.58046,17.69259],[-101.58231,17.6969],[-101.58486,17.70284],[-101.58643,17.70626],[-101.58854,17.71093],[-101.59137,17.71766],[-101.59282,17.72081],[-101.59545,17.72741],[-101.59674,17.73051],[-101.59818,17.73394],[-101.60025,17.73854],[-101.6012,17.74098]]}}
Línea 230.0 kV | LineString | 230.0 kV |  |  |  | CFE |  |  |  |  | OpenStreetMap | {"type":"Feature","properties":{},"geometry":{"type":"LineString","coordinates":[[-100.27015,17.08775],[-100.27583,17.09265],[-100.27908,17.09523]]}}
Línea 230.0 kV | LineString | 230.0 kV |  |  |  | CFE |  |  |  |  | OpenStreetMap | {"type":"Feature","properties":{},"geometry":{"type":"LineString","coordinates":[[-100.80112,17.28797],[-100.80578,17.29031],[-100.80939,17.29198]]}}
Línea 230.0 kV | LineString | 230.0 kV |  |  |  | CFE |  |  |  |  | OpenStreetMap | {"type":"Feature","properties":{},"geometry":{"type":"LineString","coordinates":[[-101.60858,17.73319],[-101.60786,17.7338],[-101.60814,17.73293]]}}
Línea 230.0 kV | LineString | 230.0 kV |  |  |  | CFE |  |  |  |  | OpenStreetMap | {"type":"Feature","properties":{},"geometry":{"type":"LineString","coordinates":[[-100.27015,17.08775],[-100.27598,17.09252],[-100.27908,17.09523]]}}
Línea 230.0 kV | LineString | 230.0 kV |  |  |  | CFE |  |  |  |  | OpenStreetMap | {"type":"Feature","properties":{},"geometry":{"type":"LineString","coordinates":[[-100.80112,17.28797],[-100.80586,17.29011],[-100.80939,17.29198]]}}
Línea 230.0 kV | LineString | 230.0 kV |  |  |  | CFE |  |  |  |  | OpenStreetMap | {"type":"Feature","properties":{},"geometry":{"type":"LineString","coordinates":[[-101.6038,17.74259],[-101.60498,17.74017],[-101.60677,17.73604],[-101.60786,17.7338]]}}
Línea 230.0 kV | LineString | 230.0 kV |  |  |  | CFE |  |  |  |  | OpenStreetMap | {"type":"Feature","properties":{},"geometry":{"type":"LineString","coordinates":[[-101.6012,17.74098],[-101.60304,17.74068],[-101.60531,17.73702],[-101.60763,17.7334],[-101.60782,17.73274]]}}
Línea 230.0 kV | LineString | 230.0 kV |  |  |  | CFE |  |  |  |  | OpenStreetMap | {"type":"Feature","properties":{},"geometry":{"type":"LineString","coordinates":[[-100.00007,16.98366],[-99.99956,16.98629],[-99.99863,16.9913],[-99.99736,16.998],[-99.99775,17.00524],[-99.99804,17.01048],[-99.99831,17.01564],[-99.99846,17.01885],[-100.00384,17.02195],[-100.0071,17.02391],[-100.01108,17.02627],[-100.01459,17.02838],[-100.01794,17.03036],[-100.02176,17.03263],[-100.02481,17.03446],[-100.02881,17.03681],[-100.03447,17.04021],[-100.03994,17.04343],[-100.04264,17.04508],[-100.04869,17.04867],[-100.05068,17.04984],[-100.06341,17.05739],[-100.06481,17.05826],[-100.06611,17.05904],[-100.07492,17.06429],[-100.08259,17.06886],[-100.08446,17.06996],[-100.08775,17.07189],[-100.09116,17.07058],[-100.09547,17.06886],[-100.1002,17.06695],[-100.10646,17.06449],[-100.10956,17.06324],[-100.11336,17.06175],[-100.11683,17.06037],[-100.12056,17.05888],[-100.12735,17.05618],[-100.13057,17.05487],[-100.1347,17.05322],[-100.13738,17.05218],[-100.14007,17.0511],[-100.14692,17.04837],[-100.14979,17.04724],[-100.15231,17.0462],[-100.15833,17.04382],[-100.16219,17.04234],[-100.16582,17.04088],[-100.16705,17.04036],[-100.17061,17.04083],[-100.17359,17.04124],[-100.17676,17.04164],[-100.18135,17.04227],[-100.18513,17.04274],[-100.19017,17.04344],[-100.19501,17.04407],[-100.19788,17.04446],[-100.20445,17.04529],[-100.20936,17.04597],[-100.21277,17.04642],[-100.21888,17.04722],[-100.22279,17.04773],[-100.22771,17.05191],[-100.23034,17.05414],[-100.23818,17.06072],[-100.24104,17.06317],[-100.24781,17.06891],[-100.25097,17.07157],[-100.25499,17.075],[-100.26175,17.08066],[-100.26293,17.08163],[-100.2672,17.08525],[-100.27015,17.08775]]}}
Línea 230.0 kV | LineString | 230.0 kV |  |  |  | CFE |  |  |  |  | OpenStreetMap | {"type":"Feature","properties":{},"geometry":{"type":"LineString","coordinates":[[-99.80998,16.83904],[-99.81045,16.83891]]}}
Línea 230.0 kV | LineString | 230.0 kV |  |  |  | CFE |  |  |  |  | OpenStreetMap | {"type":"Feature","properties":{},"geometry":{"type":"LineString","coordinates":[[-99.81045,16.8392],[-99.80998,16.83904]]}}
Línea 230.0 kV | LineString | 230.0 kV |  |  |  | CFE |  |  |  |  | OpenStreetMap | {"type":"Feature","properties":{},"geometry":{"type":"LineString","coordinates":[[-96.78876,17.12245],[-96.78881,17.12311]]}}
Línea 230.0 kV | LineString | 230.0 kV | 1 |  |  | CFE |  |  |  |  | OpenStreetMap | {"type":"Feature","properties":{},"geometry":{"type":"LineString","coordinates":[[-96.53764,18.05775],[-96.54013,18.05654],[-96.54213,18.05559],[-96.54579,18.05383],[-96.54948,18.05204],[-96.55535,18.04921],[-96.56035,18.04678],[-96.56321,18.04539],[-96.56771,18.04322],[-96.56907,18.04255],[-96.57224,18.04102],[-96.57576,18.03931],[-96.58036,18.03712],[-96.58536,18.03469],[-96.58888,18.033],[-96.59282,18.03006],[-96.59643,18.0273],[-96.60014,18.02462],[-96.60185,18.02339],[-96.60312,18.02242],[-96.60641,18.01998],[-96.60834,18.01855],[-96.6128,18.01523],[-96.61704,18.01206],[-96.61917,18.01051],[-96.62135,18.00905],[-96.62322,18.00755],[-96.62545,18.0061],[-96.62879,18.00334],[-96.63113,18.00145],[-96.63309,18.00026],[-96.63487,17.99894],[-96.63823,17.99649],[-96.64546,17.99113],[-96.64672,17.99014],[-96.65077,17.98732],[-96.6522,17.98614],[-96.65499,17.98403],[-96.65849,17.9815],[-96.6602,17.98021],[-96.66735,17.97494],[-96.66966,17.97316],[-96.67145,17.97305],[-96.67301,17.97292],[-96.67499,17.97274],[-96.67621,17.97268],[-96.6827,17.97203],[-96.68826,17.97146],[-96.69284,17.97113],[-96.6957,17.97081],[-96.69859,17.97056],[-96.70084,17.97034],[-96.70353,17.96984],[-96.70752,17.96885],[-96.71136,17.96799],[-96.71585,17.96702],[-96.7213,17.96575],[-96.72337,17.96532],[-96.72896,17.96413],[-96.73871,17.9619],[-96.7455,17.9603],[-96.75068,17.95873],[-96.75334,17.95845],[-96.75423,17.95933],[-96.75584,17.961],[-96.75977,17.96506],[-96.76369,17.96909],[-96.76852,17.97407],[-96.77031,17.97591],[-96.77091,17.97656],[-96.77543,17.97648],[-96.77779,17.97643],[-96.78521,17.97632],[-96.79101,17.97621],[-96.79556,17.97613],[-96.79997,17.97606],[-96.80759,17.97593],[-96.81031,17.97582],[-96.81299,17.97578],[-96.81684,17.97572],[-96.81928,17.97566],[-96.8257,17.97558],[-96.83022,17.97551],[-96.8329,17.97453],[-96.83484,17.97387],[-96.84452,17.97063],[-96.84691,17.96978],[-96.84958,17.96888],[-96.85256,17.9679],[-96.864,17.96401],[-96.86605,17.96335],[-96.8673,17.96293],[-96.87078,17.96175],[-96.87646,17.9598],[-96.87802,17.95928],[-96.87937,17.95792],[-96.88195,17.95529],[-96.88477,17.95244],[-96.88656,17.95059],[-96.88768,17.94953],[-96.89051,17.94661],[-96.89711,17.9399],[-96.89839,17.93864],[-96.90116,17.93582],[-96.90322,17.93371],[-96.90741,17.92945],[-96.90923,17.92759],[-96.91076,17.92604],[-96.91292,17.92383],[-96.91653,17.92016],[-96.92079,17.91581],[-96.92377,17.91278],[-96.92548,17.91104],[-96.92662,17.90987],[-96.93061,17.90581],[-96.93218,17.90421],[-96.93462,17.90172],[-96.93571,17.90061],[-96.93819,17.89808],[-96.93935,17.8969],[-96.94396,17.8922],[-96.94502,17.89113],[-96.95051,17.88553],[-96.9524,17.8836],[-96.95418,17.88179],[-96.9567,17.87922],[-96.95806,17.87784],[-96.96171,17.87412],[-96.96399,17.87179],[-96.96779,17.86792],[-96.97093,17.86472],[-96.97361,17.86202],[-96.97697,17.85858],[-96.98028,17.85521],[-96.98356,17.85187],[-96.9873,17.84806],[-96.99003,17.84487],[-96.99221,17.84233],[-96.99506,17.83901],[-96.99822,17.83517],[-97.00118,17.83177],[-97.0029,17.82973],[-97.00592,17.82622],[-97.0053,17.82421],[-97.00408,17.82014],[-97.00299,17.81659],[-97.0023,17.81436],[-97.00047,17.80838],[-96.99877,17.80285],[-96.99752,17.79877],[-96.9964,17.79509],[-96.99512,17.79088],[-96.99419,17.78785],[-96.99301,17.78398],[-96.99186,17.78027],[-96.99073,17.77651],[-96.98961,17.77283],[-96.9875,17.76976],[-96.9845,17.7654],[-96.98368,17.76421],[-96.98093,17.7602],[-96.97794,17.75584],[-96.97658,17.75386],[-96.97381,17.74982],[-96.97248,17.7479],[-96.96998,17.74425],[-96.96762,17.74082],[-96.96384,17.7353],[-96.96129,17.73161],[-96.95983,17.72949],[-96.95849,17.72751],[-96.95638,17.72444],[-96.95424,17.72131],[-96.95201,17.71808],[-96.9503,17.71561],[-96.94895,17.71363],[-96.94646,17.71001],[-96.94448,17.70712],[-96.94179,17.70319],[-96.93976,17.70023],[-96.93836,17.69819],[-96.9388,17.69502],[-96.93937,17.69083],[-96.93963,17.6891],[-96.94043,17.68364],[-96.94068,17.68193],[-96.94087,17.68063],[-96.94156,17.67582],[-96.94232,17.67041],[-96.94311,17.66435],[-96.94348,17.66221],[-96.94406,17.65808],[-96.94464,17.65383],[-96.94508,17.65109],[-96.94556,17.64745],[-96.94623,17.64278],[-96.94683,17.63867],[-96.94718,17.63621],[-96.94761,17.63344],[-96.94814,17.62956],[-96.9487,17.6255],[-96.94924,17.62158],[-96.95,17.61624],[-96.9507,17.61136],[-96.95133,17.607],[-96.95166,17.60468],[-96.95205,17.60209],[-96.95254,17.59835],[-96.95351,17.59169],[-96.95367,17.59055],[-96.95357,17.58814],[-96.95325,17.58027],[-96.95309,17.5762],[-96.95294,17.57187],[-96.95267,17.56565],[-96.95263,17.56461],[-96.95242,17.55944],[-96.95231,17.55693],[-96.95212,17.55236],[-96.95206,17.55021],[-96.95199,17.54885],[-96.95192,17.54713],[-96.95174,17.54253],[-96.95151,17.53692],[-96.95138,17.53407],[-96.95128,17.53114],[-96.9512,17.52923],[-96.95108,17.52608],[-96.95079,17.51972],[-96.95058,17.51405],[-96.95035,17.5077],[-96.95015,17.50317],[-96.95005,17.50045],[-96.94997,17.49889],[-96.94962,17.49008],[-96.94942,17.48517],[-96.94925,17.48093],[-96.94915,17.47842],[-96.94902,17.47563],[-96.94882,17.46879],[-96.94759,17.46366],[-96.94688,17.4605],[-96.94543,17.45412],[-96.94469,17.45087],[-96.94406,17.44815],[-96.94278,17.44258],[-96.94119,17.43562],[-96.94056,17.43298],[-96.93957,17.42854],[-96.93894,17.42587],[-96.93793,17.42142],[-96.93719,17.41812],[-96.93625,17.41414],[-96.93526,17.40982],[-96.93419,17.40507],[-96.93297,17.3998],[-96.93134,17.3927],[-96.93078,17.39023],[-96.9297,17.38544],[-96.93043,17.38213],[-96.93126,17.37848],[-96.93214,17.37485],[-96.93351,17.36899],[-96.93448,17.36492],[-96.9354,17.36105],[-96.93653,17.3562],[-96.93883,17.34616],[-96.93901,17.34332],[-96.93922,17.33972],[-96.93956,17.33422],[-96.93971,17.33117],[-96.93913,17.32899],[-96.93786,17.32462],[-96.93672,17.32037],[-96.9362,17.3184],[-96.93433,17.31178],[-96.93368,17.30932],[-96.93317,17.30742],[-96.93147,17.30133],[-96.92992,17.29564],[-96.92885,17.29169],[-96.92798,17.28862],[-96.92726,17.2861],[-96.92613,17.28184],[-96.92455,17.27641],[-96.92266,17.27061],[-96.92042,17.26419],[-96.91974,17.26217],[-96.91723,17.25485],[-96.91599,17.25123],[-96.9154,17.24949],[-96.91464,17.24728],[-96.91302,17.24246],[-96.91187,17.23925],[-96.91084,17.2361],[-96.90932,17.23169],[-96.90783,17.22738],[-96.90683,17.22436],[-96.90545,17.22017],[-96.90471,17.21793],[-96.90317,17.21353],[-96.90237,17.21131],[-96.90037,17.20533],[-96.89964,17.20327],[-96.89754,17.19729],[-96.89647,17.19402],[-96.8953,17.19058],[-96.8944,17.18807],[-96.89379,17.18616],[-96.89244,17.18221],[-96.89093,17.1778],[-96.8899,17.17493],[-96.88887,17.17193],[-96.88793,17.16907],[-96.88714,17.16675],[-96.88414,17.16535],[-96.87992,17.16329],[-96.8758,17.16136],[-96.87128,17.15915],[-96.86851,17.15792],[-96.86552,17.15654],[-96.86294,17.15531],[-96.85791,17.15289],[-96.85139,17.14975],[-96.84795,17.14511],[-96.84509,17.14131],[-96.84213,17.1373],[-96.8394,17.13364],[-96.83687,17.13027],[-96.83471,17.12727],[-96.83233,17.12409],[-96.82966,17.12047],[-96.82627,17.11598],[-96.82215,17.11042],[-96.82074,17.1085],[-96.81912,17.10628]]}}
Línea 230.0 kV | LineString | 230.0 kV | 1 |  |  | CFE |  |  |  |  | OpenStreetMap | {"type":"Feature","properties":{},"geometry":{"type":"LineString","coordinates":[[-96.53764,18.05775],[-96.53874,18.05714],[-96.53737,18.05365],[-96.53742,18.05317]]}}
Línea 230.0 kV | LineString | 230.0 kV | 2 |  |  | CFE |  |  |  |  | OpenStreetMap | {"type":"Feature","properties":{},"geometry":{"type":"LineString","coordinates":[[-95.01769,17.01344],[-95.01451,17.01091],[-95.01211,17.00915],[-95.00985,17.00747],[-95.00686,17.00528],[-95.00253,17.00217],[-94.99926,16.99965],[-94.99616,16.99742],[-94.99423,16.996],[-94.9943,16.99295],[-94.99436,16.98876],[-94.99442,16.98532],[-94.99449,16.98153],[-94.99454,16.97826],[-94.99457,16.97383],[-94.99464,16.97004],[-94.99471,16.9662],[-94.99477,16.96304],[-94.99482,16.95978],[-94.99489,16.95609],[-94.99507,16.95131],[-94.99509,16.94798],[-94.99521,16.94332],[-94.99524,16.93852],[-94.99526,16.93463],[-94.99549,16.92955],[-94.99549,16.9264],[-94.9953,16.92069],[-94.99563,16.91566],[-94.99564,16.91259],[-94.99574,16.90921],[-94.99583,16.90292],[-94.9959,16.89705],[-94.99656,16.89183],[-94.99687,16.88852],[-94.99721,16.88526],[-94.99748,16.88262],[-94.99788,16.87921],[-94.99811,16.87657],[-94.99862,16.87171],[-94.9991,16.86795],[-94.99946,16.86409],[-94.99988,16.86013],[-95.00036,16.85569],[-95.00084,16.85124],[-95.00109,16.8475],[-95.00137,16.84511],[-95.00212,16.83911],[-95.00248,16.83551],[-95.00299,16.83141],[-95.00339,16.82743],[-95.00379,16.82326],[-95.00417,16.81916],[-95.00449,16.81531],[-95.00489,16.81253],[-95.00531,16.80856],[-95.00557,16.80578],[-95.00597,16.80229],[-95.00636,16.7983],[-95.00675,16.79504],[-95.00714,16.79084],[-95.00607,16.78914],[-95.00347,16.78442],[-95.00081,16.77989],[-94.99864,16.77604],[-94.99733,16.77393],[-94.99567,16.77108],[-94.99323,16.76675],[-94.99093,16.76274],[-94.98847,16.75848],[-94.9866,16.75512],[-94.98467,16.75181],[-94.98296,16.74882],[-94.97985,16.74354],[-94.97681,16.73818],[-94.97546,16.73584],[-94.97412,16.73351],[-94.97263,16.73103],[-94.9707,16.72759],[-94.96844,16.72384],[-94.96669,16.72082],[-94.96487,16.71781],[-94.96365,16.71553],[-94.96123,16.71113],[-94.95908,16.70747],[-94.957,16.70387],[-94.95506,16.70053],[-94.95327,16.6974],[-94.95189,16.695],[-94.95132,16.69224],[-94.95042,16.68769],[-94.94948,16.68304],[-94.94861,16.67864],[-94.948,16.67563],[-94.94764,16.67381],[-94.94648,16.66803],[-94.94581,16.66477],[-94.94516,16.66171],[-94.94436,16.65757],[-94.94389,16.65519],[-94.94323,16.6519],[-94.94439,16.64853],[-94.94513,16.64638],[-94.94645,16.64283],[-94.94691,16.64161],[-94.94827,16.63738],[-94.95018,16.63196],[-94.95117,16.62915],[-94.95257,16.62516],[-94.95421,16.62046],[-94.95504,16.61807],[-94.9568,16.61311],[-94.95729,16.61167],[-94.95881,16.60725],[-94.95984,16.60435],[-94.96067,16.60194],[-94.96192,16.59839],[-94.96325,16.59461],[-94.96467,16.59053],[-94.96585,16.58711],[-94.96686,16.58426],[-94.96816,16.58051],[-94.9695,16.5767],[-94.97097,16.57247],[-94.97239,16.56845],[-94.97374,16.56457],[-94.97511,16.56066],[-94.97603,16.55804],[-94.97476,16.55524],[-94.97336,16.5521],[-94.97201,16.54905],[-94.97048,16.54563],[-94.96872,16.54171],[-94.96702,16.53789],[-94.96549,16.53448],[-94.96408,16.53128],[-94.96277,16.52835],[-94.96159,16.52578],[-94.96322,16.52224],[-94.96483,16.51872]]}}
Línea 230.0 kV | LineString | 230.0 kV |  |  |  | CFE |  |  |  |  | OpenStreetMap | {"type":"Feature","properties":{},"geometry":{"type":"LineString","coordinates":[[-94.96528,16.51828],[-94.96483,16.51872]]}}
Línea 230.0 kV | LineString | 230.0 kV | 2 |  |  | CFE |  |  |  |  | OpenStreetMap | {"type":"Feature","properties":{},"geometry":{"type":"LineString","coordinates":[[-95.01769,17.01344],[-95.01692,17.01377],[-95.01685,17.01431]]}}
Línea 230.0 kV | LineString | 230.0 kV |  |  |  | CFE |  |  |  |  | OpenStreetMap | {"type":"Feature","properties":{},"geometry":{"type":"LineString","coordinates":[[-94.96483,16.51872],[-94.96532,16.51866],[-94.96558,16.51843]]}}
Línea 230.0 kV | LineString | 230.0 kV | 2 |  |  | CFE |  |  |  |  | OpenStreetMap | {"type":"Feature","properties":{},"geometry":{"type":"LineString","coordinates":[[-95.01825,17.01341],[-95.01802,17.01363],[-95.01765,17.01396],[-95.01753,17.01439]]}}
Línea 230.0 kV | LineString | 230.0 kV |  |  |  | CFE |  |  |  |  | OpenStreetMap | {"type":"Feature","properties":{},"geometry":{"type":"LineString","coordinates":[[-95.01252,16.61343],[-95.01221,16.61371]]}}
Línea 230.0 kV | LineString | 230.0 kV |  |  |  | CFE |  |  |  |  | OpenStreetMap | {"type":"Feature","properties":{},"geometry":{"type":"LineString","coordinates":[[-95.01221,16.61371],[-95.01232,16.61334]]}}
Línea 230.0 kV | LineString | 230.0 kV |  |  |  | CFE |  |  |  |  | OpenStreetMap | {"type":"Feature","properties":{},"geometry":{"type":"LineString","coordinates":[[-95.01167,16.61067],[-95.01132,16.61111]]}}
Línea 230.0 kV | LineString | 230.0 kV |  |  |  | CFE |  |  |  |  | OpenStreetMap | {"type":"Feature","properties":{},"geometry":{"type":"LineString","coordinates":[[-95.01178,16.61135],[-95.01217,16.61095]]}}
Línea 230.0 kV | LineString | 230.0 kV |  |  |  | CFE |  |  |  |  | OpenStreetMap | {"type":"Feature","properties":{},"geometry":{"type":"LineString","coordinates":[[-95.01149,16.61119],[-95.01167,16.61067]]}}
Línea 230.0 kV | LineString | 230.0 kV |  |  |  | CFE |  |  |  |  | OpenStreetMap | {"type":"Feature","properties":{},"geometry":{"type":"LineString","coordinates":[[-94.82917,16.54687],[-94.82877,16.54682]]}}
Línea 230.0 kV | LineString | 230.0 kV |  |  |  | CFE |  |  |  |  | OpenStreetMap | {"type":"Feature","properties":{},"geometry":{"type":"LineString","coordinates":[[-95.01217,16.61095],[-95.01206,16.61151]]}}
Línea 230.0 kV | LineString | 230.0 kV | 2 |  |  | CFE |  |  |  |  | OpenStreetMap | {"type":"Feature","properties":{},"geometry":{"type":"LineString","coordinates":[[-95.01167,16.61067],[-95.01248,16.60926],[-95.01345,16.60758],[-95.01321,16.60576],[-95.01289,16.60333],[-95.01103,16.60303],[-95.00725,16.6024],[-95.00423,16.60189],[-95.00114,16.60137],[-94.99809,16.60087],[-94.99491,16.60033],[-94.99177,16.59981],[-94.98874,16.59929],[-94.98617,16.59886],[-94.98345,16.59841],[-94.98046,16.59792],[-94.97707,16.59734],[-94.9741,16.59691],[-94.97118,16.59658],[-94.96824,16.59624],[-94.96481,16.59585]]}}
Línea 230.0 kV | LineString | 230.0 kV |  |  |  | CFE |  |  |  |  | OpenStreetMap | {"type":"Feature","properties":{},"geometry":{"type":"LineString","coordinates":[[-94.82877,16.54682],[-94.82878,16.54724],[-94.83051,16.54812],[-94.83248,16.54733],[-94.83409,16.5467],[-94.83694,16.54625],[-94.84023,16.54573],[-94.84382,16.54516],[-94.84672,16.54469],[-94.84886,16.54436],[-94.85148,16.54569],[-94.85424,16.54709],[-94.85725,16.54862],[-94.86018,16.55011],[-94.86322,16.55168],[-94.86408,16.5546],[-94.86501,16.55772],[-94.86583,16.56046],[-94.86677,16.56362],[-94.86775,16.56695],[-94.86901,16.57118],[-94.86961,16.5732],[-94.86987,16.57406]]}}
Línea 230.0 kV | LineString | 230.0 kV | 1 |  |  | CFE |  |  |  |  | OpenStreetMap | {"type":"Feature","properties":{},"geometry":{"type":"LineString","coordinates":[[-94.80945,16.49807],[-94.80928,16.49852]]}}
Línea 230.0 kV | LineString | 230.0 kV |  |  |  | CFE |  |  |  |  | OpenStreetMap | {"type":"Feature","properties":{},"geometry":{"type":"LineString","coordinates":[[-94.96481,16.59585],[-94.96353,16.59563],[-94.96218,16.5954],[-94.96013,16.59507]]}}
Línea 230.0 kV | LineString | 230.0 kV |  |  |  | CFE |  |  |  |  | OpenStreetMap | {"type":"Feature","properties":{},"geometry":{"type":"LineString","coordinates":[[-94.96481,16.59585],[-94.9636,16.59536],[-94.9622,16.59513],[-94.96013,16.59507]]}}
Línea 230.0 kV | LineString | 230.0 kV |  |  |  | CFE |  |  |  |  | OpenStreetMap | {"type":"Feature","properties":{},"geometry":{"type":"LineString","coordinates":[[-95.01221,16.61371],[-95.01276,16.61402],[-95.0134,16.61438],[-95.01275,16.61549],[-95.01214,16.6166]]}}
Línea 230.0 kV | LineString | 230.0 kV | 3 |  |  | CFE |  |  |  |  | OpenStreetMap | {"type":"Feature","properties":{},"geometry":{"type":"LineString","coordinates":[[-95.01214,16.6166],[-95.01032,16.61786],[-95.00761,16.61979],[-95.00568,16.62115],[-95.00477,16.62181],[-95.004,16.62158],[-95.00316,16.62134],[-95.0022,16.62104],[-95.00041,16.62052],[-94.99722,16.61958],[-94.99421,16.61865],[-94.99113,16.61773],[-94.98821,16.61685],[-94.98481,16.61584],[-94.98224,16.61508],[-94.97968,16.61416],[-94.97639,16.61302],[-94.97291,16.61176],[-94.97027,16.6108],[-94.9677,16.60987],[-94.96515,16.60894],[-94.96202,16.60781],[-94.96075,16.60734],[-94.95936,16.60685],[-94.95868,16.60661],[-94.95808,16.60637],[-94.95623,16.60452],[-94.95441,16.60272],[-94.95209,16.6004],[-94.94994,16.59825],[-94.94765,16.59595],[-94.94573,16.59404],[-94.94342,16.59374],[-94.94008,16.59331],[-94.93649,16.59284],[-94.93312,16.5924],[-94.93,16.59198],[-94.92689,16.59158],[-94.92349,16.59113],[-94.92053,16.59074],[-94.91808,16.59043],[-94.91516,16.58882],[-94.91217,16.58719],[-94.90901,16.58546],[-94.90637,16.58402],[-94.90437,16.58293],[-94.9017,16.58218],[-94.8988,16.58134],[-94.89558,16.58044],[-94.8926,16.57959],[-94.88902,16.57858],[-94.88543,16.57756],[-94.88198,16.57657],[-94.87876,16.57566],[-94.87591,16.57485],[-94.87287,16.57399],[-94.86987,16.57406]]}}
Línea 230.0 kV | LineString | 230.0 kV | 2 |  |  | CFE |  |  |  |  | OpenStreetMap | {"type":"Feature","properties":{},"geometry":{"type":"LineString","coordinates":[[-95.01217,16.61095],[-95.01379,16.60816],[-95.0154,16.6054],[-95.01877,16.60485],[-95.0224,16.60426],[-95.02639,16.60362],[-95.0301,16.60302],[-95.03298,16.60075],[-95.03548,16.59879],[-95.03856,16.59638],[-95.04135,16.59419],[-95.04397,16.59211],[-95.04666,16.59],[-95.0494,16.58784],[-95.05226,16.58559],[-95.0549,16.58352],[-95.05754,16.58144],[-95.06032,16.57926],[-95.06322,16.57698],[-95.06587,16.57488],[-95.06849,16.57282],[-95.0711,16.57078],[-95.07055,16.56783],[-95.07,16.56487],[-95.06946,16.56196],[-95.06789,16.55974],[-95.06597,16.55701],[-95.0641,16.5544],[-95.06235,16.55191],[-95.06073,16.54961],[-95.05871,16.54677],[-95.0567,16.54391],[-95.05481,16.54124],[-95.0533,16.53909],[-95.05167,16.53681],[-95.04999,16.53446],[-95.04831,16.53207],[-95.04652,16.52958],[-95.04468,16.527],[-95.04297,16.52457],[-95.04125,16.52216],[-95.03922,16.51931],[-95.03757,16.51699],[-95.03583,16.51453],[-95.03395,16.51186],[-95.03226,16.50943],[-95.03046,16.50695],[-95.02847,16.50415],[-95.02666,16.50161],[-95.0249,16.49912],[-95.02318,16.49672],[-95.0206,16.49378],[-95.01803,16.4908],[-95.01445,16.4902],[-95.01089,16.48959],[-95.00785,16.48906],[-95.00568,16.48636],[-95.00298,16.48642],[-95.00026,16.48648],[-94.99811,16.48519],[-94.99621,16.48398],[-94.99341,16.48372],[-94.99068,16.48349],[-94.98795,16.48326]]}}
Línea 230.0 kV | LineString | 230.0 kV | 2 |  |  | CFE |  |  |  |  | OpenStreetMap | {"type":"Feature","properties":{},"geometry":{"type":"LineString","coordinates":[[-94.96013,16.59507],[-94.9576,16.59463],[-94.95467,16.59414],[-94.95129,16.59356],[-94.94858,16.59312],[-94.94568,16.59264],[-94.94288,16.59217],[-94.94073,16.59047],[-94.93877,16.58893],[-94.93684,16.58742],[-94.9346,16.58566],[-94.93215,16.58374],[-94.92913,16.5826],[-94.92602,16.58142],[-94.92308,16.58032],[-94.92003,16.57917],[-94.91705,16.57805],[-94.91402,16.5769],[-94.91094,16.57575],[-94.90793,16.57462],[-94.90471,16.57459],[-94.90142,16.57455],[-94.89815,16.5745],[-94.8952,16.57448],[-94.89198,16.57446],[-94.88873,16.57442],[-94.88548,16.57438],[-94.88236,16.57435],[-94.87944,16.57432],[-94.87728,16.57254],[-94.87719,16.57106],[-94.87696,16.56785],[-94.87676,16.56497],[-94.87655,16.5619],[-94.87632,16.55883],[-94.87612,16.5559],[-94.87368,16.5544],[-94.8716,16.55312],[-94.86934,16.5517],[-94.86711,16.55034],[-94.86465,16.54883],[-94.86204,16.54723],[-94.8595,16.54568],[-94.85687,16.54408],[-94.8543,16.5425],[-94.85348,16.54105],[-94.85094,16.53983],[-94.84886,16.53885],[-94.84654,16.53722],[-94.84444,16.53576],[-94.84234,16.53428],[-94.84038,16.53293],[-94.83861,16.53168],[-94.83551,16.5295],[-94.83296,16.52772],[-94.83054,16.52603],[-94.82809,16.52431],[-94.82553,16.52252],[-94.8226,16.52124],[-94.81974,16.51999],[-94.81687,16.51876],[-94.81405,16.51753],[-94.8135,16.51528],[-94.81292,16.51299],[-94.81236,16.51075],[-94.81158,16.50767],[-94.81079,16.50457],[-94.81004,16.50152],[-94.80928,16.49852]]}}
Línea 230.0 kV | LineString | 230.0 kV |  |  |  | CFE |  |  |  |  | OpenStreetMap | {"type":"Feature","properties":{},"geometry":{"type":"LineString","coordinates":[[-94.96156,16.53661],[-94.96152,16.53621]]}}
Línea 230.0 kV | LineString | 230.0 kV |  |  |  | CFE |  |  |  |  | OpenStreetMap | {"type":"Feature","properties":{},"geometry":{"type":"LineString","coordinates":[[-94.96589,16.51928],[-94.96677,16.52085]]}}
Línea 230.0 kV | LineString | 230.0 kV |  |  |  | CFE |  |  |  |  | OpenStreetMap | {"type":"Feature","properties":{},"geometry":{"type":"LineString","coordinates":[[-94.96677,16.52085],[-94.96704,16.52445]]}}
Línea 230.0 kV | LineString | 230.0 kV | 2 |  |  | CFE |  |  |  |  | OpenStreetMap | {"type":"Feature","properties":{},"geometry":{"type":"LineString","coordinates":[[-94.96565,16.51873],[-94.96448,16.52137],[-94.96619,16.52452]]}}
Línea 230.0 kV | LineString | 230.0 kV |  |  |  | CFE |  |  |  |  | OpenStreetMap | {"type":"Feature","properties":{},"geometry":{"type":"LineString","coordinates":[[-94.96704,16.52445],[-94.96719,16.52727],[-94.96449,16.5293],[-94.96322,16.53027],[-94.96263,16.53236],[-94.9605,16.53533],[-94.96152,16.53621]]}}
Línea 230.0 kV | LineString | 230.0 kV | 1 |  |  | CFE |  |  |  |  | OpenStreetMap | {"type":"Feature","properties":{},"geometry":{"type":"LineString","coordinates":[[-94.82351,16.57683],[-94.82346,16.57728]]}}
Línea 230.0 kV | LineString | 230.0 kV |  |  |  | CFE |  |  |  |  | OpenStreetMap | {"type":"Feature","properties":{},"geometry":{"type":"LineString","coordinates":[[-94.96499,16.51812],[-94.96476,16.51833]]}}
Línea 230.0 kV | LineString | 230.0 kV |  |  |  | CFE |  |  |  |  | OpenStreetMap | {"type":"Feature","properties":{},"geometry":{"type":"LineString","coordinates":[[-94.96482,16.51804],[-94.96476,16.51833]]}}
Línea 230.0 kV | LineString | 230.0 kV | 1 |  |  | CFE |  |  |  |  | OpenStreetMap | {"type":"Feature","properties":{},"geometry":{"type":"LineString","coordinates":[[-94.8238,16.57723],[-94.82382,16.57684],[-94.82351,16.57683]]}}
Línea 230.0 kV | LineString | 230.0 kV | 2 |  |  | CFE |  |  |  |  | OpenStreetMap | {"type":"Feature","properties":{},"geometry":{"type":"LineString","coordinates":[[-94.96476,16.51833],[-94.96365,16.52059],[-94.96247,16.52303],[-94.96121,16.5256],[-94.95983,16.52904],[-94.95872,16.53181],[-94.95708,16.53478],[-94.9558,16.53712],[-94.9545,16.5395],[-94.95277,16.54262],[-94.95123,16.54538],[-94.95087,16.5457],[-94.94989,16.54493],[-94.9496,16.54415],[-94.94932,16.54336],[-94.9491,16.54258],[-94.94889,16.54177],[-94.94834,16.54072],[-94.94753,16.54067],[-94.94407,16.54115],[-94.94345,16.54435],[-94.94274,16.54788],[-94.94217,16.55077],[-94.93911,16.55197],[-94.93567,16.5533],[-94.93237,16.5546],[-94.92863,16.55606],[-94.92499,16.55748],[-94.92117,16.55896],[-94.91746,16.5604],[-94.91398,16.56176],[-94.91057,16.56309],[-94.907,16.56447],[-94.90327,16.56593],[-94.9,16.5672],[-94.89613,16.56872],[-94.89297,16.56988],[-94.89015,16.57091],[-94.88699,16.57115],[-94.88321,16.57142],[-94.87921,16.57171],[-94.87528,16.572],[-94.87154,16.57224],[-94.86744,16.57254],[-94.86381,16.57284],[-94.85982,16.57311],[-94.85555,16.57342],[-94.8514,16.57374],[-94.8474,16.57402],[-94.84352,16.57431],[-94.83953,16.57459],[-94.83548,16.57489],[-94.83141,16.5752],[-94.82709,16.57551],[-94.82343,16.57577],[-94.82351,16.57683]]}}
Línea 230.0 kV | LineString | 230.0 kV |  |  |  | CFE |  |  |  |  | OpenStreetMap | {"type":"Feature","properties":{},"geometry":{"type":"LineString","coordinates":[[-94.94624,16.48652],[-94.94527,16.4865],[-94.94236,16.48829],[-94.93945,16.49005],[-94.93656,16.49183],[-94.93363,16.49362],[-94.93067,16.49541],[-94.92794,16.49709],[-94.92506,16.49885],[-94.92218,16.50062],[-94.91956,16.50222],[-94.91664,16.50401],[-94.91364,16.50463],[-94.91089,16.50521],[-94.90941,16.50714],[-94.90783,16.50914],[-94.90571,16.51042],[-94.90355,16.51172],[-94.90153,16.51294],[-94.89869,16.51467],[-94.89587,16.51637],[-94.89398,16.51751],[-94.89175,16.51835],[-94.8903,16.51973],[-94.8879,16.52118],[-94.88554,16.52262],[-94.88319,16.52403],[-94.88055,16.52562],[-94.87818,16.52705],[-94.87515,16.52889],[-94.87221,16.53066],[-94.86927,16.53241],[-94.86658,16.53403],[-94.86384,16.53569],[-94.86083,16.5375],[-94.85793,16.53926],[-94.85504,16.54102],[-94.8523,16.54213],[-94.84994,16.5431],[-94.84737,16.54414],[-94.84502,16.54451],[-94.84267,16.54487],[-94.84001,16.54527],[-94.83762,16.54564],[-94.83482,16.54608],[-94.83229,16.54647],[-94.83101,16.54648]]}}
Línea 230.0 kV | LineString | 230.0 kV |  |  |  | CFE |  |  |  |  | OpenStreetMap | {"type":"Feature","properties":{},"geometry":{"type":"LineString","coordinates":[[-94.96468,16.51796],[-94.96454,16.51824],[-94.96427,16.5181],[-94.96474,16.51724],[-94.96544,16.51594],[-94.96367,16.51322],[-94.96207,16.51078],[-94.9603,16.50805],[-94.9585,16.5053],[-94.95672,16.50258],[-94.95493,16.49983],[-94.95324,16.49723],[-94.95146,16.49453],[-94.94971,16.49181],[-94.94799,16.48922],[-94.94624,16.48652]]}}
Línea 230.0 kV | LineString | 230.0 kV |  |  |  | CFE |  |  |  |  | OpenStreetMap | {"type":"Feature","properties":{},"geometry":{"type":"LineString","coordinates":[[-94.80318,16.56108],[-94.80287,16.56284],[-94.8024,16.56543],[-94.80192,16.56813],[-94.8015,16.57058],[-94.80091,16.57386],[-94.8003,16.57731],[-94.80022,16.5784],[-94.80155,16.58012],[-94.80318,16.58222],[-94.80466,16.58413],[-94.80515,16.58719],[-94.80562,16.59017],[-94.80604,16.59293],[-94.80471,16.59479],[-94.8033,16.59679],[-94.8018,16.59891],[-94.8004,16.60092]]}}
Línea 230.0 kV | LineString | 230.0 kV |  |  |  | CFE |  |  |  |  | OpenStreetMap | {"type":"Feature","properties":{},"geometry":{"type":"LineString","coordinates":[[-94.7257,16.56837],[-94.72571,16.56779]]}}
Línea 230.0 kV | LineString | 230.0 kV |  |  |  | CFE |  |  |  |  | OpenStreetMap | {"type":"Feature","properties":{},"geometry":{"type":"LineString","coordinates":[[-94.79991,16.60101],[-94.8004,16.60092]]}}
Línea 230.0 kV | LineString | 230.0 kV |  |  |  | CFE |  |  |  |  | OpenStreetMap | {"type":"Feature","properties":{},"geometry":{"type":"LineString","coordinates":[[-94.82294,16.57722],[-94.8229,16.57693],[-94.82184,16.57631]]}}
Línea 230.0 kV | LineString | 230.0 kV |  |  |  | CFE |  |  |  |  | OpenStreetMap | {"type":"Feature","properties":{},"geometry":{"type":"LineString","coordinates":[[-94.73807,16.57195],[-94.73709,16.57364],[-94.73628,16.57502],[-94.73629,16.57557]]}}
Línea 230.0 kV | LineString | 230.0 kV |  |  |  | CFE |  |  |  |  | OpenStreetMap | {"type":"Feature","properties":{},"geometry":{"type":"LineString","coordinates":[[-94.82184,16.57631],[-94.82052,16.57641],[-94.81885,16.57664],[-94.8175,16.57673],[-94.81634,16.57683],[-94.81404,16.57694],[-94.8124,16.57703],[-94.81092,16.57746],[-94.80967,16.57784],[-94.80828,16.57787],[-94.80496,16.57791],[-94.80214,16.57796],[-94.79954,16.578],[-94.79726,16.57803],[-94.79507,16.57805],[-94.79243,16.5781],[-94.78919,16.57807],[-94.7852,16.57811],[-94.78342,16.57645],[-94.78081,16.57573],[-94.77827,16.57506],[-94.77629,16.57587],[-94.77428,16.57668],[-94.77219,16.57642],[-94.76973,16.57614],[-94.76828,16.57581],[-94.76683,16.57598],[-94.76496,16.57589],[-94.76453,16.57458],[-94.76383,16.57242],[-94.7613,16.57248],[-94.75876,16.57258],[-94.75545,16.57268],[-94.75342,16.57274],[-94.75112,16.57282],[-94.74891,16.57291],[-94.74637,16.57297],[-94.74486,16.5716],[-94.74263,16.57171],[-94.74021,16.57183],[-94.73807,16.57195]]}}
Línea 230.0 kV | LineString | 230.0 kV |  |  |  | CFE |  |  |  |  | OpenStreetMap | {"type":"Feature","properties":{},"geometry":{"type":"LineString","coordinates":[[-94.82407,16.57792],[-94.82417,16.57863],[-94.82264,16.579],[-94.82242,16.57756],[-94.82184,16.57631]]}}
Línea 230.0 kV | LineString | 230.0 kV |  |  |  | CFE |  |  |  |  | OpenStreetMap | {"type":"Feature","properties":{},"geometry":{"type":"LineString","coordinates":[[-94.73807,16.57195],[-94.73807,16.57127],[-94.73805,16.57037],[-94.73552,16.57046],[-94.7333,16.57052],[-94.73124,16.57059],[-94.72868,16.57065],[-94.72625,16.57072],[-94.7257,16.56837]]}}
Línea 230.0 kV | LineString | 230.0 kV | 1 |  |  | CFE |  |  |  |  | OpenStreetMap | {"type":"Feature","properties":{},"geometry":{"type":"LineString","coordinates":[[-91.86879,17.75744],[-91.86876,17.75782]]}}
Línea 230.0 kV | LineString | 230.0 kV |  |  |  | CFE |  |  |  |  | OpenStreetMap | {"type":"Feature","properties":{},"geometry":{"type":"LineString","coordinates":[[-92.92594,17.8437],[-92.92547,17.84373]]}}
Línea 230.0 kV | LineString | 230.0 kV |  |  |  | CFE |  |  |  |  | OpenStreetMap | {"type":"Feature","properties":{},"geometry":{"type":"LineString","coordinates":[[-92.92592,17.84403],[-92.92513,17.84387]]}}
Línea 230.0 kV | LineString | 230.0 kV |  |  |  | CFE |  |  |  |  | OpenStreetMap | {"type":"Feature","properties":{},"geometry":{"type":"LineString","coordinates":[[-92.92493,18.0499],[-92.92478,18.05047],[-92.92476,18.04988]]}}
Línea 230.0 kV | LineString | 230.0 kV | 2 |  |  | CFE |  |  |  |  | OpenStreetMap | {"type":"Feature","properties":{},"geometry":{"type":"LineString","coordinates":[[-92.92547,17.84373],[-92.92315,17.8433],[-92.92054,17.84284],[-92.91756,17.84231],[-92.91528,17.83904],[-92.91207,17.83571]]}}
Línea 230.0 kV | LineString | 230.0 kV | 2 |  |  | CFE |  |  |  |  | OpenStreetMap | {"type":"Feature","properties":{},"geometry":{"type":"LineString","coordinates":[[-92.91839,17.84306],[-92.92009,17.84338],[-92.92274,17.84375]]}}
Línea 230.0 kV | LineString | 230.0 kV | 1 |  |  | CFE |  |  |  |  | OpenStreetMap | {"type":"Feature","properties":{},"geometry":{"type":"LineString","coordinates":[[-92.91011,17.83849],[-92.91019,17.8418],[-92.91028,17.84431],[-92.91037,17.84756],[-92.91039,17.84831]]}}
Línea 230.0 kV | LineString | 230.0 kV |  |  |  | CFE |  |  |  |  | OpenStreetMap | {"type":"Feature","properties":{},"geometry":{"type":"LineString","coordinates":[[-92.91039,17.84831],[-92.90871,17.85108],[-92.9067,17.8544],[-92.90494,17.85729],[-92.90345,17.85976],[-92.90157,17.86288],[-92.89972,17.86594],[-92.89781,17.86906],[-92.89604,17.87204],[-92.8941,17.87521],[-92.89244,17.87793],[-92.89089,17.88053],[-92.88879,17.88399],[-92.88681,17.88726],[-92.88517,17.88998],[-92.88385,17.89214],[-92.88466,17.89452],[-92.88569,17.89749],[-92.88674,17.90055],[-92.88795,17.9041],[-92.88937,17.90826],[-92.89058,17.91175],[-92.89173,17.91509],[-92.89288,17.91844],[-92.89249,17.92216],[-92.89212,17.92558],[-92.8917,17.92934],[-92.89133,17.93276],[-92.89097,17.93613],[-92.89064,17.93924],[-92.89028,17.94247],[-92.88989,17.94606],[-92.88952,17.9496],[-92.88916,17.95297],[-92.88883,17.95605],[-92.88937,17.95846],[-92.89021,17.96199],[-92.89101,17.96544],[-92.89185,17.96896],[-92.89267,17.97247],[-92.8935,17.97602],[-92.89427,17.97934],[-92.8921,17.98161],[-92.8892,17.98465],[-92.88618,17.98782],[-92.88309,17.99106],[-92.88021,17.99405],[-92.87798,17.99639],[-92.87559,17.99889],[-92.87303,18.00159],[-92.87199,18.00562],[-92.87099,18.00946],[-92.87023,18.01245],[-92.86943,18.01553],[-92.86865,18.01857],[-92.8699,18.02307],[-92.87232,18.02561],[-92.87486,18.02831],[-92.87719,18.03075],[-92.87934,18.03301],[-92.88213,18.03596],[-92.88465,18.03859],[-92.88721,18.04129],[-92.89163,18.04275],[-92.89597,18.0442],[-92.89873,18.04659],[-92.90136,18.04887],[-92.90432,18.05144],[-92.90725,18.05206],[-92.91066,18.05276],[-92.91403,18.05348],[-92.91694,18.05408],[-92.92,18.05357],[-92.92314,18.05306],[-92.92455,18.05147],[-92.92478,18.05047]]}}
Línea 230.0 kV | LineString | 230.0 kV | 1 |  |  | CFE |  |  |  |  | OpenStreetMap | {"type":"Feature","properties":{},"geometry":{"type":"LineString","coordinates":[[-92.92507,18.04991],[-92.92507,18.05032],[-92.92672,18.05144],[-92.92965,18.05176],[-92.93004,18.0518],[-92.93322,18.05041],[-92.93378,18.04985],[-92.93431,18.04931],[-92.93765,18.04603],[-92.93822,18.04408],[-92.93832,18.04374],[-92.94029,18.04099],[-92.94272,18.03761],[-92.94427,18.03607],[-92.94621,18.03418],[-92.94953,18.03175],[-92.95277,18.02936],[-92.95632,18.02675],[-92.9596,18.02434],[-92.96101,18.02119],[-92.96203,18.02026],[-92.96225,18.01787],[-92.96251,18.01511],[-92.96368,18.01274],[-92.96504,18.01006],[-92.96652,18.0071],[-92.96817,18.00377],[-92.96966,18.00081],[-92.97298,17.99934],[-92.97724,17.99745],[-92.98143,17.9956],[-92.98422,17.99436],[-92.98734,17.99298],[-92.99013,17.99016],[-92.99162,17.98866],[-92.99337,17.98838],[-92.99601,17.98797],[-92.99839,17.98803],[-93.00113,17.98809],[-93.00461,17.98816],[-93.00848,17.98824],[-93.01249,17.98832],[-93.01567,17.9884],[-93.01907,17.98765],[-93.02244,17.98692],[-93.02552,17.98624],[-93.0281,17.98568],[-93.03148,17.98494],[-93.03262,17.98407],[-93.03356,17.9838],[-93.03406,17.98275],[-93.03484,17.98185],[-93.0357,17.98109],[-93.03686,17.98054],[-93.03977,17.9804],[-93.04104,17.98031],[-93.04224,17.98023],[-93.04349,17.98015],[-93.04489,17.98006],[-93.04616,17.97997],[-93.04759,17.97988],[-93.04963,17.97974],[-93.05139,17.97962],[-93.05316,17.97952],[-93.05523,17.97939],[-93.05633,17.97932],[-93.058,17.97921],[-93.06034,17.97905],[-93.06167,17.97897],[-93.06345,17.97885],[-93.06525,17.97873],[-93.06621,17.97866],[-93.06805,17.97855],[-93.07006,17.97843],[-93.07152,17.97833],[-93.0725,17.97827],[-93.07353,17.97821],[-93.07465,17.97814],[-93.07664,17.978],[-93.07837,17.97789],[-93.08035,17.97776],[-93.08193,17.97766],[-93.0839,17.97754],[-93.08581,17.97742],[-93.08698,17.97733],[-93.08816,17.97727],[-93.08882,17.97723],[-93.0905,17.97722],[-93.09196,17.97727],[-93.09382,17.97735],[-93.09538,17.97742],[-93.09681,17.97747],[-93.09832,17.97722],[-93.10043,17.97674],[-93.10194,17.97644],[-93.10398,17.976],[-93.1095,17.97485],[-93.11125,17.97445],[-93.1143,17.97393],[-93.11544,17.97392],[-93.11691,17.97393],[-93.11842,17.97396],[-93.11982,17.97399],[-93.12176,17.97403],[-93.12381,17.97407],[-93.12493,17.9741],[-93.12671,17.97414],[-93.12987,17.9742],[-93.13446,17.9743],[-93.13643,17.97434],[-93.13818,17.97393],[-93.14051,17.97427],[-93.14297,17.9752],[-93.14567,17.97625],[-93.14915,17.97758],[-93.15261,17.97886],[-93.15551,17.97998]]}}
Línea 230.0 kV | LineString | 230.0 kV |  |  |  | CFE |  |  |  |  | OpenStreetMap | {"type":"Feature","properties":{},"geometry":{"type":"LineString","coordinates":[[-93.34167,17.99704],[-93.34165,17.99666],[-93.34162,17.99348],[-93.34157,17.99032],[-93.34153,17.98719],[-93.3415,17.98403],[-93.34145,17.9808],[-93.34141,17.97757],[-93.34136,17.97434],[-93.34132,17.97132],[-93.34129,17.96815],[-93.34123,17.965],[-93.34327,17.96343],[-93.34523,17.96186],[-93.34772,17.95991],[-93.35025,17.9579],[-93.35291,17.95581],[-93.35544,17.95381],[-93.358,17.95181],[-93.36055,17.94978],[-93.36308,17.94778],[-93.36547,17.94589],[-93.3681,17.94381],[-93.3705,17.94194],[-93.37308,17.93991],[-93.37548,17.938],[-93.37759,17.93634],[-93.3794,17.93491],[-93.38177,17.93426],[-93.38498,17.93337],[-93.38812,17.93248],[-93.39141,17.93156],[-93.39463,17.93067],[-93.39788,17.92975],[-93.40124,17.92882],[-93.40325,17.92682],[-93.40535,17.92473],[-93.40757,17.92249],[-93.40973,17.92035],[-93.41184,17.9182],[-93.41407,17.91599],[-93.41642,17.91362],[-93.41842,17.91159],[-93.4196,17.90939],[-93.42119,17.90638],[-93.4224,17.90408],[-93.42365,17.90172],[-93.42511,17.89896],[-93.42655,17.89623],[-93.42778,17.8939],[-93.42949,17.89066],[-93.43094,17.88792],[-93.43252,17.88493],[-93.43379,17.88253],[-93.43376,17.88009],[-93.43371,17.87732],[-93.4336,17.87174],[-93.43351,17.86649],[-93.43342,17.86133],[-93.43336,17.8582],[-93.43331,17.85513],[-93.43326,17.85239],[-93.43321,17.84936],[-93.43316,17.84634],[-93.43309,17.84342],[-93.43302,17.84023],[-93.43297,17.83679],[-93.43292,17.83375],[-93.43286,17.83054],[-93.43281,17.82757],[-93.43276,17.82441],[-93.4327,17.82081],[-93.43264,17.81709],[-93.43259,17.81402],[-93.43413,17.81112],[-93.43543,17.80864],[-93.4366,17.80645],[-93.43783,17.80412],[-93.43932,17.80129],[-93.44066,17.7988],[-93.44194,17.79639],[-93.44328,17.79387],[-93.4445,17.79155],[-93.44601,17.78872],[-93.44746,17.78599],[-93.44889,17.78329],[-93.45039,17.78047],[-93.45183,17.77773],[-93.45331,17.77495],[-93.45475,17.77222],[-93.45623,17.76943],[-93.45777,17.76653],[-93.45926,17.76372],[-93.46071,17.761],[-93.46221,17.75813],[-93.46366,17.75538],[-93.46512,17.75263],[-93.46666,17.7497],[-93.46808,17.74705],[-93.46891,17.74419],[-93.4698,17.74113],[-93.47066,17.73822],[-93.47155,17.73521],[-93.47227,17.73275],[-93.47295,17.73039],[-93.47375,17.72769],[-93.47441,17.72546],[-93.47531,17.72238],[-93.47607,17.71977],[-93.47697,17.71671],[-93.4781,17.71288],[-93.47905,17.70965],[-93.48007,17.70616],[-93.4808,17.70368],[-93.48165,17.70077],[-93.48255,17.69772],[-93.4834,17.69478],[-93.48423,17.69198],[-93.48509,17.68901],[-93.48598,17.68583],[-93.48694,17.68268],[-93.48792,17.67939],[-93.48882,17.67632],[-93.48867,17.67461],[-93.48836,17.67049],[-93.48899,17.66883],[-93.48908,17.66629],[-93.48912,17.66401],[-93.48919,17.66096],[-93.48927,17.65777],[-93.48935,17.65458],[-93.48943,17.65145],[-93.48951,17.64811],[-93.48958,17.64504],[-93.48966,17.64198],[-93.48975,17.63854],[-93.48986,17.63509],[-93.48989,17.63242],[-93.48999,17.62937],[-93.49012,17.62528],[-93.49061,17.62178],[-93.49119,17.61803],[-93.49184,17.61368],[-93.49242,17.60983],[-93.49294,17.60644],[-93.49335,17.60377],[-93.4939,17.60002],[-93.49438,17.59694],[-93.49492,17.59347],[-93.49529,17.59101],[-93.49573,17.5881],[-93.49609,17.58569],[-93.49648,17.58319],[-93.49701,17.5797],[-93.49741,17.5771],[-93.49783,17.57433],[-93.49836,17.57077],[-93.49909,17.56595],[-93.49989,17.56069],[-93.50016,17.55892],[-93.50102,17.55323],[-93.50136,17.55145],[-93.50191,17.54921],[-93.50279,17.5457],[-93.50359,17.5426],[-93.50519,17.53644],[-93.50353,17.53384],[-93.50467,17.52943],[-93.5055,17.52627],[-93.5059,17.52472],[-93.50686,17.52109],[-93.5076,17.51828],[-93.50858,17.51458],[-93.50913,17.51242],[-93.5102,17.5084],[-93.51102,17.50534],[-93.51085,17.50062],[-93.51075,17.49764],[-93.51063,17.49397],[-93.51053,17.48988],[-93.50917,17.48782],[-93.50727,17.48497],[-93.5053,17.48198],[-93.50373,17.47958],[-93.50161,17.47636],[-93.49941,17.473],[-93.49737,17.47006],[-93.49528,17.46672],[-93.49216,17.46194],[-93.49009,17.45878],[-93.48912,17.45731],[-93.48682,17.45378],[-93.4844,17.45015],[-93.48044,17.44749],[-93.47907,17.44658],[-93.47603,17.44454],[-93.47319,17.44519],[-93.47067,17.44584],[-93.46892,17.44623],[-93.46789,17.44647],[-93.46581,17.44675],[-93.46557,17.4469]]}}
Línea 230.0 kV | LineString | 230.0 kV | 1 |  |  | CFE |  |  |  |  | OpenStreetMap | {"type":"Feature","properties":{},"geometry":{"type":"LineString","coordinates":[[-91.73503,17.93754],[-91.73552,17.93692]]}}
Línea 230.0 kV | LineString | 230.0 kV | 1 |  |  | CFE |  |  |  |  | OpenStreetMap | {"type":"Feature","properties":{},"geometry":{"type":"LineString","coordinates":[[-91.86879,17.75744],[-91.86814,17.75768]]}}
Línea 230.0 kV | LineString | 230.0 kV |  |  |  | CFE |  |  |  |  | OpenStreetMap | {"type":"Feature","properties":{},"geometry":{"type":"LineString","coordinates":[[-91.74993,17.93359],[-91.74834,17.93376],[-91.74544,17.93415],[-91.74302,17.93366],[-91.73833,17.93283],[-91.73647,17.93498],[-91.73532,17.93636],[-91.73483,17.93688]]}}
Línea 230.0 kV | LineString | 230.0 kV | 1 |  |  | CFE |  |  |  |  | OpenStreetMap | {"type":"Feature","properties":{},"geometry":{"type":"LineString","coordinates":[[-91.7353,17.93775],[-91.73559,17.93738]]}}
Línea 230.0 kV | LineString | 230.0 kV | 1 |  |  | CFE |  |  |  |  | OpenStreetMap | {"type":"Feature","properties":{},"geometry":{"type":"LineString","coordinates":[[-91.86842,17.75792],[-91.86814,17.75768]]}}
Línea 230.0 kV | LineString | 230.0 kV | 1 |  |  | CFE |  |  |  |  | OpenStreetMap | {"type":"Feature","properties":{},"geometry":{"type":"LineString","coordinates":[[-91.73552,17.93692],[-91.7349,17.93744]]}}
Línea 230.0 kV | LineString | 230.0 kV | 1 |  |  | CFE |  |  |  |  | OpenStreetMap | {"type":"Feature","properties":{},"geometry":{"type":"LineString","coordinates":[[-91.73559,17.93738],[-91.73516,17.93764]]}}
Línea 230.0 kV | LineString | 230.0 kV | 2 |  |  | CFE |  |  |  |  | OpenStreetMap | {"type":"Feature","properties":{},"geometry":{"type":"LineString","coordinates":[[-91.86814,17.75768],[-91.86524,17.75867],[-91.86183,17.75985],[-91.85882,17.7609],[-91.85565,17.762],[-91.85149,17.76342],[-91.84682,17.76504],[-91.84297,17.76634],[-91.84013,17.76733],[-91.83571,17.76884],[-91.83169,17.77024],[-91.82893,17.7712],[-91.82541,17.77239],[-91.82315,17.77318],[-91.8215,17.77664],[-91.81988,17.77997],[-91.81828,17.78334],[-91.81661,17.78679],[-91.815,17.79015],[-91.81322,17.79385],[-91.81157,17.79728],[-91.80996,17.80061],[-91.8083,17.80402],[-91.80682,17.80713],[-91.80529,17.81029],[-91.80387,17.81327],[-91.80227,17.81658],[-91.80078,17.81968],[-91.79934,17.82265],[-91.7979,17.82568],[-91.79639,17.82876],[-91.79488,17.83186],[-91.7934,17.83488],[-91.79194,17.83791],[-91.78911,17.84393],[-91.78941,17.84722],[-91.78971,17.85054],[-91.79004,17.85405],[-91.79027,17.85649],[-91.78781,17.86089],[-91.78629,17.86371],[-91.7846,17.86685],[-91.78306,17.86974],[-91.78151,17.87265],[-91.77978,17.87584],[-91.77819,17.87882],[-91.77657,17.88185],[-91.77488,17.88503],[-91.77324,17.88812],[-91.7715,17.89134],[-91.7699,17.89436],[-91.76827,17.89741],[-91.76654,17.90066],[-91.76489,17.90373],[-91.76307,17.90715],[-91.7613,17.91044],[-91.75964,17.91353],[-91.75801,17.91659],[-91.75636,17.91968],[-91.75472,17.92275],[-91.75304,17.92584],[-91.7514,17.92895],[-91.74985,17.93184],[-91.74821,17.9349],[-91.74659,17.93794],[-91.74504,17.94083],[-91.7446,17.94068],[-91.74291,17.93881],[-91.74116,17.93691],[-91.73702,17.93671],[-91.73552,17.93692]]}}
Línea 230.0 kV | LineString | 230.0 kV |  |  |  | CFE |  |  |  |  | OpenStreetMap | {"type":"Feature","properties":{},"geometry":{"type":"LineString","coordinates":[[-90.7629,18.61031],[-90.76357,18.61031],[-90.76292,18.61001]]}}
Línea 230.0 kV | LineString | 230.0 kV |  |  |  | CFE |  |  |  |  | OpenStreetMap | {"type":"Feature","properties":{},"geometry":{"type":"LineString","coordinates":[[-90.35465,19.7425],[-90.35422,19.74203],[-90.35431,19.74095],[-90.3547,19.73758],[-90.35498,19.73491],[-90.35528,19.73201],[-90.35562,19.7287],[-90.35593,19.72587],[-90.35546,19.72314],[-90.35504,19.72112],[-90.35439,19.71749],[-90.35374,19.71409]]}}
Línea 230.0 kV | LineString | 230.0 kV |  |  |  | CFE |  |  |  |  | OpenStreetMap | {"type":"Feature","properties":{},"geometry":{"type":"LineString","coordinates":[[-90.6124,19.79171],[-90.61256,19.79223]]}}
Línea 230.0 kV | LineString | 230.0 kV |  |  |  | CFE |  |  |  |  | OpenStreetMap | {"type":"Feature","properties":{},"geometry":{"type":"LineString","coordinates":[[-90.6128,19.79195],[-90.6124,19.79171]]}}
Línea 230.0 kV | LineString | 230.0 kV |  |  |  | CFE |  |  |  |  | OpenStreetMap | {"type":"Feature","properties":{},"geometry":{"type":"LineString","coordinates":[[-90.35465,19.7425],[-90.35734,19.74265],[-90.36207,19.74293],[-90.36569,19.74314],[-90.37031,19.7434],[-90.37353,19.74359],[-90.37695,19.74379],[-90.38009,19.74397],[-90.38219,19.74322],[-90.38462,19.74237],[-90.38908,19.74082],[-90.39289,19.73946],[-90.39702,19.73794],[-90.40088,19.73659],[-90.40482,19.7352],[-90.40859,19.73386],[-90.41306,19.73229],[-90.41615,19.73118],[-90.4202,19.72974],[-90.42421,19.7283],[-90.42821,19.7269],[-90.43135,19.72691],[-90.43482,19.7269],[-90.43853,19.72686],[-90.44311,19.72683],[-90.44696,19.7268],[-90.45192,19.72676],[-90.45495,19.72675],[-90.45854,19.72674],[-90.46242,19.72671],[-90.46634,19.72671],[-90.46999,19.72669],[-90.4747,19.72664],[-90.47874,19.72665],[-90.48271,19.72658],[-90.48623,19.72657],[-90.49143,19.72654],[-90.49504,19.7265],[-90.4995,19.72651],[-90.50174,19.72647],[-90.50759,19.72647],[-90.51035,19.72643],[-90.51302,19.72641],[-90.51529,19.72875],[-90.51778,19.73126],[-90.52043,19.73395],[-90.52319,19.73671],[-90.52608,19.73964],[-90.52891,19.74251],[-90.53144,19.74504],[-90.53372,19.74736],[-90.53565,19.7493],[-90.53752,19.74996],[-90.54012,19.75083],[-90.54518,19.75257],[-90.54816,19.75367],[-90.55173,19.7549],[-90.55532,19.75613],[-90.55922,19.75748],[-90.56305,19.7588],[-90.56656,19.75999],[-90.57033,19.7613],[-90.5739,19.76253],[-90.57783,19.76389],[-90.58184,19.76525],[-90.58621,19.76675],[-90.58847,19.76826],[-90.59209,19.77058],[-90.59533,19.7727],[-90.59857,19.77478],[-90.60101,19.77634],[-90.60516,19.77901],[-90.60795,19.7808],[-90.61019,19.78228],[-90.61195,19.78341],[-90.61245,19.78563],[-90.61337,19.78984],[-90.6124,19.79171]]}}
Línea 230.0 kV | LineString | 230.0 kV |  |  |  | CFE |  |  |  |  | OpenStreetMap | {"type":"Feature","properties":{},"geometry":{"type":"LineString","coordinates":[[-89.56847,20.40617],[-89.56823,20.40659],[-89.56755,20.40786],[-89.56682,20.40862]]}}
Línea 230.0 kV | LineString | 230.0 kV |  |  |  | CFE |  |  |  |  | OpenStreetMap | {"type":"Feature","properties":{},"geometry":{"type":"LineString","coordinates":[[-88.26562,20.69565],[-88.26536,20.69554],[-88.26589,20.6943],[-88.26575,20.69368],[-88.26586,20.69328]]}}
Línea 230.0 kV | LineString | 230.0 kV | 2 |  |  | CFE |  |  |  |  | OpenStreetMap | {"type":"Feature","properties":{},"geometry":{"type":"LineString","coordinates":[[-86.92951,20.83344],[-86.93015,20.83348],[-86.93192,20.83361],[-86.93283,20.83619],[-86.93516,20.83638],[-86.93708,20.83652],[-86.93787,20.83754],[-86.93774,20.83815],[-86.93736,20.84114],[-86.93718,20.84387],[-86.93698,20.84657],[-86.93677,20.84965],[-86.93654,20.85298],[-86.93635,20.85568],[-86.93616,20.85834],[-86.93596,20.86127],[-86.93577,20.86402],[-86.93447,20.8665],[-86.93313,20.86906],[-86.93167,20.87186],[-86.9301,20.87487],[-86.92852,20.87787],[-86.92703,20.88075],[-86.92566,20.88339],[-86.92386,20.88396],[-86.92203,20.88455],[-86.91996,20.88365],[-86.91781,20.88272],[-86.91484,20.88141],[-86.91188,20.88012],[-86.90899,20.87886],[-86.90617,20.87763],[-86.90343,20.87644],[-86.90042,20.87515],[-86.89781,20.87351],[-86.89512,20.87278],[-86.89486,20.87358]]}}
Línea 230.0 kV | LineString | 230.0 kV | 4 |  |  | CFE |  |  |  |  | OpenStreetMap | {"type":"Feature","properties":{},"geometry":{"type":"LineString","coordinates":[[-86.88414,20.98645],[-86.88543,20.99024],[-86.88676,20.99377],[-86.88762,20.99621],[-86.88823,20.99793],[-86.88957,21.00175],[-86.89094,21.00562],[-86.89233,21.00947],[-86.89367,21.01331],[-86.89491,21.01703],[-86.89649,21.0212],[-86.89731,21.02358],[-86.89814,21.02596],[-86.89921,21.02894],[-86.90049,21.03252],[-86.90184,21.03639],[-86.90321,21.04024],[-86.90383,21.04224]]}}
Línea 230.0 kV | LineString | 230.0 kV | 4 |  |  | CFE |  |  |  |  | OpenStreetMap | {"type":"Feature","properties":{},"geometry":{"type":"LineString","coordinates":[[-86.96634,20.7763],[-86.96545,20.77734],[-86.96271,20.78042],[-86.95995,20.7835],[-86.95725,20.78668],[-86.95449,20.78985],[-86.95184,20.79283],[-86.94911,20.79589],[-86.94641,20.79902],[-86.94363,20.80215],[-86.94096,20.8052],[-86.93821,20.80836],[-86.93558,20.81132],[-86.93276,20.81453],[-86.93001,20.81768],[-86.92728,20.82079],[-86.92453,20.82393],[-86.92179,20.82706],[-86.92046,20.82866]]}}
Línea 230.0 kV | LineString | 230.0 kV | 3 |  |  | CFE |  |  |  |  | OpenStreetMap | {"type":"Feature","properties":{},"geometry":{"type":"LineString","coordinates":[[-86.88291,20.98296],[-86.88414,20.98645]]}}
Línea 230.0 kV | LineString | 230.0 kV | 4 |  |  | Comisión Federal de Electricidad |  |  |  |  | OpenStreetMap | {"type":"Feature","properties":{},"geometry":{"type":"LineString","coordinates":[[-87.08214,20.63109],[-87.08102,20.63256],[-87.07993,20.63397],[-87.07881,20.63544],[-87.07771,20.63684],[-87.07517,20.64017],[-87.07273,20.64334],[-87.07033,20.64651],[-87.06779,20.64981],[-87.06529,20.65312],[-87.06273,20.65638],[-87.0602,20.65968],[-87.05755,20.66313],[-87.05515,20.66627],[-87.05262,20.66952],[-87.05009,20.67284],[-87.04757,20.67612],[-87.04505,20.6794],[-87.04253,20.68269],[-87.04005,20.68597],[-87.03792,20.68871],[-87.03568,20.69161],[-87.03316,20.69487],[-87.03269,20.69546]]}}
Línea 230.0 kV | LineString | 230.0 kV | 4 |  |  | CFE |  |  |  |  | OpenStreetMap | {"type":"Feature","properties":{},"geometry":{"type":"LineString","coordinates":[[-86.89486,20.87358],[-86.89415,20.87573],[-86.8929,20.87959],[-86.89164,20.88344],[-86.89041,20.88731],[-86.88918,20.89121],[-86.88801,20.89492],[-86.88684,20.89873],[-86.88563,20.90256],[-86.88439,20.90651],[-86.88319,20.91042],[-86.88197,20.91426],[-86.88083,20.91791],[-86.87952,20.922],[-86.8783,20.92587],[-86.87706,20.92977],[-86.87585,20.93364],[-86.87462,20.93748],[-86.87344,20.94133],[-86.87217,20.94525],[-86.87088,20.94907],[-86.87215,20.95265],[-86.87353,20.95653],[-86.87488,20.96036],[-86.87631,20.96441],[-86.87672,20.96543],[-86.87759,20.96805],[-86.87894,20.97189],[-86.88031,20.97578],[-86.88164,20.97957],[-86.88291,20.98296]]}}
Línea 230.0 kV | LineString | 230.0 kV | 2 |  |  | CFE |  |  |  |  | OpenStreetMap | {"type":"Feature","properties":{},"geometry":{"type":"LineString","coordinates":[[-87.0831,20.63131],[-87.08329,20.63144],[-87.08307,20.63172],[-87.08214,20.63109]]}}
Línea 230.0 kV | LineString | 230.0 kV |  |  |  | CFE |  |  |  |  | OpenStreetMap | {"type":"Feature","properties":{},"geometry":{"type":"LineString","coordinates":[[-86.85069,21.06784],[-86.85471,21.0684],[-86.85869,21.06893],[-86.86272,21.06951],[-86.86699,21.07011],[-86.8712,21.07071],[-86.87516,21.07128],[-86.87944,21.07189],[-86.88358,21.07247],[-86.88723,21.07299]]}}
Línea 230.0 kV | LineString | 230.0 kV |  |  |  | CFE |  |  |  |  | OpenStreetMap | {"type":"Feature","properties":{},"geometry":{"type":"LineString","coordinates":[[-86.84833,21.06694],[-86.84782,21.06682]]}}
Línea 230.0 kV | LineString | 230.0 kV |  |  |  | CFE |  |  |  |  | OpenStreetMap | {"type":"Feature","properties":{},"geometry":{"type":"LineString","coordinates":[[-86.84824,21.0675],[-86.84772,21.06738]]}}
Línea 230.0 kV | LineString | 230.0 kV |  |  |  | CFE |  |  |  |  | OpenStreetMap | {"type":"Feature","properties":{},"geometry":{"type":"LineString","coordinates":[[-86.84779,21.06696],[-86.84833,21.06694]]}}
Línea 230.0 kV | LineString | 230.0 kV |  |  |  | CFE |  |  |  |  | OpenStreetMap | {"type":"Feature","properties":{},"geometry":{"type":"LineString","coordinates":[[-86.84769,21.06754],[-86.84824,21.0675]]}}
Línea 230.0 kV | LineString | 230.0 kV |  |  |  | CFE |  |  |  |  | OpenStreetMap | {"type":"Feature","properties":{},"geometry":{"type":"LineString","coordinates":[[-88.26503,20.69688],[-88.26428,20.69654]]}}
Línea 230.0 kV | LineString | 230.0 kV |  |  |  | CFE |  |  |  |  | OpenStreetMap | {"type":"Feature","properties":{},"geometry":{"type":"LineString","coordinates":[[-88.26428,20.69654],[-88.2651,20.69674]]}}
Línea 230.0 kV | LineString | 230.0 kV | 1 |  |  | CFE |  |  |  |  | OpenStreetMap | {"type":"Feature","properties":{},"geometry":{"type":"LineString","coordinates":[[-86.85084,21.18654],[-86.85059,21.18659]]}}
Línea 230.0 kV | LineString | 230.0 kV | 1 |  |  | CFE |  |  |  |  | OpenStreetMap | {"type":"Feature","properties":{},"geometry":{"type":"LineString","coordinates":[[-86.85067,21.18673],[-86.85084,21.18654]]}}
Línea 230.0 kV | LineString | 230.0 kV | 2 |  |  | CFE |  |  |  |  | OpenStreetMap | {"type":"Feature","properties":{},"geometry":{"type":"LineString","coordinates":[[-86.99769,21.08674],[-86.99773,21.08702],[-86.99721,21.08972],[-86.99725,21.09252],[-86.9973,21.09532],[-86.99733,21.09829],[-86.99739,21.10147],[-86.99744,21.10471],[-86.99748,21.10834],[-86.99754,21.11194],[-86.99759,21.11544],[-86.99764,21.11933],[-86.99768,21.1234],[-86.99769,21.12748],[-86.99772,21.13107],[-86.99774,21.13465],[-86.99521,21.13738],[-86.99284,21.13989],[-86.98959,21.14007],[-86.98631,21.14023],[-86.98292,21.14041],[-86.97983,21.14059],[-86.97637,21.14075],[-86.97259,21.14096],[-86.96872,21.14115],[-86.96488,21.14135],[-86.96106,21.14155],[-86.9572,21.14174],[-86.95351,21.14194],[-86.94969,21.14214],[-86.94617,21.14233],[-86.9429,21.14249],[-86.93943,21.14268],[-86.93623,21.14284],[-86.93318,21.14436],[-86.92979,21.14604],[-86.92684,21.14752],[-86.92368,21.14909],[-86.92028,21.15076],[-86.91712,21.15233],[-86.91427,21.15378],[-86.91287,21.15451],[-86.91245,21.15471],[-86.912,21.15494],[-86.91152,21.15518],[-86.90854,21.15664],[-86.90562,21.1581],[-86.90279,21.15951],[-86.89972,21.16105],[-86.89644,21.16267],[-86.8934,21.16419],[-86.88996,21.1659],[-86.88686,21.16745],[-86.88407,21.16884],[-86.88117,21.17029],[-86.87847,21.17164],[-86.87573,21.17301],[-86.87298,21.17437],[-86.87106,21.17512],[-86.86885,21.17623],[-86.86733,21.17697],[-86.86546,21.1779],[-86.86349,21.17889],[-86.86146,21.17989],[-86.8595,21.18087],[-86.85763,21.1818],[-86.85591,21.18263],[-86.8542,21.18348],[-86.85271,21.18421],[-86.85056,21.18529],[-86.85062,21.18615],[-86.85084,21.18654]]}}
Línea 230.0 kV | LineString | 230.0 kV |  |  |  | CFE |  |  |  |  | OpenStreetMap | {"type":"Feature","properties":{},"geometry":{"type":"LineString","coordinates":[[-99.45522,20.65523],[-99.4543,20.6604],[-99.45395,20.66391]]}}
Línea 230.0 kV | LineString | 230.0 kV |  |  |  | CFE |  |  |  |  | OpenStreetMap | {"type":"Feature","properties":{},"geometry":{"type":"LineString","coordinates":[[-99.45522,20.65523],[-99.4546,20.66044],[-99.45395,20.66391]]}}
Línea 230.0 kV | LineString | 230.0 kV |  |  |  | CFE |  |  |  |  | OpenStreetMap | {"type":"Feature","properties":{},"geometry":{"type":"LineString","coordinates":[[-99.45395,20.66391],[-99.4537,20.6659],[-99.4537,20.66601],[-99.45374,20.67321],[-99.4538,20.6796],[-99.45381,20.68158],[-99.45389,20.68566],[-99.45394,20.68802],[-99.45393,20.69205],[-99.45405,20.70019],[-99.45406,20.70505],[-99.45414,20.7101],[-99.45422,20.71506],[-99.45442,20.71824],[-99.45479,20.72446],[-99.45511,20.72915],[-99.45535,20.73213],[-99.45563,20.73663],[-99.45565,20.73698],[-99.45618,20.74529],[-99.45646,20.74882],[-99.45657,20.75172],[-99.45756,20.75517],[-99.45842,20.75794],[-99.45983,20.76235],[-99.46038,20.76481],[-99.46154,20.76878],[-99.46331,20.77614],[-99.46433,20.78045],[-99.46428,20.78409],[-99.46436,20.78955],[-99.46432,20.79592],[-99.46492,20.80054],[-99.46524,20.80341],[-99.46617,20.81038],[-99.4666,20.81353],[-99.45937,20.82687],[-99.45586,20.82932],[-99.45417,20.83052],[-99.44572,20.83654],[-99.44527,20.83742],[-99.44606,20.83846],[-99.44901,20.84214],[-99.4507,20.84531],[-99.4553,20.84832],[-99.45794,20.84918],[-99.45903,20.84883],[-99.4584,20.84751]]}}
Línea 230.0 kV | LineString | 230.0 kV | 1 |  |  | CFE |  |  |  |  | OpenStreetMap | {"type":"Feature","properties":{},"geometry":{"type":"LineString","coordinates":[[-93.51541,17.44085],[-93.51411,17.44408],[-93.5129,17.44725],[-93.51284,17.45423],[-93.51278,17.459],[-93.51275,17.46307],[-93.5127,17.4695],[-93.51262,17.47574],[-93.51259,17.47982],[-93.51254,17.48391],[-93.51247,17.48981],[-93.51242,17.49487],[-93.51245,17.49811],[-93.51242,17.50358],[-93.51124,17.50753],[-93.51032,17.51136],[-93.50931,17.51517],[-93.50847,17.51825],[-93.50767,17.52125],[-93.50674,17.52504],[-93.50553,17.52946],[-93.50443,17.5337],[-93.50295,17.53932],[-93.502,17.54285],[-93.50101,17.54653],[-93.49988,17.55106],[-93.49938,17.55432],[-93.4985,17.56025],[-93.49788,17.56411],[-93.49705,17.56942],[-93.49626,17.57463],[-93.49555,17.57925],[-93.4947,17.58474],[-93.49404,17.5891],[-93.49347,17.59269],[-93.49282,17.59695],[-93.49226,17.60054],[-93.49174,17.60389],[-93.49122,17.6075],[-93.49056,17.61174],[-93.49009,17.61518],[-93.48938,17.61953],[-93.48894,17.62237],[-93.48839,17.62597],[-93.48775,17.63008],[-93.48704,17.63475],[-93.48645,17.63863],[-93.48584,17.64259],[-93.48533,17.64598],[-93.48472,17.64977],[-93.48332,17.65249],[-93.48251,17.65411],[-93.48169,17.65462]]}}
Línea 230.0 kV | LineString | 230.0 kV |  |  |  | CFE |  |  |  |  | OpenStreetMap | {"type":"Feature","properties":{},"geometry":{"type":"LineString","coordinates":[[-93.50239,17.43619],[-93.49822,17.43738],[-93.49147,17.4393],[-93.48696,17.4406],[-93.48196,17.44201],[-93.47803,17.4431],[-93.47357,17.4445],[-93.47028,17.44542],[-93.46859,17.44588],[-93.46581,17.44675],[-93.46552,17.44672]]}}
Línea 230.0 kV | LineString | 230.0 kV |  |  |  | CFE |  |  |  |  | OpenStreetMap | {"type":"Feature","properties":{},"geometry":{"type":"LineString","coordinates":[[-93.50239,17.43619],[-93.49921,17.43611],[-93.49635,17.43664],[-93.49213,17.43721],[-93.48956,17.4381],[-93.48649,17.43916],[-93.48059,17.44121],[-93.47761,17.44223],[-93.47451,17.44329],[-93.47157,17.44443],[-93.46828,17.44519],[-93.46575,17.44639],[-93.46548,17.44654]]}}
Línea 230.0 kV | LineString | 230.0 kV | 1 |  |  | CFE |  |  |  |  | OpenStreetMap | {"type":"Feature","properties":{},"geometry":{"type":"LineString","coordinates":[[-93.46561,17.44707],[-93.466,17.44699],[-93.46649,17.44711],[-93.46728,17.44878],[-93.46707,17.45121],[-93.46197,17.45431],[-93.45737,17.45713],[-93.45308,17.45986],[-93.44813,17.46288],[-93.44534,17.46474],[-93.44249,17.46655],[-93.43981,17.46811],[-93.4336,17.47203],[-93.42991,17.47435],[-93.42746,17.4758],[-93.41914,17.48073],[-93.41755,17.48169],[-93.41085,17.48562],[-93.40834,17.4871],[-93.40525,17.48892],[-93.39893,17.49257],[-93.39505,17.49492],[-93.38571,17.50046],[-93.37684,17.50569],[-93.37213,17.50842],[-93.36798,17.5109],[-93.36353,17.51346],[-93.36001,17.51552],[-93.357,17.51732],[-93.34606,17.52373],[-93.34172,17.52629],[-93.33728,17.52886],[-93.33162,17.53222],[-93.32349,17.53697],[-93.31875,17.53973],[-93.31679,17.54087],[-93.31389,17.54258],[-93.31091,17.54432],[-93.30785,17.54616],[-93.30313,17.54895],[-93.29605,17.55311],[-93.29258,17.55508],[-93.28985,17.55666],[-93.28691,17.55832],[-93.2853,17.55929],[-93.28235,17.56105],[-93.27967,17.56264],[-93.27671,17.56434],[-93.27463,17.56554],[-93.27193,17.56715],[-93.2696,17.5685],[-93.26808,17.57074],[-93.26677,17.57266],[-93.26481,17.57566],[-93.26343,17.57772],[-93.2603,17.58007],[-93.25686,17.58252],[-93.25349,17.58508],[-93.24976,17.58777],[-93.24743,17.58941],[-93.24201,17.59344],[-93.23925,17.5954],[-93.23603,17.59788],[-93.23244,17.60033],[-93.22637,17.60444],[-93.2211,17.60821],[-93.21886,17.60986],[-93.21555,17.61228],[-93.21228,17.61466],[-93.20889,17.61714],[-93.2046,17.62028],[-93.19995,17.62368],[-93.19589,17.62667],[-93.19389,17.62811],[-93.18946,17.63138],[-93.18629,17.63373],[-93.18149,17.63723],[-93.17978,17.63845],[-93.17964,17.64394],[-93.1795,17.64952],[-93.17937,17.6548],[-93.17924,17.65923],[-93.17913,17.66382],[-93.17902,17.66754],[-93.17899,17.66963],[-93.17885,17.67474],[-93.17874,17.67889],[-93.17868,17.6818],[-93.17859,17.68418],[-93.17855,17.6865],[-93.17847,17.68924],[-93.17835,17.69387],[-93.17825,17.69766],[-93.17819,17.70024],[-93.17806,17.70516],[-93.17585,17.71166],[-93.17426,17.71424],[-93.1726,17.71687],[-93.17125,17.71902],[-93.16911,17.72236],[-93.16746,17.72493],[-93.16505,17.72871],[-93.16357,17.73105],[-93.16194,17.73362],[-93.15939,17.73566],[-93.15705,17.73755],[-93.15472,17.73945],[-93.15307,17.74072],[-93.15071,17.74263],[-93.14855,17.74439],[-93.14476,17.74746],[-93.14167,17.74994],[-93.13889,17.75217],[-93.13436,17.75577],[-93.13212,17.75756],[-93.1294,17.75977],[-93.12649,17.76209],[-93.12241,17.76538],[-93.11973,17.76752],[-93.11675,17.76992],[-93.11446,17.77176],[-93.11173,17.77395],[-93.10951,17.77575],[-93.10664,17.77806],[-93.10299,17.78102],[-93.10082,17.78276],[-93.09828,17.78479],[-93.09561,17.78695],[-93.09361,17.78857],[-93.09168,17.7901],[-93.08864,17.79257],[-93.08611,17.79463],[-93.08412,17.79622],[-93.08147,17.79835],[-93.07861,17.80069],[-93.07547,17.8032],[-93.07226,17.80324],[-93.0672,17.80328],[-93.06444,17.8033],[-93.06062,17.80333],[-93.05745,17.80335],[-93.05439,17.80338],[-93.05155,17.80341],[-93.04847,17.80343],[-93.04531,17.80345],[-93.04215,17.80347],[-93.04011,17.80348],[-93.03768,17.8035],[-93.03521,17.80352],[-93.03185,17.80355],[-93.02783,17.80358],[-93.02359,17.80362],[-93.02027,17.80365],[-93.0149,17.80369],[-93.01087,17.80373],[-93.00626,17.80377],[-93.00341,17.8045],[-92.99891,17.80566],[-92.99614,17.80637],[-92.99332,17.80709],[-92.99016,17.8079],[-92.98657,17.80883],[-92.98344,17.80963],[-92.97985,17.81056],[-92.977,17.81128],[-92.97453,17.81191],[-92.97243,17.81245],[-92.97009,17.81304],[-92.96706,17.81381],[-92.96447,17.81447],[-92.96049,17.81548],[-92.95663,17.81647],[-92.95378,17.81719],[-92.95179,17.8194],[-92.94916,17.82224],[-92.94628,17.82539],[-92.94438,17.82752],[-92.94143,17.83074],[-92.93911,17.83326],[-92.93634,17.83631],[-92.93284,17.84015],[-92.93067,17.8425],[-92.92759,17.84399],[-92.9272,17.84416],[-92.92719,17.84354],[-92.92662,17.84358]]}}
Línea 230.0 kV | LineString | 230.0 kV |  |  |  | C.F.E |  |  |  |  | OpenStreetMap | {"type":"Feature","properties":{},"geometry":{"type":"LineString","coordinates":[[-109.05051,25.60825],[-109.0497,25.60864],[-109.04706,25.61012],[-109.04615,25.61139],[-109.04446,25.61425],[-109.04245,25.61765],[-109.04132,25.61941],[-109.04252,25.62272],[-109.04375,25.62614],[-109.04244,25.62841],[-109.04052,25.63177],[-109.03838,25.63551],[-109.03626,25.6394],[-109.03409,25.64315],[-109.03189,25.64701],[-109.02997,25.65038],[-109.02803,25.65375],[-109.02612,25.65712],[-109.02422,25.66038],[-109.02234,25.66367],[-109.02022,25.66733],[-109.01852,25.67032],[-109.01679,25.67337],[-109.01509,25.67633],[-109.01337,25.67928],[-109.01238,25.68106],[-109.01136,25.68282],[-109.00831,25.683],[-109.00529,25.68327]]}}
Línea 230.0 kV | LineString | 230.0 kV |  |  |  | CFE |  |  |  |  | OpenStreetMap | {"type":"Feature","properties":{},"geometry":{"type":"LineString","coordinates":[[-89.53155,20.90377],[-89.53234,20.90426]]}}
Línea 230.0 kV | LineString | 230.0 kV |  |  |  | CFE |  |  |  |  | OpenStreetMap | {"type":"Feature","properties":{},"geometry":{"type":"LineString","coordinates":[[-101.10372,23.09848],[-101.10351,23.09783],[-101.10321,23.09704],[-101.10217,23.09399],[-101.10144,23.0918],[-101.10033,23.08844],[-101.0993,23.0853],[-101.09841,23.08261],[-101.09747,23.07974],[-101.09714,23.07625],[-101.09683,23.07301],[-101.09656,23.07014],[-101.09627,23.06706],[-101.09599,23.06418],[-101.09572,23.06139],[-101.09541,23.05805],[-101.09512,23.05499],[-101.09482,23.05183],[-101.09447,23.04822],[-101.09417,23.04497],[-101.09388,23.04183],[-101.09356,23.03859],[-101.09326,23.03539],[-101.09295,23.03217],[-101.09264,23.02896],[-101.09235,23.02576],[-101.09203,23.02246],[-101.09171,23.01905],[-101.0914,23.01583],[-101.09109,23.01253],[-101.09078,23.00924],[-101.09044,23.00576],[-101.09012,23.00249],[-101.08988,22.99986],[-101.08963,22.99714],[-101.08932,22.99387],[-101.08899,22.99049],[-101.08866,22.98692],[-101.08835,22.98363],[-101.08802,22.98026],[-101.08771,22.97702],[-101.08743,22.97459],[-101.08716,22.97206],[-101.08688,22.9696],[-101.08652,22.96646],[-101.08617,22.96338],[-101.08578,22.96003],[-101.08543,22.95687],[-101.08508,22.95389],[-101.08471,22.95065],[-101.08434,22.9475],[-101.08399,22.94443],[-101.08363,22.94125],[-101.08326,22.938],[-101.08285,22.93457],[-101.08247,22.93124],[-101.08251,22.92871],[-101.08254,22.926],[-101.0826,22.92295],[-101.08265,22.91995],[-101.08269,22.91675],[-101.08274,22.91342],[-101.08279,22.91016],[-101.08283,22.90682],[-101.08288,22.9036],[-101.08293,22.90062],[-101.08297,22.89755],[-101.08271,22.89503],[-101.0824,22.89216],[-101.08205,22.88892],[-101.08168,22.8855],[-101.08135,22.88252],[-101.08101,22.87928],[-101.08071,22.87648],[-101.08043,22.87378],[-101.08007,22.87055],[-101.07972,22.86729],[-101.07937,22.86406],[-101.07902,22.86083],[-101.07868,22.8576],[-101.07834,22.85445],[-101.078,22.85131],[-101.07767,22.84825],[-101.07727,22.84446],[-101.07693,22.84132],[-101.07663,22.83855],[-101.0763,22.83539],[-101.07594,22.83214],[-101.07559,22.82892],[-101.07525,22.82566],[-101.07491,22.82242],[-101.07455,22.81918],[-101.07422,22.81595],[-101.07386,22.8127],[-101.07351,22.80945],[-101.07315,22.80621],[-101.07282,22.80295],[-101.07248,22.79979],[-101.07212,22.79656],[-101.0718,22.79358],[-101.07146,22.79035],[-101.07111,22.78712],[-101.07076,22.78386],[-101.07043,22.78079],[-101.07007,22.77755],[-101.06971,22.77428],[-101.06941,22.77142],[-101.06908,22.76822],[-101.06871,22.76486],[-101.06837,22.76164],[-101.06809,22.75909],[-101.06796,22.7561],[-101.06781,22.75298],[-101.06715,22.75028],[-101.06642,22.74738],[-101.06576,22.74465],[-101.06523,22.74137],[-101.0647,22.73812],[-101.06417,22.73492],[-101.06364,22.73171],[-101.06306,22.72802],[-101.06254,22.72481],[-101.06198,22.72149],[-101.06147,22.71831],[-101.06096,22.71508],[-101.06041,22.71175],[-101.05989,22.70853],[-101.05936,22.70522],[-101.05883,22.70194],[-101.05834,22.69889],[-101.0578,22.69567],[-101.05728,22.69241],[-101.05676,22.68919],[-101.05624,22.68597],[-101.0557,22.68258],[-101.0552,22.67952],[-101.05471,22.67642],[-101.05418,22.67319],[-101.05361,22.66979],[-101.05307,22.66644],[-101.05259,22.6635],[-101.0521,22.66033],[-101.0516,22.65728],[-101.05101,22.65366],[-101.05045,22.65018],[-101.04999,22.64729],[-101.04938,22.64356],[-101.04883,22.64019],[-101.04841,22.63759],[-101.04787,22.63429],[-101.04736,22.63098],[-101.04685,22.62794],[-101.04636,22.62479],[-101.04581,22.62146],[-101.04527,22.61816],[-101.04478,22.61505],[-101.04425,22.61175],[-101.04373,22.60851],[-101.04324,22.60548],[-101.04272,22.60226],[-101.04225,22.59942],[-101.04177,22.59636],[-101.04134,22.59368],[-101.04079,22.59029],[-101.04024,22.58688],[-101.0397,22.58349],[-101.03917,22.58019],[-101.03861,22.57671],[-101.03814,22.57384],[-101.03762,22.57052],[-101.03709,22.56728],[-101.0366,22.56416],[-101.03608,22.56094],[-101.03555,22.55771],[-101.03506,22.55464],[-101.03463,22.55195],[-101.03514,22.54889],[-101.03565,22.54579],[-101.03619,22.54259],[-101.03671,22.53946],[-101.03724,22.5363],[-101.03779,22.53295],[-101.0383,22.52987],[-101.03878,22.52703],[-101.03927,22.52407],[-101.03975,22.52118],[-101.04041,22.51729],[-101.04102,22.51367],[-101.0415,22.51079],[-101.04047,22.50492],[-101.04007,22.50269],[-101.0395,22.49943],[-101.03887,22.49585],[-101.03848,22.49356],[-101.03757,22.4884],[-101.03718,22.48623],[-101.03662,22.48294],[-101.03614,22.48014],[-101.03567,22.47747],[-101.03509,22.4741],[-101.03431,22.46975],[-101.0331,22.46799],[-101.03058,22.46433],[-101.02808,22.4607],[-101.02578,22.45737],[-101.02342,22.45392],[-101.02191,22.45173],[-101.01993,22.44887],[-101.01801,22.44609],[-101.01614,22.44336],[-101.01588,22.44073],[-101.01555,22.43753],[-101.01528,22.43453],[-101.01492,22.43112],[-101.01402,22.42833],[-101.01295,22.42498],[-101.01194,22.42185],[-101.011,22.41901],[-101.00999,22.41586],[-101.00899,22.41274],[-101.00796,22.40954],[-101.00697,22.4065],[-101.006,22.4035],[-101.00503,22.40048],[-101.00405,22.39747],[-101.00304,22.39433],[-101.00206,22.3913],[-101.00164,22.38877],[-101.00122,22.38608],[-101.00078,22.3834],[-101.00026,22.38013],[-100.99974,22.37688],[-100.99921,22.37363],[-100.99869,22.37037],[-100.99816,22.36713],[-100.99765,22.36399],[-100.99712,22.36076],[-100.99659,22.35753],[-100.99606,22.35428],[-100.99555,22.35102],[-100.99504,22.34778],[-100.99451,22.34454],[-100.994,22.34143],[-100.99348,22.33817],[-100.99296,22.33495],[-100.99244,22.33173],[-100.992,22.32891],[-100.99132,22.32869],[-100.99069,22.32895]]}}
Línea 230.0 kV | LineString | 230.0 kV | 2 |  |  | Comisión Federal de Electricidad |  |  |  |  | OpenStreetMap | {"type":"Feature","properties":{},"geometry":{"type":"LineString","coordinates":[[-99.16173,19.15728],[-99.16419,19.15826],[-99.16664,19.15923],[-99.1678,19.15725],[-99.16953,19.1544],[-99.17065,19.15253],[-99.17206,19.15022],[-99.17347,19.14782],[-99.17488,19.14549],[-99.177,19.14346],[-99.17905,19.14139],[-99.18084,19.1396],[-99.1828,19.1376],[-99.18465,19.13577],[-99.18665,19.13379],[-99.18812,19.13236],[-99.19011,19.13039],[-99.19184,19.12866],[-99.19379,19.12679],[-99.19582,19.12474],[-99.1976,19.12299],[-99.19955,19.12104],[-99.20144,19.11915],[-99.20315,19.11747],[-99.20517,19.11548],[-99.2072,19.1135],[-99.20909,19.11162],[-99.21105,19.10965],[-99.21281,19.10791],[-99.2147,19.10603],[-99.21673,19.10401],[-99.21878,19.102],[-99.22047,19.10032],[-99.22216,19.09858],[-99.22311,19.09768],[-99.22388,19.09592],[-99.2249,19.09344],[-99.22596,19.09091],[-99.22703,19.08839],[-99.22808,19.08588],[-99.23016,19.08097],[-99.23104,19.07888],[-99.23186,19.0769],[-99.23295,19.07436],[-99.23378,19.07233],[-99.23454,19.07053],[-99.23536,19.06848],[-99.23722,19.06411],[-99.23703,19.06183],[-99.23672,19.05877],[-99.2366,19.05679],[-99.23636,19.05402],[-99.23611,19.05112],[-99.23591,19.04864],[-99.23569,19.0461],[-99.23543,19.04346],[-99.23517,19.04068],[-99.23496,19.038],[-99.23474,19.03529],[-99.23455,19.03266],[-99.23428,19.03017],[-99.23406,19.02753],[-99.23389,19.02535],[-99.23365,19.02298],[-99.2335,19.02082],[-99.23333,19.01862],[-99.23305,19.01588],[-99.23279,19.01314],[-99.23258,19.01092],[-99.23245,19.00858],[-99.23217,19.00579],[-99.23195,19.00309],[-99.23172,19.00043],[-99.23146,18.99767],[-99.23124,18.99503],[-99.23099,18.99226],[-99.23077,18.98961],[-99.23057,18.98687],[-99.23032,18.98406],[-99.23009,18.98147],[-99.22982,18.97847],[-99.22965,18.97659],[-99.22943,18.97388],[-99.22919,18.97119],[-99.22906,18.96992],[-99.22894,18.96841],[-99.22892,18.96828],[-99.22889,18.96814],[-99.22847,18.96577],[-99.22807,18.96306],[-99.22763,18.9606]]}}
Línea 230.0 kV | LineString | 230.0 kV | 1 |  |  | CFE |  |  |  |  | OpenStreetMap | {"type":"Feature","properties":{},"geometry":{"type":"LineString","coordinates":[[-108.08198,25.48615],[-108.08226,25.4866]]}}
Línea 230.0 kV | LineString | 230.0 kV | 2 |  |  | CFE |  |  |  |  | OpenStreetMap | {"type":"Feature","properties":{},"geometry":{"type":"LineString","coordinates":[[-99.93366,25.59898],[-99.93368,25.59838],[-99.9339,25.59697],[-99.93327,25.59617],[-99.93285,25.59535],[-99.93181,25.59395],[-99.93069,25.59248],[-99.93069,25.59163]]}}
Línea 230.0 kV | LineString | 230.0 kV | 2 |  |  | CFE |  |  |  |  | OpenStreetMap | {"type":"Feature","properties":{},"geometry":{"type":"LineString","coordinates":[[-99.93245,25.60193],[-99.9325,25.60174],[-99.93317,25.60004],[-99.93324,25.59948]]}}
Línea 230.0 kV | LineString | 230.0 kV | 1 |  |  | CFE |  |  |  |  | OpenStreetMap | {"type":"Feature","properties":{},"geometry":{"type":"LineString","coordinates":[[-93.48169,17.65462],[-93.48073,17.65477],[-93.47678,17.65484],[-93.47312,17.65491],[-93.46947,17.65496],[-93.46608,17.65502],[-93.46321,17.65508],[-93.46048,17.65511],[-93.45728,17.65517],[-93.45363,17.65524],[-93.4527,17.65513],[-93.44742,17.65456],[-93.44458,17.65424],[-93.44101,17.65387],[-93.43737,17.65347],[-93.43371,17.65307],[-93.43003,17.65266],[-93.42636,17.65228],[-93.42263,17.65186],[-93.41886,17.65145],[-93.41516,17.65106],[-93.41122,17.65064],[-93.40686,17.65016],[-93.40246,17.64968],[-93.39891,17.65085],[-93.39552,17.65196],[-93.39231,17.653],[-93.3905,17.65359],[-93.38399,17.6557],[-93.38003,17.65699],[-93.37757,17.65779],[-93.37486,17.65864],[-93.37251,17.65945],[-93.36787,17.66097],[-93.36352,17.66238],[-93.3605,17.66336],[-93.35748,17.66435],[-93.35375,17.66556],[-93.35061,17.66659],[-93.34762,17.66754],[-93.34292,17.66909],[-93.33889,17.67039],[-93.33534,17.67155],[-93.33085,17.67301],[-93.32889,17.67366],[-93.32518,17.67474],[-93.32056,17.67605],[-93.31681,17.67713],[-93.30949,17.67925],[-93.30553,17.6804],[-93.30207,17.68139],[-93.2986,17.6824],[-93.29414,17.68376],[-93.29016,17.68489],[-93.28505,17.6865],[-93.28068,17.68789],[-93.27553,17.68961],[-93.27156,17.69086],[-93.26761,17.69215],[-93.26359,17.69348],[-93.26022,17.69505],[-93.25649,17.69681],[-93.25195,17.69891],[-93.24923,17.70017],[-93.24484,17.70225],[-93.24073,17.70415],[-93.23799,17.70542],[-93.23455,17.70705],[-93.23209,17.70818],[-93.22794,17.71013],[-93.22371,17.71209],[-93.21975,17.71396],[-93.21712,17.71517],[-93.21391,17.71667],[-93.20985,17.71859],[-93.20615,17.72032],[-93.20274,17.72192],[-93.20004,17.72316],[-93.19776,17.72423],[-93.19491,17.72556],[-93.19263,17.72706],[-93.18963,17.72903],[-93.18678,17.73092],[-93.18469,17.73229],[-93.18159,17.73434],[-93.17912,17.73596],[-93.17663,17.73762],[-93.17431,17.73913],[-93.17101,17.74134],[-93.16754,17.74362],[-93.16383,17.74609],[-93.16025,17.74843],[-93.15799,17.74991],[-93.15531,17.75169],[-93.1516,17.75413],[-93.14811,17.75643],[-93.14386,17.75922],[-93.1399,17.76184],[-93.13702,17.76373],[-93.13303,17.76637],[-93.12959,17.76861],[-93.12692,17.77036],[-93.12404,17.77225],[-93.12164,17.77383],[-93.11754,17.77654],[-93.11544,17.77799],[-93.11203,17.78017],[-93.10824,17.78266],[-93.10621,17.78399],[-93.10298,17.78612],[-93.0997,17.78827],[-93.09637,17.79047],[-93.09289,17.79276],[-93.08899,17.79532],[-93.08559,17.79757],[-93.08271,17.79945],[-93.08024,17.8011],[-93.07572,17.80406],[-93.07064,17.8041],[-93.06727,17.80414],[-93.06366,17.80417],[-93.05962,17.8042],[-93.05584,17.80423],[-93.05341,17.80425],[-93.05215,17.80426],[-93.04818,17.80429],[-93.04497,17.80433],[-93.04111,17.80435],[-93.03715,17.80438],[-93.03329,17.80442],[-93.02943,17.80445],[-93.02595,17.80448],[-93.02313,17.80451],[-93.02049,17.80453],[-93.01553,17.80457],[-93.01129,17.80462],[-93.00707,17.80464],[-93.00353,17.80554],[-93.00068,17.80627],[-92.99724,17.80716],[-92.99368,17.80808],[-92.98966,17.8091],[-92.98611,17.81001],[-92.98249,17.81095],[-92.97923,17.81179],[-92.97641,17.8125],[-92.97341,17.81327],[-92.96982,17.8142],[-92.96642,17.81513],[-92.9627,17.81615],[-92.95816,17.81739],[-92.95594,17.81803],[-92.95297,17.81887],[-92.95053,17.82151],[-92.94864,17.82359],[-92.94598,17.82649],[-92.94456,17.82804],[-92.94135,17.83151],[-92.93932,17.83374],[-92.93673,17.83662],[-92.93347,17.84013],[-92.931,17.84284],[-92.9272,17.84446],[-92.92649,17.84438]]}}
Línea 230.0 kV | LineString | 230.0 kV | 2 |  |  | CFE |  |  |  |  | OpenStreetMap | {"type":"Feature","properties":{},"geometry":{"type":"LineString","coordinates":[[-110.33728,24.0341],[-110.3371,24.03377],[-110.33779,24.0319],[-110.33597,24.02701],[-110.33421,24.02352],[-110.33206,24.01929],[-110.32998,24.01523],[-110.32811,24.01155],[-110.32656,24.00847],[-110.32492,24.00537],[-110.32356,24.00267],[-110.32223,24.00002],[-110.32071,23.99707],[-110.31919,23.99408],[-110.31769,23.99115],[-110.31612,23.98809],[-110.31416,23.98416],[-110.31214,23.98023],[-110.31009,23.97614],[-110.30808,23.97224],[-110.30635,23.96893],[-110.30467,23.96566],[-110.30279,23.96186],[-110.30087,23.95819],[-110.29895,23.9544],[-110.2974,23.95134],[-110.29582,23.94829],[-110.29393,23.94455],[-110.29201,23.94076],[-110.29016,23.93715],[-110.28841,23.93375],[-110.28682,23.93063],[-110.28507,23.92721],[-110.28313,23.92347],[-110.28166,23.92048],[-110.27957,23.91852],[-110.27762,23.91665],[-110.2758,23.91496],[-110.27395,23.91318],[-110.27207,23.91138],[-110.27017,23.90959],[-110.26831,23.90777],[-110.26641,23.90598],[-110.26448,23.90418],[-110.26257,23.90238],[-110.25742,23.89741],[-110.25507,23.89517],[-110.25245,23.89267],[-110.24959,23.88994],[-110.24745,23.88792],[-110.24315,23.88383],[-110.24087,23.88165],[-110.23955,23.88043],[-110.23818,23.8791],[-110.23683,23.87779],[-110.23412,23.87519],[-110.23182,23.87304],[-110.2292,23.87056],[-110.22673,23.86818],[-110.22419,23.86576],[-110.22166,23.86341],[-110.21892,23.86078],[-110.21634,23.85828],[-110.21423,23.8563],[-110.21244,23.85459],[-110.2108,23.85305],[-110.20904,23.85137],[-110.20543,23.84794],[-110.20148,23.84415],[-110.19412,23.83713],[-110.1923,23.8354],[-110.19052,23.83373],[-110.18875,23.83203],[-110.1872,23.83052],[-110.18514,23.82855],[-110.18319,23.82665],[-110.18142,23.82495],[-110.17994,23.82343],[-110.17813,23.82164],[-110.1765,23.82008],[-110.17514,23.81869],[-110.17153,23.81513],[-110.16751,23.8111],[-110.16587,23.8095],[-110.16429,23.80797],[-110.16113,23.805],[-110.15851,23.80216],[-110.15696,23.80073],[-110.15406,23.79779],[-110.1509,23.79464],[-110.14939,23.79318],[-110.14733,23.79111],[-110.14514,23.78892],[-110.14351,23.78734],[-110.13896,23.78279],[-110.13578,23.77967],[-110.13244,23.77637],[-110.13121,23.77514],[-110.12825,23.77555],[-110.12579,23.77643],[-110.1232,23.77736],[-110.12175,23.77788],[-110.12095,23.77818],[-110.11865,23.77898],[-110.116,23.77999],[-110.11268,23.78115],[-110.10811,23.78278],[-110.10508,23.7838],[-110.10037,23.78539],[-110.09752,23.78637],[-110.0936,23.78767],[-110.08942,23.78908],[-110.08747,23.78973],[-110.08249,23.7914],[-110.08033,23.79215],[-110.0756,23.79371],[-110.07243,23.79483],[-110.06855,23.79611],[-110.06448,23.79748],[-110.06182,23.79836],[-110.05659,23.80014],[-110.05343,23.8009],[-110.04822,23.80218],[-110.04496,23.803],[-110.04039,23.8041],[-110.03688,23.80497],[-110.02977,23.80666],[-110.02611,23.80759],[-110.02309,23.80607],[-110.02086,23.80497],[-110.01762,23.8033],[-110.01431,23.80155],[-110.01101,23.79992],[-110.00801,23.79836],[-110.00486,23.79673],[-110.00128,23.79491],[-109.99827,23.79339],[-109.99468,23.79161],[-109.9924,23.79045],[-109.98945,23.7889],[-109.98604,23.78722],[-109.98271,23.78543],[-109.9804,23.78423],[-109.97574,23.78188],[-109.97318,23.78057],[-109.97076,23.77934],[-109.96734,23.77755],[-109.96341,23.77559],[-109.9574,23.77252],[-109.95488,23.76852],[-109.95257,23.7649],[-109.95092,23.76249],[-109.94795,23.76151],[-109.9434,23.76003],[-109.9407,23.75916],[-109.9377,23.7582],[-109.93542,23.75746],[-109.9324,23.75648],[-109.93026,23.75577],[-109.92732,23.75484],[-109.92182,23.75314],[-109.91844,23.75202],[-109.91591,23.75116],[-109.9122,23.74995],[-109.9086,23.74879],[-109.90474,23.74759],[-109.89795,23.74539],[-109.89109,23.74294],[-109.88862,23.7423],[-109.88375,23.74075],[-109.8809,23.7398],[-109.87678,23.73848],[-109.87305,23.73732],[-109.86923,23.736],[-109.86573,23.7348],[-109.86076,23.73327],[-109.85752,23.73221],[-109.85597,23.73168],[-109.85337,23.73083],[-109.85068,23.72998],[-109.84751,23.72898],[-109.84306,23.72758],[-109.8395,23.72638],[-109.83575,23.72514],[-109.82666,23.72227],[-109.81969,23.7211],[-109.81702,23.72015],[-109.81371,23.71897],[-109.80661,23.716],[-109.80031,23.71371],[-109.79836,23.71198],[-109.79562,23.70955],[-109.79375,23.70795],[-109.79154,23.70615],[-109.78842,23.70339],[-109.7859,23.70126],[-109.78481,23.70033],[-109.78191,23.69788],[-109.77951,23.69584],[-109.77689,23.69364],[-109.77539,23.69235],[-109.77285,23.69017],[-109.77057,23.68842],[-109.76812,23.68607],[-109.76504,23.68332],[-109.76216,23.68103],[-109.76039,23.67953],[-109.75603,23.67582],[-109.75209,23.67235],[-109.75004,23.67065],[-109.7468,23.66778],[-109.74445,23.66592],[-109.74071,23.66275],[-109.73767,23.66016],[-109.73596,23.65585],[-109.73469,23.65265],[-109.73363,23.65012],[-109.73269,23.6475],[-109.73121,23.64389],[-109.73048,23.64212],[-109.72896,23.63823],[-109.72709,23.63351],[-109.72543,23.62944],[-109.72449,23.62725],[-109.72272,23.62269],[-109.7213,23.61902],[-109.71987,23.6156],[-109.71837,23.61186],[-109.71689,23.60817],[-109.71528,23.60409],[-109.71366,23.60008],[-109.71218,23.59624],[-109.71093,23.59302],[-109.70908,23.58847],[-109.70799,23.58575],[-109.70644,23.58176],[-109.70558,23.57971],[-109.70493,23.57804],[-109.70425,23.57631],[-109.70358,23.57455],[-109.70287,23.57288],[-109.70215,23.57105],[-109.70143,23.56928],[-109.70073,23.56761],[-109.70001,23.56568],[-109.69931,23.56402],[-109.69863,23.56227],[-109.69793,23.56053],[-109.69745,23.55937],[-109.69681,23.55774],[-109.69676,23.55564],[-109.69673,23.55369],[-109.69669,23.55189],[-109.69666,23.55009],[-109.69664,23.54826],[-109.69656,23.54488],[-109.69651,23.54274],[-109.69641,23.53812],[-109.69632,23.53453],[-109.69628,23.53266],[-109.69626,23.52939],[-109.69615,23.52586],[-109.6961,23.52187],[-109.69599,23.51759],[-109.69594,23.51298],[-109.69588,23.5102],[-109.69581,23.50678],[-109.69568,23.50286],[-109.69566,23.50044],[-109.69629,23.49645],[-109.69695,23.49206],[-109.69727,23.48997],[-109.69769,23.48736],[-109.69809,23.4847],[-109.69866,23.48066],[-109.69918,23.47761],[-109.69952,23.47531],[-109.69955,23.47508]]}}
Línea 230.0 kV | LineString | 230.0 kV | 4 |  |  | CFE |  |  |  |  | OpenStreetMap | {"type":"Feature","properties":{},"geometry":{"type":"LineString","coordinates":[[-116.98635,32.43422],[-116.98637,32.43496],[-116.98635,32.43641],[-116.98642,32.43784],[-116.98645,32.43915],[-116.98647,32.44053],[-116.98648,32.4422],[-116.98544,32.44351],[-116.98475,32.4443],[-116.98395,32.44531],[-116.9849,32.44579]]}}
Línea 230.0 kV | LineString | 230.0 kV | 1 |  |  | CFE |  |  |  |  | OpenStreetMap | {"type":"Feature","properties":{},"geometry":{"type":"LineString","coordinates":[[-99.36641,19.63519],[-99.36577,19.63468],[-99.36079,19.63002],[-99.35852,19.62787],[-99.35302,19.62268],[-99.34915,19.61905],[-99.34549,19.61562],[-99.3436,19.61383],[-99.33921,19.60961],[-99.33675,19.60324],[-99.33609,19.60109],[-99.33432,19.59684],[-99.33324,19.59403],[-99.33152,19.5895],[-99.32876,19.58222],[-99.32777,19.57963],[-99.32563,19.57393],[-99.32334,19.56792],[-99.3215,19.5631],[-99.32009,19.55937],[-99.31764,19.55293],[-99.31619,19.54908],[-99.31514,19.54633],[-99.31409,19.54355],[-99.31252,19.5404],[-99.31016,19.53563],[-99.30813,19.53152],[-99.30523,19.52567],[-99.30219,19.51953],[-99.30021,19.51555],[-99.29748,19.51003],[-99.29473,19.50394],[-99.29305,19.50068],[-99.29059,19.49593],[-99.28857,19.49204],[-99.27989,19.4888],[-99.27762,19.48796],[-99.27518,19.48704],[-99.27116,19.48221],[-99.27101,19.4821]]}}
Línea 230.0 kV | LineString | 230.0 kV | 2 |  |  | CFE |  |  |  |  | OpenStreetMap | {"type":"Feature","properties":{},"geometry":{"type":"LineString","coordinates":[[-99.27515,19.56255],[-99.27235,19.5626],[-99.26761,19.56267],[-99.26423,19.56235],[-99.26161,19.56208],[-99.2591,19.56185],[-99.25749,19.56123]]}}
Línea 230.0 kV | LineString | 230.0 kV | 2 |  |  | CFE |  |  |  |  | OpenStreetMap | {"type":"Feature","properties":{},"geometry":{"type":"LineString","coordinates":[[-114.81227,32.39632],[-114.81239,32.39942],[-114.81249,32.40252],[-114.81258,32.40562],[-114.81264,32.40699],[-114.812,32.40775],[-114.81133,32.40855],[-114.80998,32.41016],[-114.80857,32.41185],[-114.80715,32.41354],[-114.80692,32.41381],[-114.80649,32.41433],[-114.80588,32.41385]]}}
Línea 230.0 kV | LineString | 230.0 kV | 2 |  |  | CFE |  |  |  |  | OpenStreetMap | {"type":"Feature","properties":{},"geometry":{"type":"LineString","coordinates":[[-114.71199,32.4361],[-114.71195,32.43538],[-114.71157,32.43408],[-114.71155,32.43273],[-114.71208,32.43145],[-114.71297,32.42934],[-114.71385,32.42721],[-114.71473,32.42511],[-114.71561,32.423],[-114.71646,32.42098],[-114.71736,32.41882],[-114.71824,32.41672],[-114.71911,32.41462],[-114.71947,32.41376],[-114.71983,32.41289],[-114.72073,32.41077],[-114.72162,32.40865],[-114.72249,32.40654],[-114.72338,32.40443],[-114.72424,32.40235],[-114.72514,32.40021],[-114.72602,32.3981],[-114.72691,32.39596],[-114.7278,32.39384],[-114.72826,32.39271],[-114.7291,32.39294],[-114.73161,32.3937],[-114.73413,32.39446],[-114.73663,32.39524],[-114.7391,32.39598],[-114.74159,32.39673],[-114.74387,32.39742],[-114.74654,32.39822],[-114.75144,32.39809],[-114.75451,32.39998],[-114.75757,32.40183],[-114.7609,32.40386],[-114.7639,32.40568],[-114.76724,32.40772],[-114.77174,32.40761],[-114.77674,32.40748],[-114.78125,32.40739],[-114.78605,32.40725],[-114.78816,32.40721],[-114.78914,32.4072],[-114.79072,32.40714],[-114.79548,32.40701],[-114.80025,32.4069],[-114.80486,32.40679],[-114.8095,32.40668],[-114.81221,32.40662],[-114.81304,32.40659],[-114.81418,32.40657],[-114.81883,32.40646],[-114.8228,32.40637],[-114.82597,32.4086],[-114.82935,32.41095],[-114.8325,32.41317],[-114.83526,32.41509],[-114.83824,32.41721],[-114.8424,32.41879],[-114.84115,32.42208],[-114.84015,32.42473],[-114.83924,32.42714],[-114.83835,32.42902],[-114.83668,32.43099],[-114.8333,32.43297],[-114.83325,32.43599],[-114.83319,32.43932],[-114.83054,32.44262],[-114.83107,32.44669],[-114.8307,32.44979],[-114.83024,32.45351],[-114.82994,32.45589],[-114.82899,32.46046],[-114.82753,32.46266],[-114.82567,32.4655],[-114.8238,32.46834],[-114.82124,32.47223],[-114.81911,32.47546],[-114.81573,32.47819],[-114.8121,32.48113],[-114.80974,32.48146],[-114.80666,32.48192],[-114.80268,32.48457]]}}
Línea 230.0 kV | LineString | 230.0 kV | 2 |  |  | CFE |  |  |  |  | OpenStreetMap | {"type":"Feature","properties":{},"geometry":{"type":"LineString","coordinates":[[-116.84299,32.46358],[-116.84453,32.46389],[-116.84492,32.46519],[-116.84583,32.46854],[-116.84675,32.47167],[-116.8477,32.47496],[-116.84854,32.47785],[-116.84957,32.48144],[-116.85031,32.48404],[-116.85087,32.48605],[-116.85132,32.48754],[-116.85192,32.48973],[-116.85308,32.49364],[-116.85468,32.4948],[-116.85701,32.49644],[-116.85849,32.4975],[-116.8601,32.49865],[-116.8623,32.50024],[-116.86451,32.5018],[-116.86828,32.50448],[-116.8706,32.50617],[-116.87295,32.50786],[-116.87741,32.51106],[-116.87892,32.51311],[-116.88047,32.51525],[-116.88233,32.51773],[-116.88325,32.51771],[-116.88334,32.51674]]}}
Línea 230.0 kV | LineString | 230.0 kV | 2 |  |  | CFE |  |  |  |  | OpenStreetMap | {"type":"Feature","properties":{},"geometry":{"type":"LineString","coordinates":[[-116.88297,32.51675],[-116.88303,32.51723],[-116.88224,32.51728],[-116.88197,32.51607],[-116.88113,32.51493],[-116.88035,32.51386],[-116.88021,32.51342],[-116.87976,32.51224],[-116.87941,32.51131],[-116.87894,32.51002],[-116.87847,32.50873],[-116.87799,32.50743],[-116.87787,32.50613],[-116.87776,32.5048],[-116.87764,32.50344],[-116.87753,32.5021],[-116.87741,32.50083],[-116.8773,32.49958],[-116.87719,32.49831],[-116.87708,32.49697],[-116.87696,32.49562],[-116.87684,32.49426],[-116.87672,32.49292],[-116.87662,32.49156],[-116.87651,32.49021],[-116.87639,32.48896],[-116.87628,32.48765],[-116.87616,32.48633],[-116.87605,32.48502],[-116.87592,32.48364],[-116.87602,32.48268],[-116.87612,32.48173],[-116.8762,32.48079],[-116.87631,32.47963],[-116.87643,32.47846],[-116.87653,32.47729],[-116.87666,32.47594],[-116.87678,32.47459],[-116.87693,32.47325],[-116.87705,32.4719],[-116.87717,32.47055],[-116.8773,32.4692],[-116.87743,32.46784],[-116.87755,32.4665],[-116.87767,32.46516],[-116.878,32.46206],[-116.87828,32.45893],[-116.87866,32.45482],[-116.87875,32.4537],[-116.87891,32.45234],[-116.87901,32.45099],[-116.8792,32.44959],[-116.87932,32.44826],[-116.87945,32.44686],[-116.87953,32.44564],[-116.87914,32.44568]]}}
Línea 230.0 kV | LineString | 230.0 kV | 1 |  |  | CFE |  |  |  |  | OpenStreetMap | {"type":"Feature","properties":{},"geometry":{"type":"LineString","coordinates":[[-117.06524,32.36745],[-117.06456,32.36787]]}}
Línea 230.0 kV | LineString | 230.0 kV | 4 |  |  | CFE |  |  |  |  | OpenStreetMap | {"type":"Feature","properties":{},"geometry":{"type":"LineString","coordinates":[[-117.06277,32.36876],[-117.05973,32.3675],[-117.05643,32.36621],[-117.05368,32.36395],[-117.0507,32.36157],[-117.04673,32.35836],[-117.04455,32.3566],[-117.04012,32.35305],[-117.0391,32.34987],[-117.03801,32.34644],[-117.03684,32.3428],[-117.03585,32.33968],[-117.03417,32.33439],[-117.03255,32.33143],[-117.03166,32.32861],[-117.03077,32.32579],[-117.02952,32.32189],[-117.02839,32.31833],[-117.02738,32.31517],[-117.02653,32.31252],[-117.02544,32.30914]]}}
Línea 230.0 kV | LineString | 230.0 kV | 4 |  |  | CFE |  |  |  |  | OpenStreetMap | {"type":"Feature","properties":{},"geometry":{"type":"LineString","coordinates":[[-117.10101,32.46395],[-117.09854,32.46494],[-117.09506,32.4663],[-117.0918,32.46761],[-117.08997,32.46831],[-117.08676,32.46957],[-117.08055,32.47208],[-117.07578,32.47302],[-117.07253,32.47454]]}}
Línea 230.0 kV | LineString | 230.0 kV | 4 |  |  | CFE |  |  |  |  | OpenStreetMap | {"type":"Feature","properties":{},"geometry":{"type":"LineString","coordinates":[[-116.74738,32.5224],[-116.74355,32.52101],[-116.73939,32.51938],[-116.73598,32.52001],[-116.73152,32.52083],[-116.72765,32.52151],[-116.72509,32.52198],[-116.72196,32.52422],[-116.71941,32.52462],[-116.7175,32.52373],[-116.71433,32.52222],[-116.71158,32.52089],[-116.70821,32.51942],[-116.70566,32.51811]]}}
Línea 230.0 kV | LineString | 230.0 kV | 2 |  |  | CFE |  |  |  |  | OpenStreetMap | {"type":"Feature","properties":{},"geometry":{"type":"LineString","coordinates":[[-115.94283,32.5627],[-115.94592,32.5627],[-115.95074,32.56267],[-115.95516,32.56009],[-115.95594,32.55963],[-115.95861,32.55814],[-115.96228,32.55596],[-115.96578,32.5537],[-115.96975,32.55164],[-115.97354,32.54934],[-115.97593,32.54788],[-115.97871,32.54623],[-115.9835,32.54335],[-115.99031,32.53931],[-115.99472,32.54],[-115.99898,32.54067],[-116.00652,32.54195],[-116.01562,32.54273],[-116.01914,32.54294],[-116.02482,32.5433],[-116.02791,32.54347],[-116.03107,32.54384],[-116.03463,32.5411],[-116.03844,32.53832],[-116.04163,32.53595],[-116.04459,32.53376],[-116.04811,32.53115],[-116.05159,32.52856],[-116.05551,32.52565],[-116.0588,32.52325],[-116.0628,32.52131],[-116.06677,32.51942],[-116.07055,32.5176],[-116.07475,32.51569],[-116.07918,32.51349],[-116.08288,32.51149],[-116.08722,32.50902],[-116.09113,32.5068],[-116.09518,32.50454],[-116.09971,32.502],[-116.10419,32.49948],[-116.10674,32.49807],[-116.11093,32.4957],[-116.11504,32.49338],[-116.11774,32.49186],[-116.12082,32.49013],[-116.12597,32.48725],[-116.12973,32.48507],[-116.13335,32.48307],[-116.13696,32.48106],[-116.14193,32.47824],[-116.14582,32.4761],[-116.15106,32.47739],[-116.15622,32.47874],[-116.1615,32.48014],[-116.16698,32.48203],[-116.17259,32.48402],[-116.17799,32.48592],[-116.18036,32.48674],[-116.18329,32.48777],[-116.18938,32.4899],[-116.19388,32.49151],[-116.20025,32.49373],[-116.20247,32.49453],[-116.2059,32.49572],[-116.21147,32.49768],[-116.21631,32.49941],[-116.22298,32.50173],[-116.22729,32.50326],[-116.23262,32.50515],[-116.23703,32.50671],[-116.24254,32.50864],[-116.24681,32.50939],[-116.25103,32.51013],[-116.25585,32.51098],[-116.25982,32.51168],[-116.26487,32.51258],[-116.27005,32.51349],[-116.27451,32.51413],[-116.27955,32.51508],[-116.28418,32.5159],[-116.28901,32.51673],[-116.29355,32.51751],[-116.29771,32.51833],[-116.30246,32.5191],[-116.30686,32.51993],[-116.3112,32.52064],[-116.31521,32.52141],[-116.32042,32.52237],[-116.32406,32.52302],[-116.32844,32.52378],[-116.33316,32.52459],[-116.33755,32.52544],[-116.34333,32.52642],[-116.34751,32.52709],[-116.35241,32.52793],[-116.35654,32.52867],[-116.36075,32.52941],[-116.36469,32.5301],[-116.36928,32.53093],[-116.37411,32.53189],[-116.37835,32.53262],[-116.38235,32.53335],[-116.38622,32.53399],[-116.39099,32.53483],[-116.39557,32.53569],[-116.4001,32.53645],[-116.40377,32.53712],[-116.4088,32.538],[-116.41283,32.53872],[-116.41773,32.53955],[-116.42337,32.5406],[-116.42444,32.5411],[-116.42725,32.54241],[-116.43209,32.54472],[-116.43669,32.54683],[-116.43927,32.54804],[-116.44377,32.55017],[-116.44881,32.55249],[-116.45378,32.55485],[-116.45786,32.55676],[-116.46231,32.55884],[-116.46603,32.56059],[-116.47012,32.56252],[-116.47254,32.56364],[-116.47384,32.56424],[-116.4781,32.56625],[-116.48213,32.56813],[-116.48621,32.5674],[-116.48991,32.56674],[-116.49495,32.56584],[-116.5016,32.56461],[-116.50769,32.56356],[-116.51129,32.56292],[-116.51582,32.56212],[-116.51832,32.56169],[-116.52283,32.56092],[-116.52748,32.56009],[-116.53185,32.55932],[-116.5347,32.55875],[-116.53949,32.55796],[-116.54366,32.55884],[-116.54798,32.5597],[-116.55285,32.56066],[-116.55724,32.56159],[-116.56192,32.5625],[-116.56647,32.56342],[-116.57102,32.56439],[-116.57563,32.5653],[-116.58012,32.5662],[-116.58523,32.56725],[-116.59023,32.56824],[-116.59401,32.569],[-116.59752,32.56971],[-116.60239,32.56869],[-116.60801,32.56747],[-116.61118,32.56681],[-116.61329,32.56633],[-116.61713,32.56552],[-116.61917,32.56506],[-116.62069,32.56472],[-116.62135,32.56457],[-116.62532,32.56373],[-116.63127,32.56242],[-116.63602,32.56141],[-116.64014,32.56067],[-116.64516,32.55973],[-116.64781,32.55924],[-116.6534,32.55827],[-116.65673,32.55629],[-116.66159,32.55346],[-116.66626,32.55072],[-116.67053,32.54823],[-116.67512,32.54551],[-116.67844,32.54359],[-116.68238,32.54131],[-116.68657,32.53889],[-116.68832,32.5371],[-116.69371,32.53179],[-116.69743,32.52809],[-116.69966,32.52591],[-116.70176,32.52278],[-116.70408,32.51923],[-116.70507,32.518],[-116.70566,32.51811]]}}
Línea 230.0 kV | LineString | 230.0 kV | 4 |  |  | CFE |  |  |  |  | OpenStreetMap | {"type":"Feature","properties":{},"geometry":{"type":"LineString","coordinates":[[-115.38571,32.63493],[-115.38892,32.63668],[-115.39171,32.6382],[-115.39454,32.6397],[-115.39663,32.63974]]}}
Línea 230.0 kV | LineString | 230.0 kV | 1 |  |  | CFE |  |  |  |  | OpenStreetMap | {"type":"Feature","properties":{},"geometry":{"type":"LineString","coordinates":[[-100.5498,25.71002],[-100.54942,25.711],[-100.54879,25.71424],[-100.54814,25.71768],[-100.54637,25.71901],[-100.54173,25.71989],[-100.53851,25.72359],[-100.53527,25.72732],[-100.53353,25.72863],[-100.53045,25.73094],[-100.52737,25.73324],[-100.52452,25.73535],[-100.5235,25.73612],[-100.52126,25.73779],[-100.51853,25.73985],[-100.51521,25.74232],[-100.51205,25.7447],[-100.50979,25.74639],[-100.50631,25.74899],[-100.50124,25.75127],[-100.49804,25.75271],[-100.49445,25.75432],[-100.4906,25.75605],[-100.48676,25.7578],[-100.4825,25.75971],[-100.47899,25.76127],[-100.47575,25.76273],[-100.47178,25.76452],[-100.46815,25.76615],[-100.46446,25.76781],[-100.46061,25.76955],[-100.45668,25.77131],[-100.45275,25.77308],[-100.44928,25.77465],[-100.44545,25.77636],[-100.44244,25.7777],[-100.43872,25.77938],[-100.43569,25.78075],[-100.43208,25.78237],[-100.42805,25.78418],[-100.42445,25.7858],[-100.42084,25.78741],[-100.41775,25.78881],[-100.41454,25.79022],[-100.41149,25.79164],[-100.40847,25.79296],[-100.40542,25.79433],[-100.40246,25.79564],[-100.39943,25.79702],[-100.39631,25.79841],[-100.39311,25.79986],[-100.38981,25.80134],[-100.38633,25.80289],[-100.38302,25.80439],[-100.37956,25.80593],[-100.37606,25.8075],[-100.37494,25.808]]}}
Línea 230.0 kV | LineString | 230.0 kV | 2 |  |  | CFE |  |  |  |  | OpenStreetMap | {"type":"Feature","properties":{},"geometry":{"type":"LineString","coordinates":[[-100.55007,25.71061],[-100.54937,25.71531],[-100.54905,25.71758],[-100.54848,25.71974],[-100.54755,25.72317],[-100.54675,25.7261],[-100.54574,25.72926],[-100.54547,25.73085],[-100.5421,25.73334],[-100.53858,25.73589],[-100.53204,25.7407],[-100.52894,25.74296]]}}
Línea 230.0 kV | LineString | 230.0 kV | 2 |  |  | CFE |  |  |  |  | OpenStreetMap | {"type":"Feature","properties":{},"geometry":{"type":"LineString","coordinates":[[-97.77826,19.22912],[-97.77757,19.22826],[-97.77671,19.22746],[-97.77573,19.2269],[-97.77462,19.22668],[-97.77309,19.22684],[-97.771,19.22742],[-97.76884,19.22796],[-97.76808,19.22803],[-97.76776,19.22742],[-97.76721,19.22674]]}}
Línea 230.0 kV | LineString | 230.0 kV | 2 |  |  | CFE |  |  |  |  | OpenStreetMap | {"type":"Feature","properties":{},"geometry":{"type":"LineString","coordinates":[[-97.76721,19.22674],[-97.76689,19.22549],[-97.76651,19.22422],[-97.76613,19.22296],[-97.76575,19.22171],[-97.76539,19.22037]]}}
Línea 230.0 kV | LineString | 230.0 kV | 2 |  |  | CFE |  |  |  |  | OpenStreetMap | {"type":"Feature","properties":{},"geometry":{"type":"LineString","coordinates":[[-106.40695,31.5559],[-106.40749,31.55548],[-106.40969,31.55397],[-106.41077,31.55405],[-106.41241,31.55428],[-106.4141,31.55451],[-106.41556,31.55592],[-106.41694,31.55726],[-106.4184,31.55864],[-106.41982,31.56003],[-106.42126,31.56141],[-106.42271,31.56277],[-106.42415,31.56416],[-106.42555,31.56554],[-106.42697,31.5669],[-106.42839,31.56827],[-106.42982,31.56964],[-106.43124,31.57099],[-106.43249,31.5722],[-106.43392,31.57356],[-106.43534,31.57493],[-106.43677,31.57628],[-106.4382,31.57766],[-106.43936,31.5788],[-106.44104,31.58037],[-106.44119,31.58054],[-106.43797,31.58301],[-106.43513,31.58519],[-106.43198,31.58761],[-106.42885,31.59002],[-106.4257,31.59239],[-106.42415,31.59367],[-106.42256,31.59486],[-106.42099,31.59606],[-106.41943,31.59726],[-106.41782,31.59852],[-106.41603,31.59984],[-106.41431,31.60118],[-106.41268,31.60245],[-106.41112,31.60362],[-106.40952,31.60481],[-106.40793,31.606],[-106.40635,31.60723],[-106.40474,31.60845],[-106.40315,31.60966],[-106.40175,31.61074],[-106.40036,31.61182],[-106.39823,31.61345],[-106.39697,31.61443],[-106.39571,31.61541],[-106.39527,31.61742],[-106.39497,31.61884],[-106.39466,31.62027],[-106.39429,31.62203],[-106.39392,31.62382],[-106.39351,31.62569],[-106.39311,31.62745],[-106.39277,31.62917],[-106.3924,31.63091],[-106.39203,31.63263],[-106.39167,31.63435],[-106.39149,31.63522],[-106.3914,31.63562],[-106.39115,31.63678],[-106.39076,31.6386],[-106.39041,31.64015],[-106.39002,31.64193],[-106.38969,31.64376],[-106.38928,31.64541],[-106.38883,31.64754],[-106.38842,31.64957],[-106.38811,31.65101],[-106.3877,31.653],[-106.38726,31.65499],[-106.38837,31.65657],[-106.38942,31.65805],[-106.38881,31.66028],[-106.38677,31.66226],[-106.38713,31.66433],[-106.38735,31.66623],[-106.38771,31.67049],[-106.38782,31.67257],[-106.38791,31.67446],[-106.38743,31.67622],[-106.38757,31.67807],[-106.38762,31.67946],[-106.38769,31.68081],[-106.3878,31.68249],[-106.38774,31.68365],[-106.38741,31.68485],[-106.38715,31.68572],[-106.38652,31.68664],[-106.38574,31.68743],[-106.38705,31.68835],[-106.38818,31.68916],[-106.38953,31.6901],[-106.38925,31.69212],[-106.38748,31.69432],[-106.38651,31.69534],[-106.38428,31.69767],[-106.3813,31.69808],[-106.37832,31.69849],[-106.37615,31.69998],[-106.37402,31.70146],[-106.37384,31.70159]]}}
Línea 230.0 kV | LineString | 230.0 kV |  |  |  | C.F.E. |  |  |  |  | OpenStreetMap | {"type":"Feature","properties":{},"geometry":{"type":"LineString","coordinates":[[-103.41966,20.68188],[-103.41853,20.68146],[-103.41769,20.68114],[-103.4168,20.6808],[-103.41582,20.68043],[-103.41486,20.68006],[-103.41466,20.67991]]}}
Línea 230.0 kV | LineString | 230.0 kV |  |  |  | CFE |  |  |  |  | OpenStreetMap | {"type":"Feature","properties":{},"geometry":{"type":"LineString","coordinates":[[-101.23003,20.53406],[-101.23063,20.53427]]}}
Línea 230.0 kV | LineString | 230.0 kV |  |  |  | CFE |  |  |  |  | OpenStreetMap | {"type":"Feature","properties":{},"geometry":{"type":"LineString","coordinates":[[-106.49218,31.31088],[-106.49175,31.31069],[-106.4912,31.31118],[-106.48908,31.31489],[-106.48997,31.31767],[-106.48853,31.3195],[-106.48682,31.32172],[-106.48481,31.32441],[-106.48425,31.32522]]}}
Línea 230.0 kV | LineString | 230.0 kV |  |  |  | CFE |  |  |  |  | OpenStreetMap | {"type":"Feature","properties":{},"geometry":{"type":"LineString","coordinates":[[-106.49324,31.30932],[-106.49286,31.30908],[-106.4914,31.30843]]}}
Línea 230.0 kV | LineString | 230.0 kV |  |  |  | CFE |  |  |  |  | OpenStreetMap | {"type":"Feature","properties":{},"geometry":{"type":"LineString","coordinates":[[-106.49058,31.3099],[-106.49192,31.31048],[-106.49236,31.31063]]}}
Línea 230.0 kV | LineString | 230.0 kV |  |  |  | CFE |  |  |  |  | OpenStreetMap | {"type":"Feature","properties":{},"geometry":{"type":"LineString","coordinates":[[-106.48079,31.32369],[-106.48044,31.32279],[-106.4823,31.31983],[-106.48438,31.31651],[-106.48741,31.31169],[-106.48807,31.31064],[-106.49058,31.3099]]}}
Línea 230.0 kV | LineString | 230.0 kV | 2 |  |  | CFE |  |  |  |  | OpenStreetMap | {"type":"Feature","properties":{},"geometry":{"type":"LineString","coordinates":[[-99.06131,19.52648],[-99.06154,19.52617],[-99.06342,19.52355],[-99.06531,19.52092],[-99.06717,19.5183],[-99.06902,19.51569],[-99.07089,19.51306],[-99.0724,19.51091],[-99.07288,19.51016]]}}
Línea 230.0 kV | LineString | 230.0 kV | 2 |  |  | CFE |  |  |  |  | OpenStreetMap | {"type":"Feature","properties":{},"geometry":{"type":"LineString","coordinates":[[-99.05676,19.53288],[-99.05742,19.53328]]}}
Línea 230.0 kV | LineString | 230.0 kV | 2 |  |  | CFE |  |  |  |  | OpenStreetMap | {"type":"Feature","properties":{},"geometry":{"type":"LineString","coordinates":[[-93.11296,17.85978],[-93.11099,17.86262],[-93.10887,17.86569],[-93.10681,17.8687],[-93.10546,17.87059],[-93.10467,17.87268],[-93.10383,17.87516],[-93.10295,17.87768],[-93.10199,17.88046],[-93.10147,17.88196],[-93.10038,17.88503],[-93.09947,17.88759],[-93.09848,17.89051],[-93.0989,17.89371],[-93.09922,17.8968],[-93.0998,17.90077],[-93.10027,17.90461],[-93.10068,17.90769],[-93.09982,17.90954],[-93.09886,17.91157],[-93.10098,17.91438],[-93.10302,17.91709],[-93.10474,17.91945],[-93.10651,17.92178],[-93.10846,17.92657],[-93.10942,17.9288],[-93.11093,17.93251],[-93.11252,17.93635],[-93.1138,17.93955],[-93.11501,17.94241],[-93.11793,17.94398],[-93.12091,17.94557],[-93.12408,17.94728],[-93.12762,17.94924],[-93.13117,17.95112],[-93.13423,17.95274],[-93.13761,17.95462],[-93.13985,17.9558],[-93.14288,17.9584],[-93.14583,17.96094],[-93.14893,17.96358],[-93.15137,17.96564],[-93.15255,17.96865],[-93.15401,17.97244],[-93.15544,17.97591],[-93.15697,17.97966],[-93.15572,17.98188],[-93.15456,17.98376],[-93.1538,17.98395],[-93.15373,17.98443]]}}
Línea 230.0 kV | LineString | 230.0 kV | 2 |  |  | CFE |  |  |  |  | OpenStreetMap | {"type":"Feature","properties":{},"geometry":{"type":"LineString","coordinates":[[-93.1532,17.98441],[-93.15336,17.98396],[-93.15472,17.98155],[-93.15551,17.97998]]}}
Línea 230.0 kV | LineString | 230.0 kV | 1 |  |  | CFE |  |  |  |  | OpenStreetMap | {"type":"Feature","properties":{},"geometry":{"type":"LineString","coordinates":[[-94.94922,16.48332],[-94.94639,16.48506],[-94.9444,16.48624],[-94.94207,16.48774],[-94.93934,16.48937],[-94.93672,16.49099],[-94.93411,16.49254],[-94.93159,16.49408],[-94.92911,16.49561],[-94.92659,16.49717],[-94.92418,16.49868],[-94.92161,16.50021],[-94.91902,16.50182],[-94.91651,16.50328],[-94.91345,16.50397],[-94.91051,16.50464],[-94.90885,16.50674],[-94.90735,16.50867],[-94.90545,16.50983],[-94.90353,16.511],[-94.90141,16.51227],[-94.89879,16.51388],[-94.89618,16.51545],[-94.89365,16.51695],[-94.89134,16.51786],[-94.88983,16.51924],[-94.88727,16.5208],[-94.88468,16.52237],[-94.88203,16.52394],[-94.8795,16.52544],[-94.87714,16.52687],[-94.87446,16.52847],[-94.87172,16.53008],[-94.86905,16.53165],[-94.86657,16.53313],[-94.86404,16.53465],[-94.86141,16.5362],[-94.8587,16.53781],[-94.85611,16.53942],[-94.85326,16.54017],[-94.85063,16.54083],[-94.84859,16.53948],[-94.84631,16.53802],[-94.84372,16.53626],[-94.84124,16.53461],[-94.83943,16.5334],[-94.83823,16.53226],[-94.83692,16.53103],[-94.83433,16.52988],[-94.83184,16.52883],[-94.8305,16.52751],[-94.82917,16.52625],[-94.82704,16.52584],[-94.82506,16.52538],[-94.82255,16.52481],[-94.82036,16.5232],[-94.81838,16.52178],[-94.81625,16.52021],[-94.81404,16.51866],[-94.81088,16.51855],[-94.80766,16.51843],[-94.80442,16.5183],[-94.80118,16.5182],[-94.79801,16.51805],[-94.79559,16.51989],[-94.79321,16.52157],[-94.79076,16.5233],[-94.78847,16.52498],[-94.78596,16.52679],[-94.78361,16.52851],[-94.78355,16.52926],[-94.78355,16.52973]]}}
Línea 230.0 kV | LineString | 230.0 kV |  |  |  | CFE |  |  |  |  | OpenStreetMap | {"type":"Feature","properties":{},"geometry":{"type":"LineString","coordinates":[[-94.9482,16.48347],[-94.94856,16.4834],[-94.94922,16.48332],[-94.95185,16.48176],[-94.95417,16.48037],[-94.95674,16.47882],[-94.95964,16.4788],[-94.96323,16.4787],[-94.96688,16.47867],[-94.97085,16.4786],[-94.97385,16.47856],[-94.97465,16.48085],[-94.97556,16.48324],[-94.97935,16.48278],[-94.98255,16.48244],[-94.98588,16.48199],[-94.98795,16.48326]]}}
Línea 230.0 kV | LineString | 230.0 kV | 1 |  |  | CFE |  |  |  |  | OpenStreetMap | {"type":"Feature","properties":{},"geometry":{"type":"LineString","coordinates":[[-109.59423,31.26348],[-109.59435,31.26298],[-109.59529,31.25996],[-109.59565,31.25992]]}}
Línea 230.0 kV | LineString | 230.0 kV | 2 |  |  | CFE |  |  |  |  | OpenStreetMap | {"type":"Feature","properties":{},"geometry":{"type":"LineString","coordinates":[[-109.59388,31.26348],[-109.59401,31.26301],[-109.59399,31.26072],[-109.59402,31.2581],[-109.59403,31.25334],[-109.59408,31.24829],[-109.59409,31.24347],[-109.59413,31.23837],[-109.59418,31.23358],[-109.5942,31.22887],[-109.59424,31.22451],[-109.59628,31.22273],[-109.59956,31.21994],[-109.60444,31.22058],[-109.60916,31.22147],[-109.61345,31.22212],[-109.61688,31.22274]]}}
Línea 230.0 kV | LineString | 230.0 kV | 1 |  |  | CFE |  |  |  |  | OpenStreetMap | {"type":"Feature","properties":{},"geometry":{"type":"LineString","coordinates":[[-109.59238,31.26604],[-109.59326,31.26604]]}}
Línea 230.0 kV | LineString | 230.0 kV | 1 |  |  | CFE |  |  |  |  | OpenStreetMap | {"type":"Feature","properties":{},"geometry":{"type":"LineString","coordinates":[[-109.59246,31.26665],[-109.59325,31.26668],[-109.59326,31.26604]]}}
Línea 230.0 kV | LineString | 230.0 kV | 1 |  |  | CFE |  |  |  |  | OpenStreetMap | {"type":"Feature","properties":{},"geometry":{"type":"LineString","coordinates":[[-109.59239,31.2656],[-109.59286,31.26565],[-109.59288,31.26469],[-109.59276,31.26442]]}}
Línea 230.0 kV | LineString | 230.0 kV | 1 |  |  | CFE |  |  |  |  | OpenStreetMap | {"type":"Feature","properties":{},"geometry":{"type":"LineString","coordinates":[[-110.30019,31.00411],[-110.29956,31.00384]]}}
Línea 230.0 kV | LineString | 230.0 kV | 1 |  |  | CFE |  |  |  |  | OpenStreetMap | {"type":"Feature","properties":{},"geometry":{"type":"LineString","coordinates":[[-110.34334,31.00028],[-110.34349,31.00086],[-110.34416,31.00312],[-110.34279,31.00442],[-110.34063,31.00418],[-110.3387,31.002],[-110.33661,30.99962],[-110.33477,30.9976],[-110.33319,30.99787],[-110.33097,30.99826],[-110.33019,30.99879]]}}
Línea 230.0 kV | LineString | 230.0 kV | 1 |  |  | CFE |  |  |  |  | OpenStreetMap | {"type":"Feature","properties":{},"geometry":{"type":"LineString","coordinates":[[-105.91426,28.444],[-105.9137,28.44419],[-105.91358,28.44465],[-105.91444,28.44599],[-105.91574,28.44794],[-105.91595,28.44879]]}}
Línea 230.0 kV | LineString | 230.0 kV | 1 |  |  | CFE |  |  |  |  | OpenStreetMap | {"type":"Feature","properties":{},"geometry":{"type":"LineString","coordinates":[[-105.91418,28.44386],[-105.9137,28.44419],[-105.9129,28.44462],[-105.91402,28.44632],[-105.91525,28.44818],[-105.91595,28.44879]]}}
Línea 230.0 kV | LineString | 230.0 kV | 2 |  |  | CFE |  |  |  |  | OpenStreetMap | {"type":"Feature","properties":{},"geometry":{"type":"LineString","coordinates":[[-105.82871,28.47707],[-105.82988,28.47488],[-105.83118,28.47246],[-105.83281,28.46948],[-105.8343,28.46674],[-105.8369,28.46503],[-105.83925,28.4635],[-105.84213,28.46165],[-105.84385,28.45814],[-105.84628,28.45809],[-105.84896,28.45803],[-105.85395,28.45788],[-105.85805,28.45778],[-105.86132,28.4577],[-105.86512,28.45762],[-105.86948,28.45749],[-105.87367,28.45739],[-105.8775,28.4573],[-105.88138,28.4572],[-105.88498,28.45558],[-105.88909,28.45377],[-105.89298,28.45206],[-105.89727,28.45015],[-105.90118,28.44844],[-105.90333,28.44747],[-105.90719,28.44576],[-105.91046,28.4443],[-105.91303,28.44322],[-105.91356,28.44299]]}}
Línea 230.0 kV | LineString | 230.0 kV | 2 |  |  | CFE |  |  |  |  | OpenStreetMap | {"type":"Feature","properties":{},"geometry":{"type":"LineString","coordinates":[[-105.82933,28.47734],[-105.83058,28.47502],[-105.83213,28.47212],[-105.8334,28.46977],[-105.83482,28.46712],[-105.83749,28.46538],[-105.84012,28.46368],[-105.84267,28.46204],[-105.84354,28.46026],[-105.8443,28.45871],[-105.84587,28.45869],[-105.84897,28.45861],[-105.85417,28.45847],[-105.85812,28.45837],[-105.86189,28.4583],[-105.86599,28.45817],[-105.87033,28.45806],[-105.87435,28.45797],[-105.8781,28.4579],[-105.88159,28.4578],[-105.88444,28.45651],[-105.88787,28.45502],[-105.8911,28.45356],[-105.89464,28.45198],[-105.89825,28.45038],[-105.90159,28.4489],[-105.90349,28.44805],[-105.90715,28.44644],[-105.91078,28.44482],[-105.91321,28.44353],[-105.91374,28.44327]]}}
Línea 230.0 kV | LineString | 230.0 kV | 1 |  |  | CFE |  |  |  |  | OpenStreetMap | {"type":"Feature","properties":{},"geometry":{"type":"LineString","coordinates":[[-106.37384,31.70159],[-106.37365,31.70198]]}}
Línea 230.0 kV | LineString | 230.0 kV | 1 |  |  | CFE |  |  |  |  | OpenStreetMap | {"type":"Feature","properties":{},"geometry":{"type":"LineString","coordinates":[[-104.49277,28.42968],[-104.49336,28.43021]]}}
Línea 230.0 kV | LineString | 230.0 kV | 1 |  |  | CFE |  |  |  |  | OpenStreetMap | {"type":"Feature","properties":{},"geometry":{"type":"LineString","coordinates":[[-107.44723,28.36352],[-107.44663,28.36356],[-107.44515,28.36347],[-107.44384,28.36652],[-107.44256,28.36949],[-107.44133,28.37241],[-107.44011,28.37523],[-107.4396,28.37717],[-107.4389,28.38007],[-107.43811,28.38308],[-107.43728,28.38649],[-107.43373,28.38904],[-107.4314,28.39076],[-107.42784,28.39332],[-107.42517,28.39531],[-107.42126,28.3982],[-107.41713,28.40117],[-107.4138,28.40337],[-107.41108,28.40513],[-107.40804,28.40714],[-107.40447,28.40948],[-107.40092,28.41179],[-107.39711,28.4143],[-107.39326,28.41683],[-107.38942,28.41935],[-107.38581,28.42172],[-107.38276,28.42355],[-107.37869,28.42599],[-107.37472,28.42839],[-107.37146,28.43031],[-107.36668,28.4332],[-107.36292,28.43545],[-107.35942,28.43755],[-107.35443,28.44056],[-107.35172,28.44218],[-107.34813,28.4412],[-107.34411,28.44014],[-107.34048,28.43917],[-107.33626,28.43807],[-107.33094,28.43665],[-107.32657,28.43547],[-107.32202,28.43425],[-107.31742,28.43303],[-107.31193,28.4316],[-107.30823,28.43061],[-107.30451,28.42963],[-107.30052,28.42855],[-107.29451,28.42697],[-107.2906,28.42594],[-107.28668,28.42489],[-107.28282,28.42387],[-107.2784,28.4227]]}}
Línea 230.0 kV | LineString | 230.0 kV | 2 |  |  | CFE |  |  |  |  | OpenStreetMap | {"type":"Feature","properties":{},"geometry":{"type":"LineString","coordinates":[[-116.57885,31.77831],[-116.5791,31.77779],[-116.58135,31.77735],[-116.5836,31.77689],[-116.58465,31.77634],[-116.58537,31.77622]]}}
Línea 230.0 kV | LineString | 230.0 kV | 1 |  |  | CFE |  |  |  |  | OpenStreetMap | {"type":"Feature","properties":{},"geometry":{"type":"LineString","coordinates":[[-116.98453,32.44612],[-116.9849,32.44579]]}}
Línea 230.0 kV | LineString | 230.0 kV | 1 |  |  | CFE |  |  |  |  | OpenStreetMap | {"type":"Feature","properties":{},"geometry":{"type":"LineString","coordinates":[[-116.98467,32.44621],[-116.9849,32.44579]]}}
Línea 230.0 kV | LineString | 230.0 kV | 1 |  |  | CFE |  |  |  |  | OpenStreetMap | {"type":"Feature","properties":{},"geometry":{"type":"LineString","coordinates":[[-116.98521,32.44654],[-116.98558,32.44623]]}}
Línea 230.0 kV | LineString | 230.0 kV | 1 |  |  | CFE |  |  |  |  | OpenStreetMap | {"type":"Feature","properties":{},"geometry":{"type":"LineString","coordinates":[[-116.98536,32.44663],[-116.98558,32.44623]]}}
Línea 230.0 kV | LineString | 230.0 kV | 2 |  |  | CFE |  |  |  |  | OpenStreetMap | {"type":"Feature","properties":{},"geometry":{"type":"LineString","coordinates":[[-116.74869,32.52329],[-116.74816,32.52302],[-116.74738,32.5224]]}}
Línea 230.0 kV | LineString | 230.0 kV | 2 |  |  | CFE |  |  |  |  | OpenStreetMap | {"type":"Feature","properties":{},"geometry":{"type":"LineString","coordinates":[[-116.71461,32.50332],[-116.71495,32.50327],[-116.71613,32.50323]]}}
Línea 230.0 kV | LineString | 230.0 kV | 1 |  |  | CFE |  |  |  |  | OpenStreetMap | {"type":"Feature","properties":{},"geometry":{"type":"LineString","coordinates":[[-102.1828,18.0457],[-102.18291,18.04601],[-102.18337,18.04666],[-102.18347,18.04682]]}}
Línea 230.0 kV | LineString | 230.0 kV | 1 |  |  | CFE |  |  |  |  | OpenStreetMap | {"type":"Feature","properties":{},"geometry":{"type":"LineString","coordinates":[[-102.18264,18.04578],[-102.1828,18.04608],[-102.18327,18.04672],[-102.18337,18.04688]]}}
Línea 230.0 kV | LineString | 230.0 kV | 1 |  |  | CFE |  |  |  |  | OpenStreetMap | {"type":"Feature","properties":{},"geometry":{"type":"LineString","coordinates":[[-102.18246,18.04588],[-102.18259,18.04618],[-102.18303,18.04686],[-102.18313,18.04702]]}}
Línea 230.0 kV | LineString | 230.0 kV | 1 |  |  | CFE |  |  |  |  | OpenStreetMap | {"type":"Feature","properties":{},"geometry":{"type":"LineString","coordinates":[[-102.1823,18.04598],[-102.18246,18.04625],[-102.18292,18.04691],[-102.18304,18.04708]]}}
Línea 230.0 kV | LineString | 230.0 kV | 2 |  |  | CFE |  |  |  |  | OpenStreetMap | {"type":"Feature","properties":{},"geometry":{"type":"LineString","coordinates":[[-115.4512,32.60195],[-115.45046,32.60119],[-115.44964,32.60061],[-115.44883,32.60005],[-115.44809,32.59953],[-115.44731,32.59897],[-115.44581,32.59854],[-115.44432,32.59811],[-115.44273,32.59765],[-115.44125,32.59723],[-115.43979,32.5968],[-115.43814,32.59634],[-115.43679,32.59592],[-115.43587,32.59575],[-115.43454,32.59577],[-115.43311,32.59579],[-115.43225,32.59487],[-115.43087,32.59454],[-115.42983,32.59428],[-115.42832,32.59391],[-115.42683,32.59355],[-115.42525,32.59318],[-115.42385,32.59283],[-115.4226,32.59254],[-115.42126,32.59221],[-115.41962,32.59184],[-115.41864,32.59159],[-115.41776,32.59136],[-115.41666,32.5911],[-115.41569,32.59086],[-115.41422,32.59049],[-115.41321,32.59026],[-115.41245,32.59008],[-115.41109,32.58975],[-115.41001,32.58949],[-115.40896,32.58924],[-115.40725,32.58882],[-115.40647,32.58863],[-115.40576,32.58846],[-115.40468,32.5882],[-115.40345,32.58769],[-115.40206,32.58712],[-115.40093,32.58666],[-115.39954,32.58609],[-115.39807,32.58549],[-115.39669,32.58493],[-115.39529,32.58435],[-115.3938,32.58375],[-115.39249,32.58321],[-115.39121,32.58269],[-115.3899,32.58309],[-115.38824,32.58359],[-115.38723,32.5839],[-115.38613,32.58423],[-115.384,32.58487],[-115.38292,32.58521],[-115.38157,32.58532],[-115.38029,32.58487],[-115.3793,32.58452],[-115.37817,32.58413],[-115.37737,32.58397],[-115.37661,32.58371],[-115.3757,32.58339],[-115.37452,32.58297],[-115.37398,32.58278],[-115.37351,32.58325]]}}
Línea 230.0 kV | LineString | 230.0 kV | 4 |  |  | Comision Federal de Electricidad |  |  |  |  | OpenStreetMap | {"type":"Feature","properties":{},"geometry":{"type":"LineString","coordinates":[[-115.56817,32.63079],[-115.56599,32.63079],[-115.5639,32.63079],[-115.56184,32.63079],[-115.55976,32.63079],[-115.55761,32.63079],[-115.55552,32.6308],[-115.55339,32.6308],[-115.55135,32.63078],[-115.55108,32.63062],[-115.55105,32.62895],[-115.55104,32.62729],[-115.55103,32.62565],[-115.55102,32.62399],[-115.551,32.62223],[-115.551,32.62072],[-115.55098,32.61918],[-115.55099,32.61761],[-115.55097,32.61609],[-115.55098,32.61456]]}}
Línea 230.0 kV | LineString | 230.0 kV | 1 |  |  | CFE |  |  |  |  | OpenStreetMap | {"type":"Feature","properties":{},"geometry":{"type":"LineString","coordinates":[[-98.16733,18.98889],[-98.1694,18.9868],[-98.17275,18.98328],[-98.175,18.98103],[-98.18064,18.97964],[-98.18329,18.97895],[-98.18793,18.97772],[-98.19192,18.97672],[-98.1945,18.97603],[-98.19859,18.97499],[-98.20241,18.974],[-98.20582,18.97316],[-98.21063,18.97189],[-98.21423,18.971],[-98.2183,18.96995],[-98.22255,18.96885],[-98.22538,18.96642],[-98.22805,18.96404],[-98.23045,18.96196],[-98.23247,18.96018],[-98.23701,18.96083],[-98.24124,18.96139],[-98.24521,18.96193],[-98.24798,18.96233],[-98.2532,18.961],[-98.258,18.95977],[-98.26289,18.95853],[-98.26712,18.95741],[-98.27135,18.95633],[-98.27706,18.95487],[-98.2797,18.95421],[-98.28306,18.95415],[-98.28742,18.95409],[-98.29153,18.95404],[-98.29608,18.954],[-98.30055,18.95395],[-98.30446,18.9539],[-98.30853,18.95386],[-98.31467,18.95376],[-98.31667,18.95373],[-98.32477,18.95362],[-98.33113,18.95358],[-98.33886,18.95341],[-98.34381,18.95336],[-98.34768,18.9533],[-98.3523,18.95323],[-98.35684,18.95319],[-98.36068,18.95315],[-98.36513,18.95309],[-98.36889,18.95302],[-98.37319,18.95296],[-98.37784,18.9529],[-98.38041,18.95285],[-98.38537,18.95291],[-98.38843,18.95281],[-98.39343,18.95264],[-98.3978,18.95267],[-98.4017,18.95258],[-98.40718,18.9525],[-98.4111,18.95245],[-98.41461,18.9524],[-98.41742,18.95237],[-98.42121,18.95229],[-98.43211,18.95215],[-98.44533,18.95198],[-98.44908,18.95194],[-98.45566,18.95183],[-98.46176,18.95175],[-98.46533,18.95174],[-98.47417,18.95159],[-98.47925,18.95152],[-98.48146,18.95154],[-98.4867,18.95145],[-98.49133,18.95136],[-98.49583,18.95133],[-98.49913,18.95013],[-98.50273,18.94882],[-98.50655,18.94738],[-98.5105,18.94599],[-98.51404,18.94467],[-98.51739,18.94344],[-98.52163,18.94202],[-98.52471,18.9409],[-98.52898,18.93934],[-98.53262,18.93802],[-98.53624,18.93672],[-98.53968,18.93547],[-98.54231,18.93454],[-98.54835,18.93236],[-98.55107,18.93136],[-98.55457,18.93008],[-98.558,18.92887],[-98.56371,18.92677],[-98.56607,18.92595],[-98.57005,18.92452],[-98.5763,18.92223],[-98.58033,18.92081],[-98.58439,18.91934],[-98.58895,18.91769],[-98.59286,18.91625],[-98.59677,18.91484],[-98.60035,18.91356],[-98.60267,18.91273],[-98.60635,18.91136],[-98.60878,18.91047],[-98.61307,18.90893],[-98.61545,18.90806],[-98.61934,18.90666],[-98.62855,18.90333],[-98.63192,18.90209],[-98.63488,18.90101],[-98.64334,18.90154],[-98.64768,18.90183],[-98.65383,18.90224],[-98.66115,18.90266],[-98.66699,18.90298],[-98.67477,18.9035],[-98.67816,18.90376],[-98.68024,18.90382],[-98.68351,18.90419],[-98.68679,18.90424],[-98.69342,18.90474],[-98.69752,18.90488],[-98.70532,18.90555],[-98.71188,18.90583],[-98.7134,18.90591],[-98.71738,18.90613],[-98.72182,18.90592],[-98.72651,18.90585],[-98.72899,18.90551],[-98.73511,18.90492],[-98.74033,18.90433],[-98.74368,18.90432],[-98.74961,18.90428],[-98.75282,18.90427],[-98.75715,18.90424],[-98.76209,18.90422],[-98.76506,18.90422],[-98.77027,18.90421],[-98.77452,18.90415],[-98.77824,18.90413],[-98.78076,18.9041],[-98.78449,18.90408],[-98.78925,18.90407],[-98.79301,18.90405],[-98.79691,18.90403],[-98.80019,18.90402],[-98.80415,18.90401],[-98.8097,18.90398],[-98.81308,18.90396],[-98.81744,18.90394],[-98.82148,18.90391],[-98.82633,18.9039],[-98.83003,18.90388],[-98.83437,18.90386],[-98.83884,18.90383],[-98.84304,18.90381],[-98.84614,18.9038],[-98.85057,18.90376],[-98.85428,18.90375],[-98.85834,18.90373],[-98.86225,18.90368],[-98.8661,18.90368],[-98.87055,18.90366],[-98.87452,18.90363],[-98.87826,18.9025],[-98.88165,18.90148],[-98.88555,18.90032],[-98.88768,18.89969]]}}
Línea 230.0 kV | LineString | 230.0 kV | 2 |  |  | CFE |  |  |  |  | OpenStreetMap | {"type":"Feature","properties":{},"geometry":{"type":"LineString","coordinates":[[-86.92046,20.82866],[-86.92079,20.82888],[-86.92294,20.83059],[-86.92697,20.83084],[-86.92789,20.83211],[-86.92864,20.83317],[-86.9293,20.83327]]}}
Línea 230.0 kV | LineString | 230.0 kV |  |  |  | CFE |  |  |  |  | OpenStreetMap | {"type":"Feature","properties":{},"geometry":{"type":"LineString","coordinates":[[-89.52913,20.90906],[-89.53044,20.9062],[-89.53123,20.90446],[-89.53234,20.90426]]}}
Línea 230.0 kV | LineString | 230.0 kV | 1 |  |  | CFE |  |  |  |  | OpenStreetMap | {"type":"Feature","properties":{},"geometry":{"type":"LineString","coordinates":[[-92.90633,17.84142],[-92.90688,17.84101],[-92.9084,17.83985],[-92.91011,17.83849]]}}
Línea 230.0 kV | LineString | 230.0 kV |  |  |  | CFE |  |  |  |  | OpenStreetMap | {"type":"Feature","properties":{},"geometry":{"type":"LineString","coordinates":[[-92.91039,17.84831],[-92.91302,17.84658],[-92.91507,17.84522],[-92.91839,17.84306]]}}
Línea 230.0 kV | LineString | 230.0 kV | 2 |  |  | CFE |  |  |  |  | OpenStreetMap | {"type":"Feature","properties":{},"geometry":{"type":"LineString","coordinates":[[-92.61271,17.83885],[-92.61573,17.8386],[-92.61944,17.83827],[-92.62233,17.83802],[-92.6256,17.83775],[-92.62898,17.83747],[-92.63238,17.83716],[-92.63645,17.8368],[-92.63994,17.83647],[-92.6436,17.83614],[-92.64771,17.83575],[-92.65136,17.83541],[-92.65428,17.83515],[-92.65757,17.83485],[-92.66141,17.8345],[-92.66522,17.83412],[-92.6684,17.83384],[-92.67265,17.83345],[-92.67564,17.83318],[-92.67942,17.83286],[-92.68309,17.83249],[-92.68663,17.83215],[-92.68909,17.83194],[-92.69257,17.83161],[-92.69598,17.8313],[-92.69928,17.83106],[-92.70401,17.83056],[-92.70672,17.83031],[-92.70953,17.83005],[-92.7132,17.82971],[-92.71685,17.82937],[-92.72003,17.82909],[-92.72356,17.82875],[-92.72685,17.82846],[-92.73052,17.82814],[-92.73326,17.8279],[-92.73642,17.82766],[-92.73966,17.82742],[-92.74286,17.82718],[-92.74618,17.82694],[-92.74971,17.82671],[-92.75306,17.82634],[-92.75733,17.82586],[-92.7607,17.82548],[-92.76435,17.82507],[-92.76774,17.82474],[-92.77131,17.82442],[-92.77538,17.82405],[-92.77881,17.82374],[-92.782,17.82346],[-92.7855,17.82313],[-92.78919,17.82279],[-92.79331,17.82243],[-92.79646,17.82304],[-92.80002,17.82377],[-92.8032,17.82439],[-92.80653,17.82506],[-92.81067,17.82588],[-92.81443,17.82663],[-92.81842,17.82743],[-92.82201,17.82815],[-92.82515,17.82877],[-92.82845,17.82944],[-92.83091,17.82993],[-92.83417,17.83057],[-92.8371,17.83113],[-92.84037,17.83181],[-92.84342,17.83242],[-92.84654,17.83304],[-92.84977,17.83369],[-92.85312,17.83436],[-92.85643,17.83501],[-92.85958,17.83564],[-92.86269,17.83626],[-92.86602,17.83693],[-92.86927,17.83757],[-92.8726,17.83822],[-92.87592,17.83887],[-92.8796,17.83964],[-92.88428,17.83994],[-92.88783,17.84018],[-92.89123,17.84041],[-92.89496,17.84066],[-92.899,17.84092],[-92.90349,17.84122],[-92.90633,17.84142]]}}
Línea 230.0 kV | LineString | 230.0 kV |  |  |  | CFE |  |  |  |  | OpenStreetMap | {"type":"Feature","properties":{},"geometry":{"type":"LineString","coordinates":[[-92.91199,17.83443],[-92.9102,17.83534],[-92.90755,17.83462],[-92.90467,17.83382],[-92.90175,17.83302],[-92.89702,17.83172],[-92.8925,17.83048],[-92.88878,17.82944],[-92.88437,17.82823],[-92.88053,17.82718],[-92.87778,17.82642],[-92.87438,17.82549],[-92.87096,17.82454],[-92.8685,17.82387],[-92.86615,17.82323],[-92.86237,17.82375],[-92.8586,17.82429],[-92.85476,17.82486],[-92.85177,17.82529],[-92.84881,17.82572],[-92.84536,17.82623],[-92.84238,17.82573],[-92.83976,17.82532],[-92.83678,17.82483],[-92.83214,17.82408],[-92.82822,17.82344],[-92.82378,17.82272],[-92.82011,17.82214],[-92.81782,17.82176],[-92.8138,17.8211],[-92.8115,17.82073],[-92.80806,17.82018],[-92.80447,17.81959],[-92.8025,17.81975],[-92.79849,17.82007],[-92.7952,17.82033],[-92.79096,17.82028],[-92.78707,17.82022],[-92.78313,17.82017],[-92.78014,17.82014],[-92.77699,17.82009],[-92.77373,17.82005],[-92.76997,17.81999],[-92.76566,17.81994],[-92.76188,17.81989],[-92.7586,17.81986],[-92.75366,17.81979],[-92.75044,17.81975],[-92.74805,17.81971],[-92.74514,17.81969],[-92.74166,17.81963],[-92.73928,17.81961],[-92.73609,17.81957],[-92.73174,17.8195],[-92.72754,17.81944],[-92.72326,17.81939],[-92.7192,17.81934],[-92.71673,17.81932],[-92.71425,17.81846],[-92.71139,17.81748],[-92.70982,17.81696],[-92.70702,17.81734],[-92.7055,17.81839],[-92.70268,17.82026],[-92.69939,17.82252],[-92.69676,17.82427],[-92.6951,17.82542],[-92.69316,17.82671],[-92.69001,17.82749],[-92.68774,17.82777],[-92.68319,17.82831],[-92.68088,17.82861],[-92.67807,17.82895],[-92.67493,17.82932],[-92.67153,17.82974],[-92.66722,17.83027],[-92.66265,17.83084],[-92.65745,17.83147],[-92.65342,17.83197],[-92.64926,17.83203],[-92.6467,17.83209],[-92.64306,17.83211],[-92.64028,17.83217],[-92.63523,17.8322],[-92.63215,17.83224],[-92.62912,17.83226],[-92.62562,17.83232],[-92.62141,17.83235],[-92.61685,17.8324],[-92.61408,17.83244],[-92.60939,17.8325],[-92.60891,17.83257]]}}
Línea 230.0 kV | LineString | 230.0 kV |  |  |  | CFE |  |  |  |  | OpenStreetMap | {"type":"Feature","properties":{},"geometry":{"type":"LineString","coordinates":[[-93.34334,18.0064],[-93.34584,18.0097],[-93.34845,18.01321],[-93.34775,18.01735],[-93.34705,18.02086],[-93.34496,18.02426],[-93.34257,18.02807],[-93.34021,18.03184],[-93.33917,18.03575],[-93.33799,18.03998],[-93.33697,18.0436],[-93.33577,18.0478],[-93.33454,18.05214],[-93.33338,18.05647],[-93.33226,18.06039],[-93.33137,18.0634],[-93.33024,18.06737],[-93.32758,18.07005],[-93.32486,18.07283],[-93.32182,18.07593],[-93.31865,18.07907],[-93.31561,18.08211],[-93.31247,18.08534],[-93.30953,18.08832],[-93.30665,18.09121],[-93.3038,18.09408],[-93.30054,18.09739],[-93.29739,18.10052],[-93.29454,18.10336],[-93.29124,18.10671],[-93.28838,18.10954],[-93.28799,18.11281],[-93.28764,18.11606],[-93.28497,18.11898],[-93.28253,18.12179],[-93.27992,18.12476],[-93.27683,18.12818],[-93.27388,18.13146],[-93.27132,18.13432],[-93.26903,18.13694],[-93.26693,18.13933],[-93.26322,18.13946],[-93.25908,18.13967],[-93.25595,18.13982],[-93.25353,18.14291],[-93.25099,18.14617],[-93.24866,18.14899],[-93.2463,18.15202],[-93.24325,18.15447],[-93.24007,18.15706],[-93.23696,18.15959],[-93.23377,18.16223],[-93.23071,18.16472],[-93.22729,18.16754],[-93.2241,18.1701],[-93.22112,18.17253],[-93.21813,18.17503],[-93.2158,18.17753],[-93.21357,18.17996],[-93.21134,18.18241],[-93.20906,18.18488],[-93.20762,18.18862],[-93.20613,18.19254],[-93.20473,18.19619],[-93.20329,18.19993],[-93.20188,18.20359],[-93.20044,18.20739],[-93.20048,18.21053],[-93.20049,18.21394],[-93.20049,18.21782],[-93.20055,18.22148],[-93.19789,18.22426],[-93.19546,18.2269],[-93.19307,18.22944],[-93.19048,18.23223],[-93.18764,18.2353],[-93.18509,18.2381],[-93.18254,18.24084],[-93.18029,18.24325],[-93.17787,18.24585],[-93.17548,18.24846],[-93.17282,18.25131],[-93.1718,18.25509],[-93.17088,18.25856],[-93.17004,18.26203],[-93.16916,18.26536],[-93.16831,18.26838],[-93.16746,18.27174],[-93.16651,18.27534],[-93.16556,18.27896],[-93.16467,18.28246],[-93.16692,18.28512],[-93.16947,18.28801],[-93.17183,18.29073],[-93.17442,18.29371],[-93.177,18.2967],[-93.17919,18.29917],[-93.18267,18.30039],[-93.18546,18.30132],[-93.18835,18.30154],[-93.19164,18.30178],[-93.19429,18.30195],[-93.1946,18.30223]]}}
Línea 230.0 kV | LineString | 230.0 kV |  |  |  | CFE |  |  |  |  | OpenStreetMap | {"type":"Feature","properties":{},"geometry":{"type":"LineString","coordinates":[[-93.34334,18.0064],[-93.33984,18.00534],[-93.33819,18.00482],[-93.33829,18.00099],[-93.33834,17.99862],[-93.34065,17.99852],[-93.34112,17.99796],[-93.3411,17.99761]]}}
Línea 230.0 kV | LineString | 230.0 kV | 2 |  |  | CFE |  |  |  |  | OpenStreetMap | {"type":"Feature","properties":{},"geometry":{"type":"LineString","coordinates":[[-93.48294,17.65514],[-93.48275,17.65548],[-93.48198,17.65516],[-93.48169,17.65462]]}}
Línea 230.0 kV | LineString | 230.0 kV |  |  |  | CFE |  |  |  |  | OpenStreetMap | {"type":"Feature","properties":{},"geometry":{"type":"LineString","coordinates":[[-93.34216,17.99704],[-93.34216,17.9965],[-93.3435,17.99235],[-93.34366,17.98982],[-93.34389,17.98586],[-93.34412,17.98162],[-93.34439,17.97746],[-93.3446,17.97378],[-93.34479,17.97012],[-93.34495,17.96732],[-93.34827,17.96462],[-93.35194,17.96159],[-93.35513,17.95895],[-93.35846,17.95619],[-93.36108,17.95403],[-93.36412,17.95152],[-93.36496,17.95086],[-93.36874,17.9506],[-93.37336,17.95031],[-93.37756,17.95004],[-93.3814,17.94979],[-93.38479,17.94958],[-93.38881,17.944],[-93.39183,17.9408],[-93.39494,17.93745],[-93.39819,17.93399],[-93.40116,17.93081],[-93.40419,17.9276],[-93.40675,17.92486],[-93.4093,17.92217],[-93.41124,17.92007],[-93.41381,17.91731],[-93.41656,17.91436],[-93.41922,17.91155],[-93.42085,17.90928],[-93.42275,17.90667],[-93.42497,17.90357],[-93.42747,17.90013],[-93.43003,17.89658],[-93.43236,17.89336],[-93.43458,17.89029],[-93.43649,17.88769],[-93.437,17.88589],[-93.43814,17.88213],[-93.43919,17.87848],[-93.44057,17.87381],[-93.4417,17.86989],[-93.4429,17.86578],[-93.44409,17.8617],[-93.44498,17.85866],[-93.44499,17.85465],[-93.44502,17.85032],[-93.44502,17.84632],[-93.44505,17.84248],[-93.44506,17.83877],[-93.44508,17.83472],[-93.44506,17.82995],[-93.44509,17.8269],[-93.44511,17.82289],[-93.44511,17.81945],[-93.44615,17.81617],[-93.44722,17.81272],[-93.44847,17.80879],[-93.44981,17.80452],[-93.45114,17.80032],[-93.4522,17.79697],[-93.45347,17.79289],[-93.4546,17.7893],[-93.45559,17.78615],[-93.45668,17.78275],[-93.45768,17.77955],[-93.45899,17.77545],[-93.46034,17.77117],[-93.46166,17.76698],[-93.46297,17.76281],[-93.4643,17.75857],[-93.46558,17.75452],[-93.46684,17.75054],[-93.46563,17.74797],[-93.46413,17.74472],[-93.46268,17.74156],[-93.46125,17.73851],[-93.4597,17.73516],[-93.45853,17.7326],[-93.45876,17.7289],[-93.45901,17.72504],[-93.45927,17.72115],[-93.45959,17.7162],[-93.45989,17.71155],[-93.46015,17.70741],[-93.4604,17.70369],[-93.46066,17.69952],[-93.46255,17.69862],[-93.46443,17.69772],[-93.46513,17.69384],[-93.46587,17.68971],[-93.4665,17.68621],[-93.46718,17.68243],[-93.46537,17.67986],[-93.46377,17.67753],[-93.46221,17.67527],[-93.46248,17.67145],[-93.46276,17.66697],[-93.46304,17.66267],[-93.46527,17.66132],[-93.46821,17.65953],[-93.47088,17.65793],[-93.47302,17.65662],[-93.47601,17.6565],[-93.4798,17.65634],[-93.48266,17.65622],[-93.4829,17.65575],[-93.48316,17.65526]]}}
Línea 230.0 kV | LineString | 230.0 kV | 2 |  |  | CFE |  |  |  |  | OpenStreetMap | {"type":"Feature","properties":{},"geometry":{"type":"LineString","coordinates":[[-93.51541,17.44085],[-93.51377,17.44025],[-93.5106,17.43915],[-93.50513,17.43712],[-93.50239,17.43619]]}}
Línea 230.0 kV | LineString | 230.0 kV |  |  |  | CFE |  |  |  |  | OpenStreetMap | {"type":"Feature","properties":{},"geometry":{"type":"LineString","coordinates":[[-94.83058,16.54649],[-94.82893,16.54618],[-94.82673,16.54641],[-94.82382,16.54673],[-94.82101,16.54706],[-94.8183,16.54736],[-94.81555,16.54768],[-94.81238,16.54804],[-94.81001,16.54831],[-94.80763,16.5486],[-94.8065,16.55162],[-94.80537,16.5547],[-94.80424,16.55773],[-94.80324,16.56039],[-94.80318,16.56108]]}}
Línea 230.0 kV | LineString | 230.0 kV | 2 |  |  | CFE |  |  |  |  | OpenStreetMap | {"type":"Feature","properties":{},"geometry":{"type":"LineString","coordinates":[[-98.04674,19.49867],[-98.04788,19.49869],[-98.05009,19.49988],[-98.05201,19.50027],[-98.05578,19.50106],[-98.05983,19.50178],[-98.06269,19.50232],[-98.06653,19.50298],[-98.07044,19.50376],[-98.07447,19.50446],[-98.07768,19.50504],[-98.08212,19.50582],[-98.08604,19.50652],[-98.09019,19.50728],[-98.09409,19.50794],[-98.09803,19.50864],[-98.10224,19.50942],[-98.10553,19.51001],[-98.10947,19.51071],[-98.11301,19.51136],[-98.11719,19.51208],[-98.12118,19.51258],[-98.1237,19.51295],[-98.12727,19.51346],[-98.13075,19.51392],[-98.13483,19.51453],[-98.13905,19.51513],[-98.14266,19.51557],[-98.14648,19.51619],[-98.1502,19.51669],[-98.15372,19.5172],[-98.1576,19.5177],[-98.16152,19.51828],[-98.16596,19.51888],[-98.16841,19.51924],[-98.17014,19.51943],[-98.17075,19.51708],[-98.17153,19.51443],[-98.17247,19.511],[-98.17337,19.50733],[-98.17419,19.50422],[-98.17527,19.50033],[-98.17597,19.4976],[-98.17866,19.49797],[-98.18183,19.49841],[-98.18536,19.49895],[-98.18799,19.49935],[-98.19193,19.49987],[-98.19493,19.5003],[-98.19762,19.50068],[-98.19694,19.50449],[-98.19651,19.50758],[-98.196,19.51083],[-98.19546,19.51433],[-98.19493,19.51725],[-98.19448,19.52029],[-98.19408,19.52289],[-98.1959,19.52314],[-98.19759,19.52341],[-98.20117,19.52391],[-98.20494,19.52448],[-98.20897,19.52502],[-98.2125,19.52557],[-98.21676,19.52617],[-98.22019,19.52662],[-98.22429,19.52721],[-98.22815,19.52776],[-98.23257,19.5284],[-98.23578,19.52887],[-98.23932,19.52934],[-98.24395,19.53006],[-98.24701,19.53045],[-98.25268,19.53126],[-98.256,19.53171],[-98.25976,19.53231],[-98.2636,19.5328],[-98.26629,19.53317],[-98.26906,19.53357],[-98.27429,19.53431],[-98.27873,19.53497],[-98.28277,19.53549],[-98.28709,19.53622],[-98.29125,19.53668],[-98.29461,19.53717],[-98.29788,19.53764],[-98.30123,19.53837],[-98.30477,19.53914],[-98.30857,19.53995],[-98.31251,19.54077],[-98.31646,19.54163],[-98.32017,19.54242],[-98.32408,19.54327],[-98.3281,19.54413],[-98.33167,19.54485],[-98.33562,19.54569],[-98.33935,19.5465],[-98.34322,19.54735],[-98.34691,19.54818],[-98.35064,19.54905],[-98.3541,19.54975]]}}
Línea 230.0 kV | LineString | 230.0 kV | 2 |  |  | CFE |  |  |  |  | OpenStreetMap | {"type":"Feature","properties":{},"geometry":{"type":"LineString","coordinates":[[-98.88889,19.64542],[-98.88944,19.64561],[-98.89075,19.64586],[-98.89251,19.64449],[-98.89422,19.64316],[-98.89677,19.64398],[-98.89975,19.64493],[-98.90276,19.64587],[-98.90512,19.64664],[-98.90574,19.64822]]}}
Línea 230.0 kV | LineString | 230.0 kV | 2 |  |  | CFE |  |  |  |  | OpenStreetMap | {"type":"Feature","properties":{},"geometry":{"type":"LineString","coordinates":[[-99.23637,19.85832],[-99.2356,19.85867],[-99.23487,19.85816],[-99.23468,19.85794]]}}
Línea 230.0 kV | LineString | 230.0 kV | 2 |  |  | CFE |  |  |  |  | OpenStreetMap | {"type":"Feature","properties":{},"geometry":{"type":"LineString","coordinates":[[-115.67722,32.59681],[-115.67742,32.59673],[-115.67763,32.59664],[-115.67984,32.59582],[-115.68344,32.59507],[-115.68473,32.5948],[-115.68704,32.59383],[-115.69177,32.59188],[-115.69617,32.59006],[-115.70086,32.58813],[-115.70529,32.5863],[-115.70856,32.58495],[-115.71228,32.58342],[-115.71634,32.58174],[-115.72028,32.58011],[-115.72522,32.57807],[-115.73276,32.5773],[-115.73736,32.57682],[-115.74223,32.57632],[-115.74712,32.57582],[-115.75185,32.57533],[-115.75645,32.57486],[-115.76117,32.57438],[-115.76496,32.57399],[-115.76851,32.57362],[-115.77207,32.57325],[-115.77665,32.57278],[-115.78145,32.57229],[-115.78619,32.5718],[-115.79101,32.57131],[-115.79586,32.57081],[-115.80089,32.57029],[-115.8055,32.56981],[-115.80968,32.56938],[-115.81437,32.5689],[-115.81907,32.56842],[-115.82349,32.56796],[-115.8281,32.56749],[-115.83251,32.56707],[-115.83701,32.56667],[-115.84153,32.56617],[-115.8459,32.56573],[-115.8507,32.56519],[-115.85596,32.56468],[-115.8611,32.56416],[-115.86562,32.56368],[-115.86983,32.56329],[-115.8724,32.563],[-115.87588,32.56299],[-115.88149,32.56296],[-115.8855,32.56296],[-115.88886,32.56297],[-115.89257,32.56294],[-115.89667,32.56287],[-115.90131,32.56286],[-115.90626,32.56284],[-115.9105,32.56284],[-115.91485,32.56281],[-115.91959,32.56279],[-115.92419,32.56277],[-115.92891,32.56277],[-115.93491,32.56274],[-115.9392,32.56273],[-115.94283,32.5627]]}}
Línea 230.0 kV | LineString | 230.0 kV | 2 |  |  | CFE |  |  |  |  | OpenStreetMap | {"type":"Feature","properties":{},"geometry":{"type":"LineString","coordinates":[[-115.67575,32.59553],[-115.67329,32.59653]]}}
Línea 230.0 kV | LineString | 230.0 kV | 1 |  |  | CFE |  |  |  |  | OpenStreetMap | {"type":"Feature","properties":{},"geometry":{"type":"LineString","coordinates":[[-115.67575,32.59553],[-115.6771,32.59532],[-115.67749,32.59597],[-115.67686,32.59634]]}}
Línea 230.0 kV | LineString | 230.0 kV |  |  |  | CFE |  |  |  |  | OpenStreetMap | {"type":"Feature","properties":{},"geometry":{"type":"LineString","coordinates":[[-100.69258,28.48294],[-100.69481,28.4818],[-100.69768,28.48028],[-100.7005,28.47877],[-100.70304,28.47617],[-100.70538,28.47378],[-100.70771,28.47139],[-100.70912,28.46995],[-100.71005,28.469],[-100.71245,28.46655],[-100.71478,28.46416],[-100.71712,28.46177],[-100.71951,28.45932],[-100.72145,28.45733],[-100.72361,28.45513],[-100.72595,28.45276],[-100.72817,28.45041]]}}
Línea 230.0 kV | LineString | 230.0 kV |  |  |  | CFE |  |  |  |  | OpenStreetMap | {"type":"Feature","properties":{},"geometry":{"type":"LineString","coordinates":[[-100.69258,28.48294],[-100.69209,28.48334],[-100.69169,28.48374]]}}
Línea 230.0 kV | LineString | 230.0 kV | 2 |  |  | CFE |  |  |  |  | OpenStreetMap | {"type":"Feature","properties":{},"geometry":{"type":"LineString","coordinates":[[-100.80985,28.41864],[-100.80643,28.41804],[-100.80383,28.42077],[-100.80118,28.42353],[-100.79817,28.42467],[-100.7956,28.4257],[-100.79248,28.42692],[-100.78941,28.42814],[-100.78611,28.42941],[-100.78394,28.43026],[-100.78231,28.432],[-100.78005,28.43234],[-100.77774,28.43269],[-100.77586,28.43342],[-100.77284,28.4346],[-100.76947,28.43592],[-100.76616,28.43722],[-100.76314,28.43838],[-100.75967,28.43966],[-100.75386,28.44144],[-100.75064,28.44237],[-100.74738,28.44334],[-100.74405,28.44431],[-100.74076,28.44528],[-100.73735,28.44626]]}}
Línea 230.0 kV | LineString | 230.0 kV |  |  |  | CFE |  |  |  |  | OpenStreetMap | {"type":"Feature","properties":{},"geometry":{"type":"LineString","coordinates":[[-100.80985,28.41864],[-100.81063,28.41851]]}}
Línea 230.0 kV | LineString | 230.0 kV |  |  |  | CFE |  |  |  |  | OpenStreetMap | {"type":"Feature","properties":{},"geometry":{"type":"LineString","coordinates":[[-99.64764,27.4343],[-99.64562,27.43203]]}}
Línea 230.0 kV | LineString | 230.0 kV |  |  |  | CFE |  |  |  |  | OpenStreetMap | {"type":"Feature","properties":{},"geometry":{"type":"LineString","coordinates":[[-99.64432,27.43035],[-99.64565,27.4319],[-99.64764,27.4343]]}}
Línea 230.0 kV | LineString | 230.0 kV |  |  |  | CFE |  |  |  |  | OpenStreetMap | {"type":"Feature","properties":{},"geometry":{"type":"LineString","coordinates":[[-99.64562,27.43203],[-99.64432,27.43035]]}}
Línea 230.0 kV | LineString | 230.0 kV |  |  |  | CFE |  |  |  |  | OpenStreetMap | {"type":"Feature","properties":{},"geometry":{"type":"LineString","coordinates":[[-100.69127,28.48345],[-100.69168,28.48303],[-100.69194,28.48249]]}}
Línea 230.0 kV | LineString | 230.0 kV |  |  |  | CFE |  |  |  |  | OpenStreetMap | {"type":"Feature","properties":{},"geometry":{"type":"LineString","coordinates":[[-100.69194,28.48249],[-100.69154,28.48292],[-100.6911,28.48333]]}}
Línea 230.0 kV | LineString | 230.0 kV |  |  |  | CFE |  |  |  |  | OpenStreetMap | {"type":"Feature","properties":{},"geometry":{"type":"LineString","coordinates":[[-103.22211,20.47701],[-103.2217,20.47731],[-103.22187,20.48061],[-103.22203,20.48392],[-103.2222,20.48749],[-103.22239,20.49087],[-103.22464,20.49374],[-103.22689,20.4966],[-103.22914,20.49944],[-103.23142,20.50229],[-103.23361,20.5051],[-103.23581,20.50789],[-103.23808,20.51075],[-103.24038,20.51366],[-103.24256,20.5164],[-103.24479,20.51922],[-103.247,20.52202],[-103.24927,20.52489],[-103.25081,20.52686],[-103.25193,20.52824],[-103.25331,20.52995],[-103.25268,20.53039]]}}
Línea 230.0 kV | LineString | 230.0 kV | 2 |  |  | CFE |  |  |  |  | OpenStreetMap | {"type":"Feature","properties":{},"geometry":{"type":"LineString","coordinates":[[-98.39502,26.09669],[-98.39725,26.09813],[-98.39955,26.10139],[-98.40177,26.10454],[-98.4036,26.10714],[-98.4063,26.11074],[-98.40852,26.11416],[-98.41044,26.11689],[-98.41259,26.11992],[-98.41559,26.12427],[-98.41755,26.12703],[-98.41985,26.13029],[-98.42244,26.13395],[-98.42428,26.13658],[-98.42222,26.14052],[-98.42042,26.14394],[-98.41873,26.14722],[-98.41702,26.15047],[-98.4154,26.15356],[-98.41372,26.15673],[-98.41185,26.16029],[-98.41051,26.16338],[-98.40886,26.16715],[-98.40742,26.17044],[-98.40605,26.1736],[-98.40458,26.17696],[-98.40303,26.18046],[-98.40202,26.1824],[-98.40156,26.18401],[-98.40128,26.18561],[-98.401,26.18725],[-98.40038,26.19091],[-98.40003,26.19296],[-98.39968,26.19499],[-98.39935,26.19689],[-98.39898,26.19892],[-98.39862,26.20096],[-98.39826,26.20301],[-98.398,26.2047],[-98.39771,26.20631]]}}
Línea 230.0 kV | LineString | 230.0 kV |  |  |  | CFE |  |  |  |  | OpenStreetMap | {"type":"Feature","properties":{},"geometry":{"type":"LineString","coordinates":[[-98.39499,26.09601],[-98.39876,26.09597],[-98.40117,26.0935],[-98.40406,26.09051],[-98.40667,26.08777],[-98.40934,26.08499],[-98.41021,26.08169],[-98.41244,26.07816],[-98.41453,26.07469],[-98.41736,26.07256],[-98.42021,26.0704],[-98.42171,26.0692],[-98.42348,26.06582],[-98.42523,26.06231],[-98.42704,26.05873],[-98.42888,26.0551],[-98.43053,26.05181],[-98.43175,26.04941],[-98.43303,26.04694],[-98.43488,26.04325],[-98.43278,26.04077],[-98.42911,26.03649],[-98.42727,26.03434],[-98.42679,26.03163],[-98.42616,26.02809],[-98.42554,26.02459],[-98.42493,26.02111],[-98.42428,26.01751],[-98.42369,26.01412],[-98.42307,26.01079],[-98.42243,26.00702],[-98.42183,26.00368],[-98.41852,26.00174],[-98.4147,25.99948],[-98.4116,25.99767],[-98.40827,25.99565],[-98.40497,25.99371],[-98.40175,25.99181],[-98.39863,25.98996],[-98.39586,25.98835],[-98.39208,25.9883],[-98.3876,25.98825],[-98.38367,25.9882],[-98.37985,25.98816],[-98.3756,25.9881],[-98.3721,25.98806],[-98.36788,25.98801],[-98.36458,25.98797],[-98.36052,25.98792],[-98.35653,25.98788],[-98.35312,25.98784],[-98.34912,25.98779],[-98.34541,25.98774],[-98.34168,25.9877],[-98.33806,25.98766],[-98.33422,25.98761],[-98.33044,25.98757],[-98.32661,25.98752],[-98.3227,25.98747],[-98.31881,25.98743],[-98.31482,25.98738],[-98.31094,25.98733],[-98.30692,25.98728],[-98.30295,25.98724],[-98.29875,25.98719],[-98.29647,25.98716],[-98.29454,25.98714],[-98.29069,25.98709],[-98.28683,25.98705],[-98.28451,25.98423],[-98.28225,25.98154],[-98.28038,25.97928],[-98.27939,25.97802],[-98.27875,25.9768],[-98.2766,25.97699],[-98.27603,25.97695]]}}
Línea 230.0 kV | LineString | 230.0 kV |  |  |  | CFE |  |  |  |  | OpenStreetMap | {"type":"Feature","properties":{},"geometry":{"type":"LineString","coordinates":[[-98.39499,26.09601],[-98.39461,26.09591],[-98.3925,26.09589]]}}
Línea 230.0 kV | LineString | 230.0 kV |  |  |  | CFE |  |  |  |  | OpenStreetMap | {"type":"Feature","properties":{},"geometry":{"type":"LineString","coordinates":[[-103.29245,20.62836],[-103.29297,20.62838]]}}
Línea 230.0 kV | LineString | 230.0 kV |  |  |  | CFE |  |  |  |  | OpenStreetMap | {"type":"Feature","properties":{},"geometry":{"type":"LineString","coordinates":[[-103.2948,20.62813],[-103.2952,20.6284]]}}
Línea 230.0 kV | LineString | 230.0 kV | 1 |  |  | CFE |  |  |  |  | OpenStreetMap | {"type":"Feature","properties":{},"geometry":{"type":"LineString","coordinates":[[-100.55758,20.91712],[-100.55649,20.91694],[-100.55561,20.91462],[-100.55427,20.91119],[-100.55256,20.90679],[-100.55121,20.90332],[-100.54994,20.90002],[-100.54865,20.89673],[-100.54723,20.8931],[-100.54585,20.88953],[-100.54454,20.88619],[-100.54343,20.88331],[-100.54216,20.88007],[-100.54082,20.87662],[-100.53951,20.87325],[-100.53755,20.86822],[-100.53641,20.86529],[-100.53492,20.86144],[-100.53372,20.85838],[-100.53219,20.85443],[-100.53094,20.85124],[-100.52955,20.84766],[-100.52763,20.84274],[-100.52599,20.83849],[-100.52246,20.82944],[-100.52072,20.8251],[-100.5173,20.81616],[-100.5167,20.81462],[-100.51475,20.80962],[-100.51108,20.80012],[-100.50941,20.79595],[-100.50652,20.78843],[-100.50477,20.78403],[-100.50285,20.77903],[-100.50179,20.77635],[-100.50069,20.77353],[-100.49954,20.77054],[-100.49844,20.76771],[-100.49642,20.76251],[-100.49478,20.75834],[-100.49376,20.75569],[-100.49262,20.75276],[-100.4911,20.74882],[-100.48986,20.7457],[-100.4884,20.7419],[-100.48725,20.73892],[-100.48615,20.73608],[-100.48497,20.73309],[-100.48305,20.72808],[-100.48219,20.72587],[-100.4802,20.72076],[-100.4787,20.71691],[-100.47764,20.71418],[-100.47592,20.70976],[-100.47512,20.70764],[-100.47358,20.70373],[-100.47255,20.70106],[-100.47106,20.69722],[-100.46981,20.69401],[-100.46843,20.69048],[-100.46719,20.68728],[-100.4663,20.68497],[-100.46536,20.68258],[-100.46453,20.68039],[-100.46285,20.67611],[-100.46151,20.67269],[-100.46147,20.67258],[-100.46018,20.66924],[-100.45877,20.66549],[-100.45749,20.66235],[-100.45616,20.65876],[-100.45471,20.65507],[-100.45373,20.65253],[-100.45265,20.64974],[-100.45019,20.64755],[-100.44755,20.6452],[-100.4452,20.64313],[-100.4439,20.64316]]}}
Línea 230.0 kV | LineString | 230.0 kV |  |  |  | CFE |  |  |  |  | OpenStreetMap | {"type":"Feature","properties":{},"geometry":{"type":"LineString","coordinates":[[-116.90776,32.42234],[-116.9094,32.42212]]}}
Línea 230.0 kV | LineString | 230.0 kV | 4 |  |  | CFE |  |  |  |  | OpenStreetMap | {"type":"Feature","properties":{},"geometry":{"type":"LineString","coordinates":[[-116.87971,32.44368],[-116.87986,32.44164],[-116.8802,32.43828],[-116.88052,32.43494],[-116.8809,32.43102],[-116.88215,32.43009],[-116.88163,32.42717]]}}
Línea 230.0 kV | LineString | 230.0 kV |  |  |  | San Diego Gas & Electric |  |  |  |  | OpenStreetMap | {"type":"Feature","properties":{},"geometry":{"type":"LineString","coordinates":[[-116.07626,32.59928],[-116.07869,32.59943],[-116.07962,32.59942],[-116.08337,32.59725],[-116.08731,32.59721],[-116.08866,32.59805],[-116.09022,32.59905],[-116.09207,32.6001],[-116.09592,32.60246],[-116.1004,32.60305],[-116.10433,32.60342],[-116.10644,32.60394],[-116.10985,32.60454],[-116.11369,32.60535],[-116.1148,32.60795],[-116.11611,32.61109],[-116.11577,32.61446],[-116.11548,32.61717],[-116.11607,32.61821]]}}
Línea 230.0 kV | LineString | 230.0 kV | 2 |  |  | CFE |  |  |  |  | OpenStreetMap | {"type":"Feature","properties":{},"geometry":{"type":"LineString","coordinates":[[-98.45875,25.89889],[-98.45882,25.89979],[-98.45874,25.90078],[-98.4585,25.90191],[-98.45822,25.90312],[-98.45791,25.90436],[-98.45762,25.90516],[-98.45701,25.90575],[-98.45574,25.90679],[-98.45457,25.90764],[-98.45323,25.90862],[-98.45206,25.90952],[-98.45076,25.91052],[-98.44958,25.9114],[-98.44824,25.91242],[-98.44707,25.91327],[-98.44568,25.91411],[-98.44429,25.91485],[-98.44296,25.91552],[-98.44153,25.91625],[-98.44018,25.91694],[-98.43874,25.91767],[-98.43735,25.91837],[-98.43593,25.91905],[-98.43516,25.91951],[-98.43451,25.92016],[-98.43389,25.92144],[-98.43331,25.92257],[-98.43292,25.92333],[-98.43057,25.92318],[-98.42796,25.9207],[-98.42564,25.91854],[-98.4233,25.91634],[-98.42083,25.91403],[-98.41811,25.91157],[-98.41417,25.91147],[-98.40993,25.91136],[-98.40629,25.91127],[-98.40188,25.91116],[-98.39741,25.91104],[-98.39292,25.91093],[-98.38874,25.91082],[-98.3849,25.91073],[-98.38071,25.91062],[-98.37711,25.91053],[-98.37653,25.913],[-98.377,25.91813],[-98.37668,25.91835],[-98.37698,25.92148],[-98.3772,25.92499],[-98.37471,25.92579],[-98.37154,25.92579],[-98.36782,25.92579],[-98.36443,25.92579],[-98.36144,25.92579],[-98.35821,25.92578],[-98.3548,25.9258],[-98.35431,25.92643],[-98.35012,25.92635],[-98.34976,25.92561],[-98.34533,25.92564],[-98.3393,25.92562],[-98.3364,25.92563],[-98.33281,25.92561],[-98.33,25.92561],[-98.32952,25.92873],[-98.32897,25.93215],[-98.32836,25.93585],[-98.32781,25.93919],[-98.32728,25.94231],[-98.32622,25.94618],[-98.32572,25.94937],[-98.3251,25.95312],[-98.32448,25.95687],[-98.32387,25.96049],[-98.3233,25.96403],[-98.32273,25.96752],[-98.32216,25.97101],[-98.3216,25.9743],[-98.31934,25.97487],[-98.31675,25.9754],[-98.31639,25.97557]]}}
Línea 230.0 kV | LineString | 230.0 kV | 1 |  |  | CFE |  |  |  |  | OpenStreetMap | {"type":"Feature","properties":{},"geometry":{"type":"LineString","coordinates":[[-99.56854,19.27964],[-99.56854,19.27916],[-99.56845,19.27754],[-99.566,19.27542],[-99.5645,19.27219],[-99.56286,19.26864],[-99.56137,19.26542],[-99.55764,19.26358],[-99.55368,19.26164],[-99.55039,19.26002],[-99.54643,19.25808],[-99.54281,19.25629],[-99.53969,19.25477],[-99.53633,19.25311],[-99.53286,19.25142],[-99.52946,19.24974],[-99.52634,19.24821],[-99.52334,19.24672],[-99.52099,19.24325],[-99.51897,19.24027],[-99.51705,19.23743],[-99.51499,19.23439],[-99.51279,19.23112],[-99.51219,19.23024],[-99.51073,19.22809],[-99.50866,19.22504],[-99.50667,19.22208],[-99.50455,19.21896],[-99.50259,19.21607],[-99.49976,19.21188],[-99.49826,19.20967],[-99.49621,19.20664],[-99.49387,19.20316],[-99.49169,19.19996],[-99.49,19.19747],[-99.48785,19.19428],[-99.48568,19.19108],[-99.48376,19.18824],[-99.48112,19.18433],[-99.47921,19.18152],[-99.47741,19.17887],[-99.47523,19.17565],[-99.47279,19.17203],[-99.47078,19.16909],[-99.46863,19.16588],[-99.46766,19.16444]]}}
Línea 230.0 kV | LineString | 230.0 kV | 1 |  |  | CFE |  |  |  |  | OpenStreetMap | {"type":"Feature","properties":{},"geometry":{"type":"LineString","coordinates":[[-110.2995,31.00514],[-110.29985,31.00519],[-110.29991,31.00676],[-110.29876,31.00758],[-110.29374,31.01171],[-110.29166,31.01335],[-110.2888,31.01485],[-110.2854,31.01662],[-110.2807,31.01909],[-110.2774,31.02086],[-110.27436,31.02247],[-110.27209,31.02364],[-110.26791,31.02584],[-110.264,31.02791],[-110.26299,31.02845],[-110.26226,31.02854]]}}
Línea 230.0 kV | LineString | 230.0 kV | 2 |  |  | CFE |  |  |  |  | OpenStreetMap | {"type":"Feature","properties":{},"geometry":{"type":"LineString","coordinates":[[-110.26265,31.02941],[-110.26185,31.02981],[-110.25916,31.03121],[-110.25493,31.03343],[-110.25053,31.03573],[-110.24612,31.03804],[-110.24177,31.04032],[-110.23703,31.0428],[-110.23315,31.04484],[-110.22964,31.04756],[-110.22583,31.05057],[-110.22169,31.05368],[-110.21758,31.05689],[-110.21353,31.06],[-110.20935,31.06324],[-110.20526,31.06639],[-110.2014,31.06935],[-110.19751,31.0724],[-110.19358,31.07543],[-110.19024,31.078],[-110.18733,31.08025],[-110.18377,31.083],[-110.1803,31.08566],[-110.17672,31.08834],[-110.17254,31.09164],[-110.16998,31.09363],[-110.16683,31.09603],[-110.16323,31.09881],[-110.16031,31.10108],[-110.15585,31.10451],[-110.15255,31.10705],[-110.14907,31.10973],[-110.14608,31.11204],[-110.14262,31.11471],[-110.13876,31.11768],[-110.13484,31.1207],[-110.13122,31.12345],[-110.12723,31.12655],[-110.12406,31.12899],[-110.1203,31.13186],[-110.11621,31.13503],[-110.11226,31.13808],[-110.10793,31.1414],[-110.10507,31.14361],[-110.1017,31.14619],[-110.09817,31.14713],[-110.09415,31.1482],[-110.08889,31.14959],[-110.08364,31.15098],[-110.07977,31.15199],[-110.07475,31.15335],[-110.0724,31.15397],[-110.06753,31.15525],[-110.06277,31.15652],[-110.05806,31.15776],[-110.05468,31.15865],[-110.0504,31.1598],[-110.04652,31.16085],[-110.04113,31.16228],[-110.03739,31.16326],[-110.03267,31.16452],[-110.02757,31.16586],[-110.02221,31.16728],[-110.01746,31.16856],[-110.01194,31.17],[-110.00653,31.17142],[-110.00286,31.1724],[-109.99803,31.17369],[-109.99319,31.17497],[-109.98801,31.17634],[-109.98282,31.17772],[-109.97662,31.17936],[-109.97308,31.18028],[-109.96991,31.18257],[-109.96705,31.18461],[-109.96319,31.18733],[-109.95874,31.19055],[-109.95529,31.19302],[-109.95111,31.19596],[-109.94697,31.19896],[-109.94268,31.20202],[-109.93925,31.20444],[-109.93532,31.20728],[-109.93163,31.2099],[-109.9284,31.21221],[-109.92558,31.21422],[-109.92233,31.21657],[-109.91794,31.21887],[-109.91439,31.22078],[-109.91217,31.22194],[-109.90728,31.22456],[-109.90294,31.22687],[-109.89889,31.22903],[-109.89424,31.2315],[-109.88996,31.23377],[-109.88559,31.23609],[-109.88177,31.23813],[-109.87848,31.23988],[-109.87424,31.24214],[-109.86928,31.24479],[-109.8645,31.24734],[-109.8587,31.25042],[-109.85478,31.2525],[-109.85008,31.255],[-109.84551,31.2574],[-109.8412,31.25972],[-109.83777,31.25909],[-109.83203,31.25805],[-109.82817,31.25736],[-109.82387,31.25657],[-109.81674,31.25529],[-109.81289,31.25458],[-109.80799,31.25371],[-109.80108,31.25245],[-109.79627,31.25161],[-109.79078,31.25059],[-109.78719,31.24994],[-109.78096,31.24881],[-109.7759,31.2479],[-109.77016,31.24684],[-109.76767,31.24641],[-109.76221,31.24541],[-109.75876,31.24477],[-109.75092,31.24338],[-109.74672,31.24261],[-109.74221,31.2418],[-109.73684,31.24081],[-109.73202,31.23994],[-109.72705,31.23903],[-109.72161,31.23804],[-109.71594,31.237],[-109.71329,31.23653],[-109.70883,31.23573],[-109.70612,31.23522],[-109.70207,31.23448],[-109.69949,31.23402],[-109.69294,31.23282],[-109.68608,31.23159],[-109.67893,31.23029],[-109.67281,31.22917],[-109.66759,31.22822],[-109.66233,31.22725],[-109.65712,31.22631],[-109.65248,31.22548],[-109.64779,31.2246],[-109.64325,31.22379],[-109.63859,31.22294],[-109.63457,31.22219],[-109.63179,31.22419],[-109.62895,31.22623],[-109.62427,31.2255],[-109.61897,31.22471],[-109.61407,31.22392]]}}
Línea 230.0 kV | LineString | 230.0 kV |  |  |  | Comisión Federal de Electricidad |  |  |  |  | OpenStreetMap | {"type":"Feature","properties":{},"geometry":{"type":"LineString","coordinates":[[-102.12327,17.98837],[-102.12469,17.99022],[-102.12468,17.99232],[-102.12466,17.99339],[-102.12463,17.9968],[-102.12462,17.99909],[-102.12459,18.0033],[-102.12457,18.00526],[-102.12455,18.00829],[-102.12452,18.01277],[-102.12234,18.01441],[-102.11834,18.01742],[-102.11558,18.01951],[-102.11149,18.0226],[-102.10673,18.0262],[-102.10266,18.02581],[-102.09773,18.02537],[-102.09358,18.025],[-102.08978,18.02467]]}}
Línea 230.0 kV | LineString | 230.0 kV | 1 |  |  | Comisión Federal de Electricidad |  |  |  |  | OpenStreetMap | {"type":"Feature","properties":{},"geometry":{"type":"LineString","coordinates":[[-102.18311,18.04776],[-102.18328,18.04796],[-102.18345,18.04909],[-102.17789,18.0525],[-102.17031,18.05154],[-102.16852,18.05169],[-102.16316,18.05214],[-102.15804,18.05258],[-102.15341,18.05298],[-102.1504,18.05323],[-102.14381,18.05379],[-102.14126,18.054],[-102.13748,18.05432],[-102.13532,18.05451],[-102.13352,18.05466],[-102.12762,18.05515],[-102.12253,18.05559],[-102.11768,18.056],[-102.11553,18.05618],[-102.10927,18.05671],[-102.10419,18.05713],[-102.1011,18.05742],[-102.09807,18.05764],[-102.09543,18.05786],[-102.09029,18.05811],[-102.08511,18.05982],[-102.07919,18.0616],[-102.07506,18.06285],[-102.06908,18.06468],[-102.06412,18.0662],[-102.05944,18.0676],[-102.05558,18.0688],[-102.05215,18.0698],[-102.04959,18.07059],[-102.04612,18.07162],[-102.0428,18.07263],[-102.03672,18.07448],[-102.03164,18.07603],[-102.02553,18.07788],[-102.02286,18.07868],[-102.01889,18.07986],[-102.01507,18.08105],[-102.01164,18.0821],[-102.00892,18.08291],[-102.00534,18.08402],[-102.00266,18.08479],[-101.99887,18.08596],[-101.99166,18.08812],[-101.98853,18.08909],[-101.98558,18.08999],[-101.97949,18.09187],[-101.97767,18.09237],[-101.97273,18.09384],[-101.96815,18.09524],[-101.96315,18.09677],[-101.95879,18.09973],[-101.95659,18.10125],[-101.9531,18.10363],[-101.95069,18.10525],[-101.94806,18.10702],[-101.94484,18.10922],[-101.93993,18.11257],[-101.93681,18.11468],[-101.93373,18.11675],[-101.92581,18.1221],[-101.92034,18.12585],[-101.91932,18.12903],[-101.91666,18.13662],[-101.91554,18.13982],[-101.91395,18.14451],[-101.91228,18.14927],[-101.9112,18.15251],[-101.90971,18.1567],[-101.90787,18.16207],[-101.90672,18.16533],[-101.90533,18.1695],[-101.90296,18.17622],[-101.90063,18.18302],[-101.89826,18.18993],[-101.89784,18.1974],[-101.89759,18.20234],[-101.89736,18.20587],[-101.89713,18.21012],[-101.89685,18.21445],[-101.89665,18.21816],[-101.89643,18.22146],[-101.89621,18.22547],[-101.89605,18.2285],[-101.89583,18.23169],[-101.89546,18.2391],[-101.89829,18.24301],[-101.90299,18.24934],[-101.90721,18.25505],[-101.91048,18.25956],[-101.90786,18.26778],[-101.90667,18.27202],[-101.90486,18.27748],[-101.90443,18.2789],[-101.90377,18.27978],[-101.90262,18.27951],[-101.90247,18.27923]]}}
Línea 230.0 kV | LineString | 230.0 kV | 2 |  |  | Comisión Federal de Electricidad |  |  |  |  | OpenStreetMap | {"type":"Feature","properties":{},"geometry":{"type":"LineString","coordinates":[[-102.1234,17.98813],[-102.12683,17.98931],[-102.12858,17.98989],[-102.13276,17.99129],[-102.13489,17.99206],[-102.13734,17.99282],[-102.13991,17.99372],[-102.14278,17.99463],[-102.1449,17.99533],[-102.14785,17.99633],[-102.1507,17.99728],[-102.15387,17.99833],[-102.1565,17.99921],[-102.1592,18.00013],[-102.16202,18.00105],[-102.1634,18.00239],[-102.1638,18.00278],[-102.16369,18.00492],[-102.16369,18.00813],[-102.16376,18.01103],[-102.16366,18.01375],[-102.16374,18.01839],[-102.16369,18.02078],[-102.16362,18.02476],[-102.16361,18.02794],[-102.16362,18.03297],[-102.16358,18.036],[-102.16359,18.03835],[-102.16531,18.04158],[-102.16655,18.04389],[-102.16818,18.04687],[-102.17048,18.05095]]}}
Línea 230.0 kV | LineString | 230.0 kV |  |  |  | CFE |  |  |  |  | OpenStreetMap | {"type":"Feature","properties":{},"geometry":{"type":"LineString","coordinates":[[-97.78093,25.80086],[-97.78067,25.80086],[-97.78039,25.80087]]}}
Línea 230.0 kV | LineString | 230.0 kV |  |  |  | CFE |  |  |  |  | OpenStreetMap | {"type":"Feature","properties":{},"geometry":{"type":"LineString","coordinates":[[-97.78022,25.80049],[-97.7804,25.80049],[-97.78067,25.80049],[-97.78101,25.80055]]}}
Línea 230.0 kV | LineString | 230.0 kV |  |  |  | CFE |  |  |  |  | OpenStreetMap | {"type":"Feature","properties":{},"geometry":{"type":"LineString","coordinates":[[-97.78091,25.80122],[-97.78067,25.80113],[-97.78038,25.80112],[-97.7802,25.80112]]}}
Línea 230.0 kV | LineString | 230.0 kV |  |  |  | CFE |  |  |  |  | OpenStreetMap | {"type":"Feature","properties":{},"geometry":{"type":"LineString","coordinates":[[-97.78041,25.80023],[-97.7804,25.80049],[-97.7804,25.8006],[-97.78039,25.80087],[-97.78039,25.80096],[-97.78038,25.80112],[-97.78038,25.80119]]}}
Línea 230.0 kV | LineString | 230.0 kV |  |  |  | CFE |  |  |  |  | OpenStreetMap | {"type":"Feature","properties":{},"geometry":{"type":"LineString","coordinates":[[-97.7802,25.80119],[-97.7802,25.80112],[-97.78022,25.80059],[-97.78022,25.80049]]}}
Línea 230.0 kV | LineString | 230.0 kV |  |  |  | CFE |  |  |  |  | OpenStreetMap | {"type":"Feature","properties":{},"geometry":{"type":"LineString","coordinates":[[-97.77926,25.80233],[-97.77907,25.80145],[-97.77906,25.80069]]}}
Línea 230.0 kV | LineString | 230.0 kV |  |  |  | CFE |  |  |  |  | OpenStreetMap | {"type":"Feature","properties":{},"geometry":{"type":"LineString","coordinates":[[-97.77783,25.8007],[-97.77783,25.80142],[-97.77801,25.80235]]}}
Línea 230.0 kV | LineString | 230.0 kV |  |  |  | CFE |  |  |  |  | OpenStreetMap | {"type":"Feature","properties":{},"geometry":{"type":"LineString","coordinates":[[-97.77862,25.80234],[-97.77891,25.80142],[-97.7789,25.8007]]}}
Línea 230.0 kV | LineString | 230.0 kV |  |  |  | CFE |  |  |  |  | OpenStreetMap | {"type":"Feature","properties":{},"geometry":{"type":"LineString","coordinates":[[-97.77801,25.80235],[-97.77819,25.80143],[-97.77819,25.8007]]}}
Línea 230.0 kV | LineString | 230.0 kV |  |  |  | CFE |  |  |  |  | OpenStreetMap | {"type":"Feature","properties":{},"geometry":{"type":"LineString","coordinates":[[-97.77944,25.80071],[-97.77943,25.80143],[-97.77926,25.80233]]}}
Línea 230.0 kV | LineString | 230.0 kV |  |  |  | CFE |  |  |  |  | OpenStreetMap | {"type":"Feature","properties":{},"geometry":{"type":"LineString","coordinates":[[-97.77835,25.8007],[-97.77836,25.80143],[-97.77862,25.80234]]}}
Línea 230.0 kV | LineString | 230.0 kV |  |  |  | CFE |  |  |  |  | OpenStreetMap | {"type":"Feature","properties":{},"geometry":{"type":"LineString","coordinates":[[-97.63589,25.82739],[-97.63606,25.82686]]}}
Línea 230.0 kV | LineString | 230.0 kV |  |  |  | CFE |  |  |  |  | OpenStreetMap | {"type":"Feature","properties":{},"geometry":{"type":"LineString","coordinates":[[-97.63606,25.82686],[-97.63572,25.82732]]}}
Línea 230.0 kV | LineString | 230.0 kV |  |  |  | CFE |  |  |  |  | OpenStreetMap | {"type":"Feature","properties":{},"geometry":{"type":"LineString","coordinates":[[-97.42116,25.83353],[-97.4212,25.83303],[-97.42137,25.83232]]}}
Línea 230.0 kV | LineString | 230.0 kV |  |  |  | CFE |  |  |  |  | OpenStreetMap | {"type":"Feature","properties":{},"geometry":{"type":"LineString","coordinates":[[-97.42137,25.83232],[-97.42139,25.83303],[-97.42133,25.83354]]}}
Línea 230.0 kV | LineString | 230.0 kV |  |  |  | CFE |  |  |  |  | OpenStreetMap | {"type":"Feature","properties":{},"geometry":{"type":"LineString","coordinates":[[-98.06123,25.98102],[-98.06168,25.98113],[-98.06226,25.98113]]}}
Línea 230.0 kV | LineString | 230.0 kV |  |  |  | CFE |  |  |  |  | OpenStreetMap | {"type":"Feature","properties":{},"geometry":{"type":"LineString","coordinates":[[-98.06225,25.98092],[-98.06166,25.98093],[-98.06123,25.98102]]}}
Línea 230.0 kV | LineString | 230.0 kV |  |  |  | CFE |  |  |  |  | OpenStreetMap | {"type":"Feature","properties":{},"geometry":{"type":"LineString","coordinates":[[-98.06227,25.98019],[-98.06162,25.9802],[-98.06142,25.98032]]}}
Línea 230.0 kV | LineString | 230.0 kV |  |  |  | CFE |  |  |  |  | OpenStreetMap | {"type":"Feature","properties":{},"geometry":{"type":"LineString","coordinates":[[-98.06142,25.98032],[-98.06165,25.9804],[-98.06227,25.98039]]}}
Línea 230.0 kV | LineString | 230.0 kV |  |  |  | CFE |  |  |  |  | OpenStreetMap | {"type":"Feature","properties":{},"geometry":{"type":"LineString","coordinates":[[-98.06123,25.98102],[-98.06119,25.97888],[-98.06221,25.97659],[-98.06214,25.97354],[-98.06203,25.97095],[-98.05963,25.96878],[-98.05766,25.96701],[-98.05567,25.9652],[-98.05363,25.96337],[-98.05172,25.96164],[-98.04849,25.96105],[-98.04515,25.96045],[-98.04216,25.95992]]}}
Línea 230.0 kV | LineString | 230.0 kV |  |  |  | CFE |  |  |  |  | OpenStreetMap | {"type":"Feature","properties":{},"geometry":{"type":"LineString","coordinates":[[-98.02769,25.9845],[-98.02809,25.98453],[-98.02878,25.98467],[-98.03052,25.98463],[-98.03223,25.98461],[-98.03341,25.98459],[-98.03357,25.98363],[-98.03384,25.9819],[-98.03416,25.98004],[-98.03443,25.97827],[-98.03475,25.97645],[-98.03511,25.97418],[-98.0353,25.97311],[-98.03563,25.97108],[-98.03589,25.96954],[-98.03561,25.96841],[-98.03599,25.96783],[-98.03677,25.96652],[-98.03736,25.96561],[-98.03822,25.96425],[-98.03899,25.96299],[-98.03982,25.96166],[-98.04029,25.96092],[-98.03994,25.96003],[-98.04086,25.95943],[-98.04216,25.95992]]}}
Línea 230.0 kV | LineString | 230.0 kV | 1 |  |  | CFE |  |  |  |  | OpenStreetMap | {"type":"Feature","properties":{},"geometry":{"type":"LineString","coordinates":[[-110.26226,31.02854],[-110.2619,31.029],[-110.2599,31.03003],[-110.25723,31.03143],[-110.25369,31.0333],[-110.25122,31.03457],[-110.24905,31.03577],[-110.2463,31.03722],[-110.24377,31.03852],[-110.24095,31.03838],[-110.23563,31.03813],[-110.2313,31.03787],[-110.22754,31.03763],[-110.22467,31.03565],[-110.22244,31.03411],[-110.21968,31.0322],[-110.21643,31.02991],[-110.21404,31.02826],[-110.21158,31.02651],[-110.20886,31.02463],[-110.20739,31.02285],[-110.20499,31.02],[-110.20276,31.01738],[-110.20049,31.01466],[-110.19816,31.01192],[-110.19562,31.00886],[-110.19271,31.00544],[-110.19082,31.00321],[-110.18828,31.00024],[-110.1861,30.99759],[-110.18407,30.9952],[-110.18186,30.99261],[-110.17993,30.99032],[-110.17797,30.98799],[-110.17612,30.98578],[-110.17447,30.98379],[-110.17113,30.97989],[-110.16795,30.97607],[-110.16471,30.97227],[-110.16224,30.96931],[-110.16037,30.96711],[-110.15894,30.96541],[-110.15696,30.9631],[-110.15524,30.96106],[-110.15329,30.95877],[-110.15154,30.95582],[-110.14972,30.95279],[-110.14789,30.94966],[-110.1456,30.94581],[-110.14275,30.94102],[-110.141,30.93809],[-110.14,30.93639],[-110.13801,30.93302],[-110.13587,30.92934],[-110.13484,30.92761],[-110.1334,30.92523],[-110.13103,30.92124],[-110.12981,30.9191],[-110.12804,30.91612],[-110.12583,30.91248],[-110.124,30.90936],[-110.12266,30.90707],[-110.12128,30.90475],[-110.11988,30.90244],[-110.11815,30.89929],[-110.11665,30.89696],[-110.11501,30.89413],[-110.11351,30.8916],[-110.11146,30.88818],[-110.10852,30.8846],[-110.10484,30.88011],[-110.10242,30.87719],[-110.10072,30.87498],[-110.09868,30.87254],[-110.09712,30.8707],[-110.09289,30.86556],[-110.09092,30.86313],[-110.08906,30.86089],[-110.08594,30.85714],[-110.08305,30.8535],[-110.08169,30.85191],[-110.07953,30.84922],[-110.07776,30.84713],[-110.07521,30.84398],[-110.07195,30.8401],[-110.06956,30.83717],[-110.06734,30.8345],[-110.06398,30.83041],[-110.06083,30.82656],[-110.05883,30.8241],[-110.05705,30.82194],[-110.05512,30.81961],[-110.05134,30.81503],[-110.04845,30.81135],[-110.04356,30.80554],[-110.0413,30.80281],[-110.03739,30.79798],[-110.03595,30.79617],[-110.03307,30.79263],[-110.03105,30.79026],[-110.02865,30.7873],[-110.02623,30.78433],[-110.02405,30.78161],[-110.02208,30.77915],[-110.01989,30.77648],[-110.01829,30.77466],[-110.01629,30.77131],[-110.01434,30.76808],[-110.01172,30.76385],[-110.00934,30.75964],[-110.00735,30.7563],[-110.00621,30.75443],[-110.00354,30.74997],[-110.00235,30.74798],[-110.00092,30.74556],[-109.99915,30.74265],[-109.99693,30.7388],[-109.99566,30.73677],[-109.99484,30.73541],[-109.99267,30.73165],[-109.99107,30.72902],[-109.98933,30.72605],[-109.98801,30.72384],[-109.98696,30.72208],[-109.98564,30.71984],[-109.98425,30.71753],[-109.98285,30.71517],[-109.98131,30.7126],[-109.97953,30.70954],[-109.97801,30.70704],[-109.9759,30.70355],[-109.97356,30.69955],[-109.97203,30.69712],[-109.97033,30.69419],[-109.96875,30.69155],[-109.96707,30.68875],[-109.96485,30.68501],[-109.96289,30.68174],[-109.96178,30.67987],[-109.96097,30.6785],[-109.96032,30.67624],[-109.95937,30.67295],[-109.95817,30.66912],[-109.95716,30.66556],[-109.95658,30.66347],[-109.95561,30.66023],[-109.95484,30.65738],[-109.95417,30.65535],[-109.95325,30.65217],[-109.952,30.64784],[-109.95133,30.64554],[-109.95036,30.64221],[-109.94941,30.6392],[-109.94877,30.63684],[-109.94808,30.63434],[-109.94717,30.63146],[-109.94642,30.62898],[-109.9456,30.62612],[-109.94445,30.62216],[-109.94346,30.6187],[-109.94302,30.61714],[-109.94242,30.61506],[-109.9412,30.61085],[-109.94043,30.60828],[-109.93953,30.60509],[-109.93859,30.60214],[-109.93765,30.59898],[-109.93653,30.59487],[-109.93571,30.59209],[-109.93496,30.58945],[-109.93416,30.58679],[-109.93344,30.58437],[-109.93235,30.58052],[-109.93139,30.57724],[-109.93049,30.57418],[-109.92764,30.57135],[-109.92513,30.5689],[-109.92283,30.56666],[-109.92018,30.56406],[-109.91808,30.56199],[-109.91486,30.55884],[-109.91203,30.55606],[-109.91016,30.5542],[-109.90711,30.55122],[-109.90503,30.54917],[-109.90343,30.54763],[-109.9017,30.54594],[-109.89928,30.54354],[-109.898,30.54231],[-109.89532,30.53964],[-109.89226,30.53665],[-109.89094,30.53534],[-109.88813,30.53258],[-109.88552,30.53004],[-109.88282,30.52738],[-109.88047,30.52506],[-109.87747,30.5221],[-109.87417,30.51885],[-109.87185,30.51659],[-109.86664,30.51149],[-109.86347,30.50835],[-109.86061,30.50554],[-109.85757,30.50255],[-109.85558,30.50059],[-109.85297,30.49804],[-109.85149,30.4966],[-109.84957,30.49471],[-109.8467,30.49183],[-109.84393,30.48914],[-109.84137,30.48667],[-109.83993,30.48526],[-109.83765,30.48298],[-109.83545,30.48078],[-109.83371,30.47911],[-109.83159,30.47703],[-109.82964,30.47507],[-109.82734,30.47284],[-109.82217,30.47122],[-109.81471,30.46895],[-109.80976,30.46737],[-109.8052,30.46596],[-109.80019,30.46438],[-109.79501,30.46277],[-109.78752,30.46044],[-109.78073,30.4583],[-109.77566,30.45671],[-109.77129,30.45542],[-109.76433,30.45322],[-109.75864,30.45136],[-109.75715,30.45095],[-109.75487,30.45023],[-109.75091,30.44902],[-109.74463,30.44702],[-109.74117,30.44593],[-109.73842,30.44507],[-109.73647,30.44427],[-109.73409,30.44321],[-109.73113,30.44201],[-109.72764,30.44048],[-109.72433,30.43901],[-109.72127,30.43766],[-109.71862,30.43654],[-109.71656,30.43569],[-109.71405,30.43458],[-109.7097,30.43272],[-109.708,30.42989],[-109.70716,30.42845],[-109.70517,30.4251],[-109.70385,30.42305],[-109.70205,30.41997],[-109.69986,30.41627],[-109.69689,30.41138],[-109.69507,30.40836],[-109.69373,30.40618],[-109.6917,30.40271],[-109.69086,30.40015],[-109.68967,30.39661],[-109.68891,30.39446],[-109.68795,30.39161],[-109.68634,30.38673],[-109.68531,30.38376],[-109.68409,30.3819],[-109.68265,30.37977],[-109.68104,30.3774],[-109.6793,30.37481],[-109.67853,30.37008],[-109.67869,30.36958]]}}
Línea 230.0 kV | LineString | 230.0 kV | 1 |  |  | CFE |  |  |  |  | OpenStreetMap | {"type":"Feature","properties":{},"geometry":{"type":"LineString","coordinates":[[-110.26947,30.95503],[-110.2701,30.9554],[-110.27114,30.95573],[-110.27142,30.95613],[-110.27088,30.95718],[-110.26996,30.95903],[-110.2673,30.96253],[-110.26498,30.96541],[-110.26312,30.96781],[-110.26073,30.9709],[-110.2588,30.97376],[-110.25596,30.97826],[-110.25357,30.98196],[-110.25166,30.98488],[-110.24915,30.98872],[-110.24654,30.99276],[-110.24439,30.99607],[-110.24266,30.99863],[-110.24078,31.00154],[-110.23921,31.00404],[-110.23715,31.00719],[-110.23439,31.01142],[-110.23583,31.01339],[-110.23723,31.01531],[-110.23921,31.01571],[-110.24183,31.01638],[-110.24485,31.01853],[-110.24671,31.01984],[-110.25025,31.01878],[-110.25234,31.01909],[-110.25452,31.0214],[-110.25589,31.02286],[-110.25594,31.02358]]}}
Línea 230.0 kV | LineString | 230.0 kV | 1 |  |  | CFE |  |  |  |  | OpenStreetMap | {"type":"Feature","properties":{},"geometry":{"type":"LineString","coordinates":[[-110.26978,30.95447],[-110.2704,30.95476],[-110.27177,30.95547],[-110.27359,30.95645],[-110.27712,30.9583],[-110.28047,30.96002],[-110.28415,30.96194],[-110.28766,30.96379],[-110.29541,30.96784],[-110.29886,30.96964],[-110.30251,30.97153],[-110.30549,30.97309],[-110.30871,30.9735],[-110.31208,30.97271],[-110.31499,30.97125],[-110.31501,30.97055],[-110.31502,30.97013]]}}
Línea 230.0 kV | LineString | 230.0 kV | 1 |  |  | CFE |  |  |  |  | OpenStreetMap | {"type":"Feature","properties":{},"geometry":{"type":"LineString","coordinates":[[-110.26986,30.95433],[-110.27056,30.95456],[-110.27145,30.95501],[-110.2732,30.95513],[-110.27556,30.95396],[-110.27842,30.95248],[-110.28138,30.95096],[-110.28532,30.94897],[-110.28906,30.94703],[-110.2922,30.94541],[-110.29409,30.94571]]}}
Línea 230.0 kV | LineString | 230.0 kV | 1 |  |  | CFE |  |  |  |  | OpenStreetMap | {"type":"Feature","properties":{},"geometry":{"type":"LineString","coordinates":[[-110.26993,30.95419],[-110.27056,30.95456],[-110.27141,30.95464],[-110.27258,30.95401],[-110.27383,30.95175],[-110.27591,30.94784],[-110.27827,30.94352],[-110.27874,30.94107],[-110.28002,30.93956],[-110.2823,30.93688],[-110.285,30.93365],[-110.28868,30.92928],[-110.29045,30.92718],[-110.2929,30.92419],[-110.29414,30.92277],[-110.29794,30.92243],[-110.30417,30.92183],[-110.30776,30.92145],[-110.31039,30.92175],[-110.31378,30.92217],[-110.31522,30.92462],[-110.31441,30.92583],[-110.31394,30.92646]]}}
Línea 230.0 kV | LineString | 230.0 kV | 1 |  |  | CFE |  |  |  |  | OpenStreetMap | {"type":"Feature","properties":{},"geometry":{"type":"LineString","coordinates":[[-106.40662,31.55552],[-106.40707,31.55532],[-106.40756,31.55512],[-106.40877,31.55411],[-106.40637,31.55181],[-106.40923,31.54966],[-106.41263,31.54714],[-106.41607,31.54456],[-106.4195,31.54205],[-106.42294,31.53949],[-106.4265,31.53691],[-106.43006,31.53425],[-106.43357,31.53168],[-106.43694,31.52923],[-106.44057,31.52656],[-106.44401,31.52399],[-106.4476,31.52135],[-106.4498,31.51972],[-106.44932,31.51782],[-106.44835,31.51418],[-106.44736,31.51042],[-106.44647,31.50684],[-106.44545,31.503],[-106.44451,31.49928],[-106.44361,31.49579],[-106.44258,31.49162],[-106.44428,31.48878],[-106.44572,31.48613],[-106.44751,31.48304],[-106.45152,31.48276],[-106.45587,31.48243],[-106.46056,31.48207],[-106.46437,31.48176],[-106.46753,31.48028],[-106.47097,31.47885],[-106.47087,31.47735],[-106.47083,31.47687]]}}
Línea 230.0 kV | LineString | 230.0 kV | 2 |  |  | CFE |  |  |  |  | OpenStreetMap | {"type":"Feature","properties":{},"geometry":{"type":"LineString","coordinates":[[-106.48304,31.48371],[-106.47933,31.48246],[-106.47529,31.481],[-106.47211,31.47985],[-106.47205,31.47735],[-106.47207,31.47685]]}}
Línea 230.0 kV | LineString | 230.0 kV | 2 |  |  | CFE |  |  |  |  | OpenStreetMap | {"type":"Feature","properties":{},"geometry":{"type":"LineString","coordinates":[[-106.47169,31.47685],[-106.47163,31.47735],[-106.47167,31.47908],[-106.4684,31.48055],[-106.46632,31.48151],[-106.46375,31.48269],[-106.46383,31.48666],[-106.46393,31.48958],[-106.46401,31.49218],[-106.4641,31.49506],[-106.46415,31.49698],[-106.46427,31.50056],[-106.46435,31.5035],[-106.46444,31.50637],[-106.46454,31.50945],[-106.46461,31.51197],[-106.46469,31.51477],[-106.46478,31.51792],[-106.46488,31.52109],[-106.46498,31.52471],[-106.46512,31.52886],[-106.46521,31.53255],[-106.46536,31.53599],[-106.46543,31.53893],[-106.4655,31.54172],[-106.46558,31.54423],[-106.46566,31.54691],[-106.46576,31.54983],[-106.46583,31.55304],[-106.46594,31.55597],[-106.46604,31.55888],[-106.46615,31.56194],[-106.46621,31.56476],[-106.46632,31.56724],[-106.4664,31.57017],[-106.4665,31.57368],[-106.46659,31.57675],[-106.46569,31.57937],[-106.46462,31.58245],[-106.46356,31.58552],[-106.46344,31.58578]]}}
Línea 230.0 kV | LineString | 230.0 kV | 2 |  |  | CFE |  |  |  |  | OpenStreetMap | {"type":"Feature","properties":{},"geometry":{"type":"LineString","coordinates":[[-106.47056,31.47688],[-106.47048,31.47734],[-106.47053,31.47837],[-106.46825,31.47935],[-106.46569,31.48057],[-106.46365,31.47966],[-106.46354,31.47703],[-106.46345,31.47425],[-106.46338,31.47145],[-106.46331,31.46888],[-106.4632,31.466],[-106.46312,31.46303],[-106.46303,31.45989],[-106.46294,31.45687],[-106.46285,31.45406],[-106.46276,31.45128],[-106.46267,31.44824],[-106.46259,31.44533],[-106.46252,31.44253],[-106.46246,31.43979],[-106.46236,31.43697],[-106.46225,31.43446],[-106.46218,31.43132],[-106.46191,31.42776],[-106.4617,31.42465],[-106.46147,31.42157],[-106.46127,31.41868],[-106.46105,31.4156],[-106.46083,31.41244],[-106.46061,31.40931],[-106.46041,31.40629],[-106.4602,31.40338],[-106.46001,31.40082],[-106.4598,31.39787],[-106.4596,31.39495],[-106.45939,31.39188],[-106.45915,31.38891],[-106.45903,31.38666],[-106.45972,31.38437],[-106.46063,31.3814],[-106.46153,31.3785],[-106.46245,31.37568],[-106.46348,31.37239],[-106.46442,31.36935],[-106.4653,31.36652],[-106.46617,31.36372],[-106.46716,31.36052],[-106.46822,31.35721],[-106.46931,31.35367],[-106.47025,31.35065],[-106.47111,31.348],[-106.47199,31.34509],[-106.47298,31.34197],[-106.47386,31.33911],[-106.4749,31.33578],[-106.47584,31.33289],[-106.47802,31.33164],[-106.48033,31.33035],[-106.48281,31.33082]]}}
Línea 230.0 kV | LineString | 230.0 kV | 2 |  |  | CFE |  |  |  |  | OpenStreetMap | {"type":"Feature","properties":{},"geometry":{"type":"LineString","coordinates":[[-88.46312,18.54538],[-88.46313,18.54341],[-88.46313,18.54116],[-88.46315,18.5386],[-88.4638,18.53719],[-88.46497,18.53475],[-88.46564,18.53335],[-88.46858,18.53254],[-88.47011,18.53212],[-88.4721,18.53154],[-88.47385,18.53041],[-88.47582,18.52919],[-88.47851,18.52751],[-88.48114,18.52588],[-88.48412,18.52404],[-88.4877,18.52175],[-88.49086,18.51978],[-88.4938,18.51796],[-88.49719,18.5158],[-88.50014,18.51398],[-88.50228,18.51264],[-88.50547,18.51216],[-88.5087,18.51169],[-88.5122,18.51117],[-88.51641,18.51047],[-88.51991,18.50992],[-88.52374,18.50933],[-88.52749,18.50878],[-88.53152,18.50814],[-88.5349,18.50763],[-88.53807,18.50716],[-88.54162,18.50658],[-88.5457,18.50594],[-88.54975,18.50534],[-88.55364,18.50474],[-88.55714,18.50418],[-88.5605,18.50366],[-88.56292,18.50326],[-88.56441,18.50062],[-88.56555,18.49838],[-88.56847,18.49791],[-88.57187,18.4974],[-88.57515,18.49687],[-88.57883,18.4963],[-88.58295,18.49568],[-88.58681,18.49507],[-88.58968,18.49461],[-88.59248,18.49414],[-88.59593,18.49364],[-88.59967,18.49303],[-88.60342,18.49242],[-88.60715,18.49185],[-88.61084,18.49128],[-88.61453,18.4907],[-88.61822,18.49014],[-88.62196,18.48955],[-88.62547,18.48897],[-88.62784,18.4886],[-88.62986,18.48818],[-88.63287,18.48757],[-88.63653,18.48679],[-88.64013,18.48602],[-88.64379,18.48529],[-88.64739,18.48454],[-88.65141,18.48369],[-88.65548,18.4828],[-88.66011,18.48183],[-88.66298,18.48118],[-88.66714,18.48036],[-88.67123,18.47948],[-88.67383,18.47892],[-88.67586,18.4789],[-88.67831,18.47887],[-88.68144,18.47882],[-88.6856,18.47877],[-88.68935,18.47869],[-88.69294,18.47864],[-88.69671,18.47858],[-88.7011,18.47851],[-88.70515,18.47842],[-88.70748,18.47838],[-88.71105,18.47836],[-88.71478,18.4783],[-88.71961,18.47819],[-88.72349,18.47815],[-88.72759,18.47806],[-88.73109,18.47799],[-88.73392,18.47792],[-88.73707,18.47789],[-88.74037,18.47782],[-88.74424,18.47776],[-88.74807,18.47769],[-88.75234,18.47762],[-88.75515,18.47758],[-88.75899,18.47752],[-88.76239,18.47747],[-88.76653,18.47741],[-88.76988,18.47738],[-88.77245,18.47733],[-88.77628,18.47726],[-88.77977,18.47718],[-88.78345,18.47713],[-88.78614,18.47707],[-88.79066,18.47699],[-88.79402,18.47695],[-88.79848,18.4758],[-88.80238,18.47479],[-88.80761,18.47349],[-88.81158,18.47251],[-88.81595,18.47139],[-88.8192,18.47054],[-88.82335,18.46948],[-88.82714,18.46847],[-88.83018,18.46768],[-88.83396,18.46674],[-88.83738,18.46585],[-88.84089,18.46494],[-88.84364,18.46428],[-88.8467,18.46352],[-88.85042,18.46256],[-88.85448,18.4615],[-88.85864,18.46045],[-88.86179,18.45966],[-88.86616,18.4586],[-88.87012,18.45756],[-88.87374,18.45662],[-88.87689,18.45582],[-88.88021,18.45496],[-88.88381,18.45409],[-88.88818,18.45293],[-88.89199,18.45199],[-88.89543,18.4511],[-88.89853,18.45032],[-88.90298,18.4492],[-88.90725,18.44808],[-88.91147,18.44705],[-88.91481,18.44617],[-88.91782,18.44538],[-88.92064,18.44468],[-88.92404,18.4438],[-88.92691,18.44308],[-88.92981,18.44343],[-88.93267,18.44384],[-88.93628,18.44432],[-88.94029,18.44487],[-88.94397,18.44532],[-88.94688,18.44571],[-88.9512,18.44627],[-88.95547,18.44682],[-88.96007,18.4474],[-88.96439,18.44802],[-88.9687,18.44857],[-88.97208,18.449],[-88.97591,18.44945],[-88.98013,18.45001],[-88.984,18.45053],[-88.99031,18.45139],[-88.99417,18.45188],[-88.99815,18.4524],[-89.00198,18.4529],[-89.00622,18.45348],[-89.01061,18.45405],[-89.01472,18.45457],[-89.01933,18.45519],[-89.02358,18.45571],[-89.02762,18.45626],[-89.03212,18.45688],[-89.03511,18.45726],[-89.03967,18.45784],[-89.04369,18.45837],[-89.04703,18.45878],[-89.04974,18.45913],[-89.05243,18.45948],[-89.05526,18.45986],[-89.05929,18.46038],[-89.06288,18.46085],[-89.0664,18.46131],[-89.07039,18.4618],[-89.19649,18.4781],[-89.20117,18.47872],[-89.20333,18.47897],[-89.20709,18.47948],[-89.21082,18.47994],[-89.21433,18.48042],[-89.21734,18.48081],[-89.22127,18.48131],[-89.22385,18.48165],[-89.22612,18.48193],[-89.22831,18.48222],[-89.23135,18.48264],[-89.23566,18.4834],[-89.24024,18.48379],[-89.24377,18.48421],[-89.24923,18.48493],[-89.2537,18.48551],[-89.25782,18.48603],[-89.26144,18.48651],[-89.26518,18.48698],[-89.26918,18.48748],[-89.274,18.48807],[-89.27776,18.48859],[-89.28234,18.48919],[-89.28632,18.4897],[-89.29123,18.49033],[-89.29471,18.49079],[-89.29749,18.49112],[-89.30167,18.49164],[-89.30594,18.49221],[-89.30993,18.49272],[-89.3143,18.49327],[-89.31903,18.49388],[-89.32279,18.4944],[-89.32669,18.49487],[-89.33062,18.4954],[-89.33519,18.49598],[-89.34011,18.49656],[-89.34422,18.4971],[-89.34676,18.49741],[-89.34797,18.49936],[-89.34895,18.50099],[-89.35111,18.50194],[-89.354,18.50323],[-89.3577,18.50487],[-89.36177,18.50677],[-89.36548,18.50847],[-89.3699,18.51045],[-89.37453,18.5125],[-89.37828,18.51412],[-89.38132,18.51542],[-89.38382,18.51754],[-89.38698,18.52022],[-89.39031,18.52306],[-89.40134,18.53242],[-89.40117,18.53311]]}}
Línea 230.0 kV | LineString | 230.0 kV | 2 |  |  | Comisión Federal de Electricidad |  |  |  |  | OpenStreetMap | {"type":"Feature","properties":{},"geometry":{"type":"LineString","coordinates":[[-111.12462,30.52516],[-111.12333,30.52373],[-111.12152,30.52168],[-111.11907,30.51889],[-111.11673,30.51624],[-111.11521,30.51639],[-111.11231,30.51671],[-111.10805,30.51715],[-111.10609,30.51776],[-111.1044,30.52014],[-111.10219,30.52315],[-111.09919,30.5274],[-111.09618,30.53155],[-111.09352,30.53535],[-111.09173,30.53783],[-111.08913,30.54153],[-111.08689,30.54463],[-111.0826,30.55062],[-111.08146,30.55223],[-111.07911,30.55547],[-111.07715,30.55828],[-111.07509,30.56111],[-111.07296,30.56412],[-111.07103,30.56682],[-111.06937,30.56914],[-111.06741,30.57186],[-111.06459,30.57583],[-111.06148,30.58014],[-111.05782,30.58029],[-111.05375,30.58046],[-111.04957,30.58063],[-111.04626,30.58076],[-111.03998,30.58102],[-111.03332,30.58129],[-111.02756,30.58153],[-111.0221,30.58176],[-111.01669,30.58197],[-111.01041,30.58223],[-111.00443,30.58248],[-110.99842,30.58272],[-110.99283,30.58295],[-110.98939,30.58308],[-110.98445,30.58328],[-110.97966,30.58349],[-110.97451,30.5837],[-110.96909,30.58391],[-110.96345,30.58414],[-110.95845,30.58434],[-110.95269,30.58458],[-110.94724,30.58479],[-110.9424,30.585],[-110.93739,30.5852],[-110.93412,30.58532],[-110.93086,30.58512],[-110.92767,30.58492],[-110.924,30.58466],[-110.91792,30.58424],[-110.91423,30.58489],[-110.90868,30.5859],[-110.90546,30.5865],[-110.90454,30.58891],[-110.90302,30.59297],[-110.90149,30.59701],[-110.90039,30.59997],[-110.89885,30.60408],[-110.89784,30.60674],[-110.89641,30.61055],[-110.89505,30.61414],[-110.89361,30.618],[-110.89249,30.62094],[-110.8914,30.6238],[-110.8898,30.6281],[-110.88822,30.63228],[-110.88664,30.63645],[-110.88523,30.64022],[-110.88399,30.64349],[-110.88289,30.64639],[-110.88154,30.64998],[-110.88008,30.65386],[-110.87866,30.65763],[-110.87722,30.66143],[-110.87598,30.66473],[-110.87483,30.6678],[-110.8737,30.67082],[-110.87183,30.67575],[-110.87037,30.67965],[-110.86873,30.68395],[-110.86739,30.68755],[-110.8656,30.69224],[-110.86385,30.69687],[-110.86262,30.70022],[-110.86106,30.70433],[-110.85981,30.70769],[-110.85784,30.71291],[-110.8561,30.71752],[-110.85375,30.71956],[-110.85116,30.72183],[-110.84856,30.72408],[-110.84538,30.72686],[-110.84349,30.7285],[-110.84031,30.73129],[-110.83738,30.73384],[-110.83576,30.73524],[-110.83268,30.73792],[-110.83044,30.73987],[-110.827,30.74288],[-110.82428,30.74524],[-110.82074,30.74832],[-110.81815,30.75058],[-110.81414,30.75407],[-110.81046,30.75726],[-110.80725,30.76005],[-110.8044,30.76247],[-110.79985,30.7665],[-110.79796,30.76813],[-110.79512,30.77063],[-110.79173,30.77356],[-110.78794,30.77688],[-110.78436,30.77999],[-110.78136,30.78261],[-110.77964,30.78411],[-110.77565,30.78757],[-110.77378,30.78919],[-110.77052,30.79205],[-110.76661,30.79542],[-110.76346,30.79817],[-110.7606,30.80065],[-110.76259,30.80498],[-110.76494,30.81005],[-110.76607,30.81241],[-110.7684,30.8175],[-110.77041,30.82185],[-110.77255,30.82649],[-110.77462,30.83094],[-110.77588,30.83366],[-110.7786,30.83451],[-110.78489,30.8365],[-110.79085,30.83837],[-110.79559,30.83985],[-110.8008,30.84149],[-110.80376,30.84242],[-110.8075,30.84359],[-110.81305,30.84532],[-110.81831,30.84696],[-110.82246,30.84826],[-110.82773,30.84991],[-110.82903,30.85284],[-110.83042,30.85594],[-110.83212,30.85967],[-110.8343,30.86447],[-110.8362,30.86864],[-110.83764,30.87187],[-110.83905,30.87503],[-110.84096,30.87925],[-110.84212,30.88183],[-110.84369,30.88523],[-110.84597,30.89024],[-110.84702,30.89266],[-110.84834,30.89553],[-110.84986,30.89886],[-110.85195,30.9036],[-110.85356,30.90714],[-110.85313,30.91176],[-110.8528,30.91496],[-110.85243,30.91878],[-110.85212,30.92183],[-110.85188,30.92452],[-110.8514,30.92901],[-110.85108,30.93234],[-110.85069,30.93644],[-110.85029,30.94055],[-110.84984,30.94492],[-110.84944,30.94878],[-110.84894,30.95451],[-110.8506,30.95753],[-110.85135,30.95888],[-110.85362,30.96298],[-110.8551,30.96567],[-110.85726,30.96958],[-110.85919,30.97298],[-110.86148,30.97713],[-110.86291,30.97977],[-110.86418,30.982],[-110.86509,30.98556],[-110.86607,30.98942],[-110.8667,30.9919],[-110.86775,30.99605],[-110.86926,31.00202],[-110.8699,31.00458],[-110.87078,31.00803],[-110.87199,31.01284],[-110.873,31.01683],[-110.87411,31.0212],[-110.87521,31.02557],[-110.87616,31.02945],[-110.87748,31.03468],[-110.87842,31.03834],[-110.87982,31.0439],[-110.88089,31.04807],[-110.88203,31.05262],[-110.88293,31.05612],[-110.884,31.06036],[-110.88474,31.06329],[-110.88635,31.06967],[-110.88702,31.07228],[-110.88806,31.07643],[-110.88879,31.07926],[-110.89025,31.08502],[-110.89142,31.08969],[-110.89208,31.09226],[-110.8927,31.09469],[-110.89354,31.098],[-110.89407,31.09984],[-110.89549,31.10576],[-110.89658,31.11],[-110.89751,31.11368],[-110.90009,31.12383],[-110.90738,31.12993],[-110.91148,31.13337],[-110.91305,31.1347],[-110.91591,31.13711],[-110.91965,31.14028],[-110.92251,31.14273],[-110.92536,31.14512],[-110.9279,31.14725],[-110.93062,31.14966],[-110.93352,31.15212],[-110.93511,31.15336],[-110.93806,31.15589],[-110.94338,31.16015],[-110.9455,31.16186],[-110.94865,31.16441],[-110.952,31.16714],[-110.9529,31.16778]]}}
Línea 230.0 kV | LineString | 230.0 kV | 1 |  |  | CFE |  |  |  |  | OpenStreetMap | {"type":"Feature","properties":{},"geometry":{"type":"LineString","coordinates":[[-109.34801,27.05241],[-109.34852,27.05259],[-109.35136,27.05372],[-109.35407,27.05478],[-109.35683,27.05584],[-109.35944,27.05681],[-109.36196,27.05774],[-109.3641,27.05859],[-109.36667,27.05959],[-109.36951,27.06071],[-109.3708,27.06317],[-109.37188,27.06524],[-109.3725,27.06647],[-109.37324,27.06785],[-109.37319,27.06872],[-109.373,27.06919]]}}
Línea 230.0 kV | LineString | 230.0 kV | 4 |  |  | CFE |  |  |  |  | OpenStreetMap | {"type":"Feature","properties":{},"geometry":{"type":"LineString","coordinates":[[-110.95341,28.96959],[-110.95327,28.96668],[-110.95308,28.9632],[-110.95292,28.95999],[-110.95273,28.9563],[-110.95257,28.95277],[-110.95237,28.94889],[-110.95217,28.94476],[-110.95201,28.94099],[-110.95182,28.93699],[-110.95166,28.93342]]}}
Línea 230.0 kV | LineString | 230.0 kV | 2 |  |  | CFE |  |  |  |  | OpenStreetMap | {"type":"Feature","properties":{},"geometry":{"type":"LineString","coordinates":[[-110.95166,28.93342],[-110.95168,28.93188],[-110.95165,28.93124]]}}
Línea 230.0 kV | LineString | 230.0 kV | 2 |  |  | CFE |  |  |  |  | OpenStreetMap | {"type":"Feature","properties":{},"geometry":{"type":"LineString","coordinates":[[-110.95166,28.93342],[-110.95112,28.93192],[-110.9511,28.93128]]}}
Línea 230.0 kV | LineString | 230.0 kV | 3 |  |  | CFE |  |  |  |  | OpenStreetMap | {"type":"Feature","properties":{},"geometry":{"type":"LineString","coordinates":[[-110.75918,27.98119],[-110.75998,27.97954],[-110.76058,27.97672],[-110.76128,27.97324],[-110.76201,27.96982],[-110.7628,27.96618],[-110.75927,27.96334],[-110.75984,27.96087],[-110.76044,27.9586],[-110.76105,27.95615],[-110.7616,27.9536],[-110.76205,27.95189],[-110.76242,27.95057],[-110.76312,27.94739],[-110.76376,27.94465],[-110.76456,27.9412],[-110.76544,27.93763],[-110.76626,27.93377],[-110.76698,27.93052],[-110.76932,27.92916],[-110.77255,27.92967],[-110.77621,27.93025]]}}
Línea 230.0 kV | LineString | 230.0 kV | 1 |  |  | CFE |  |  |  |  | OpenStreetMap | {"type":"Feature","properties":{},"geometry":{"type":"LineString","coordinates":[[-110.7796,27.93033],[-110.77891,27.93018],[-110.77621,27.93025]]}}
Línea 230.0 kV | LineString | 230.0 kV | 1 |  |  | CFE |  |  |  |  | OpenStreetMap | {"type":"Feature","properties":{},"geometry":{"type":"LineString","coordinates":[[-110.8827,27.96643],[-110.88451,27.96844],[-110.88531,27.96933],[-110.88407,27.97318],[-110.88327,27.97568],[-110.88269,27.97747],[-110.88239,27.97841],[-110.88129,27.98187],[-110.87828,27.98402],[-110.87558,27.98595],[-110.87264,27.98804],[-110.86971,27.99013],[-110.86669,27.99228],[-110.86393,27.99425],[-110.86134,27.99609],[-110.85951,27.9974],[-110.85624,27.99723],[-110.8527,27.99705],[-110.84892,27.99686],[-110.84506,27.99666],[-110.8413,27.99648],[-110.83745,27.99628],[-110.83399,27.99611],[-110.83014,27.99592],[-110.82668,27.99574],[-110.82272,27.99554],[-110.81897,27.99535],[-110.81582,27.99519],[-110.81249,27.99504],[-110.80831,27.99481],[-110.80315,27.99454],[-110.79865,27.99372],[-110.79457,27.99297],[-110.79031,27.99218],[-110.78598,27.99137],[-110.78193,27.99064],[-110.7783,27.98996],[-110.77467,27.98929],[-110.77071,27.98856],[-110.76661,27.9878],[-110.76292,27.98711],[-110.75941,27.98652],[-110.75804,27.98375]]}}
Línea 230.0 kV | LineString | 230.0 kV |  |  |  | CFE |  |  |  |  | OpenStreetMap | {"type":"Feature","properties":{},"geometry":{"type":"LineString","coordinates":[[-111.12862,29.06417],[-111.12999,29.06395],[-111.13253,29.0643],[-111.13598,29.0648],[-111.13959,29.06527],[-111.14337,29.06582],[-111.14684,29.0663],[-111.15029,29.06677],[-111.15383,29.06726],[-111.15748,29.06776],[-111.16074,29.06821],[-111.16411,29.06868],[-111.16778,29.06919],[-111.17131,29.06968],[-111.17465,29.07014],[-111.17832,29.07065],[-111.18187,29.07114],[-111.18542,29.07163],[-111.18898,29.07212],[-111.19243,29.07261],[-111.19589,29.07308],[-111.19947,29.07357],[-111.20323,29.07409],[-111.20719,29.07463],[-111.21115,29.07518],[-111.21438,29.07563],[-111.21783,29.07611],[-111.2216,29.07662],[-111.22463,29.07704],[-111.22818,29.07753],[-111.23184,29.07804],[-111.2357,29.07857],[-111.23936,29.07907],[-111.2429,29.07956],[-111.24657,29.08007],[-111.25022,29.08057],[-111.25339,29.081],[-111.25703,29.08152],[-111.26027,29.08196],[-111.26368,29.08243],[-111.2668,29.08262],[-111.26987,29.08279],[-111.27345,29.08301],[-111.27715,29.08323],[-111.28052,29.08343],[-111.28381,29.08362],[-111.28748,29.08384],[-111.29107,29.08406],[-111.29469,29.08427],[-111.29815,29.08446],[-111.30154,29.08468],[-111.30533,29.0849],[-111.30872,29.08511],[-111.3119,29.08529],[-111.31569,29.08552],[-111.31907,29.08571],[-111.32234,29.0859],[-111.32583,29.0861],[-111.32888,29.08627],[-111.33251,29.08651],[-111.33569,29.08669],[-111.33959,29.08692],[-111.34327,29.08713],[-111.34676,29.08734],[-111.35025,29.08754],[-111.35387,29.08775],[-111.35803,29.088],[-111.36162,29.08821],[-111.36499,29.0884],[-111.36859,29.08861],[-111.37257,29.08884],[-111.37618,29.08906],[-111.37977,29.08927],[-111.38304,29.08945],[-111.38631,29.08964],[-111.39011,29.08986],[-111.39401,29.09009],[-111.3977,29.0903],[-111.40062,29.09111],[-111.40368,29.09195],[-111.40739,29.09297],[-111.41055,29.09384],[-111.41392,29.09477],[-111.41716,29.09566],[-111.4205,29.09658],[-111.42414,29.09758],[-111.42708,29.0984],[-111.4308,29.09942],[-111.43434,29.10039],[-111.43737,29.10123],[-111.4408,29.10217],[-111.44462,29.10321],[-111.44805,29.10416],[-111.45119,29.10502],[-111.45473,29.10599],[-111.45836,29.10699],[-111.46169,29.1079],[-111.46512,29.10885],[-111.46874,29.10984],[-111.47257,29.1109],[-111.47611,29.11187],[-111.47886,29.11262],[-111.48247,29.11362],[-111.48589,29.11455],[-111.48963,29.11558],[-111.49334,29.1166],[-111.49679,29.11754],[-111.50012,29.11845],[-111.50376,29.11945],[-111.50688,29.12032],[-111.51032,29.12126],[-111.51365,29.12218],[-111.51728,29.12317],[-111.52083,29.12413],[-111.52445,29.12512],[-111.52788,29.12607],[-111.53102,29.12693],[-111.53495,29.12801],[-111.53807,29.12886],[-111.54161,29.12983],[-111.54505,29.13077],[-111.54849,29.13171],[-111.55191,29.13265],[-111.55525,29.13356],[-111.55858,29.13447],[-111.56184,29.13536],[-111.56535,29.13633],[-111.56858,29.13721],[-111.57223,29.13821],[-111.57565,29.13915],[-111.57939,29.14017],[-111.58301,29.14117],[-111.58624,29.14205],[-111.58969,29.143],[-111.59311,29.14393],[-111.59644,29.14484],[-111.59988,29.14578],[-111.60363,29.14681],[-111.60734,29.14782],[-111.61067,29.14872],[-111.6141,29.14966],[-111.61753,29.15061],[-111.62087,29.15152],[-111.62442,29.15249],[-111.62716,29.15323],[-111.63079,29.15423],[-111.63414,29.15515],[-111.63755,29.15609],[-111.641,29.15703],[-111.64442,29.15796],[-111.64787,29.1589],[-111.65136,29.15985],[-111.65464,29.16075],[-111.65797,29.16166],[-111.66132,29.16257],[-111.66455,29.16345],[-111.6681,29.16442],[-111.67153,29.16536],[-111.67516,29.16635],[-111.67895,29.1674],[-111.68142,29.16874],[-111.68393,29.17014],[-111.68684,29.1718],[-111.68976,29.17344],[-111.69281,29.17515],[-111.69616,29.17703],[-111.69949,29.17887],[-111.70282,29.18075],[-111.70638,29.18273],[-111.71056,29.18505],[-111.71419,29.18708],[-111.71756,29.18898],[-111.71887,29.18972],[-111.71981,29.1891],[-111.72011,29.18841]]}}
Línea 230.0 kV | LineString | 230.0 kV | 1 |  |  | CFE |  |  |  |  | OpenStreetMap | {"type":"Feature","properties":{},"geometry":{"type":"LineString","coordinates":[[-111.72287,29.18497],[-111.72254,29.18546],[-111.72123,29.18723],[-111.72063,29.18802]]}}
Línea 230.0 kV | LineString | 230.0 kV | 1 |  |  | CFE |  |  |  |  | OpenStreetMap | {"type":"Feature","properties":{},"geometry":{"type":"LineString","coordinates":[[-112.64824,29.90374],[-112.6488,29.90402],[-112.6514,29.90523],[-112.6541,29.90648],[-112.65671,29.90769],[-112.65938,29.90894],[-112.66215,29.91022],[-112.66517,29.91164],[-112.66803,29.913],[-112.66959,29.91369],[-112.67014,29.91282],[-112.67087,29.91189],[-112.67209,29.91028],[-112.67315,29.90894],[-112.67413,29.9077],[-112.67507,29.90657],[-112.67606,29.9053],[-112.67634,29.90545],[-112.67702,29.90604],[-112.6777,29.90657],[-112.6784,29.90714],[-112.67909,29.90769],[-112.68,29.90858],[-112.6805,29.90929],[-112.68132,29.91092],[-112.68181,29.91191],[-112.68224,29.91258],[-112.68282,29.91309],[-112.68361,29.91345],[-112.68511,29.91395],[-112.68669,29.91447],[-112.68946,29.91537],[-112.69007,29.91424],[-112.69089,29.91296],[-112.69168,29.91177],[-112.69248,29.9105],[-112.69281,29.90993],[-112.693,29.90973]]}}
Línea 230.0 kV | LineString | 230.0 kV |  |  |  | CFE |  |  |  |  | OpenStreetMap | {"type":"Feature","properties":{},"geometry":{"type":"LineString","coordinates":[[-112.69056,29.90928],[-112.68928,29.91136],[-112.68768,29.91403],[-112.68624,29.91634],[-112.68423,29.91918],[-112.68282,29.92157],[-112.68106,29.92424],[-112.67933,29.92695],[-112.67721,29.9303],[-112.67534,29.93328],[-112.67379,29.93571],[-112.67151,29.9377],[-112.66948,29.93949],[-112.66761,29.94112],[-112.66522,29.9432],[-112.66274,29.94536],[-112.66047,29.94734],[-112.65799,29.94952],[-112.65529,29.95187],[-112.65296,29.95408],[-112.65253,29.95447],[-112.6529,29.95512],[-112.65343,29.95555]]}}
Línea 230.0 kV | LineString | 230.0 kV | 2 |  |  | CFE |  |  |  |  | OpenStreetMap | {"type":"Feature","properties":{},"geometry":{"type":"LineString","coordinates":[[-116.78028,32.04859],[-116.781,32.0495]]}}
Línea 230.0 kV | LineString | 230.0 kV | 1 |  |  | CFE |  |  |  |  | OpenStreetMap | {"type":"Feature","properties":{},"geometry":{"type":"LineString","coordinates":[[-116.78247,32.04914],[-116.78132,32.0499]]}}
Línea 230.0 kV | LineString | 230.0 kV | 4 |  |  | CFE |  |  |  |  | OpenStreetMap | {"type":"Feature","properties":{},"geometry":{"type":"LineString","coordinates":[[-116.78223,32.05089],[-116.7842,32.05327],[-116.78739,32.05715],[-116.78904,32.05918],[-116.79181,32.06258],[-116.79409,32.06533],[-116.7978,32.0699],[-116.79976,32.0723],[-116.80166,32.07455]]}}
Línea 230.0 kV | LineString | 230.0 kV | 2 |  |  | CFE |  |  |  |  | OpenStreetMap | {"type":"Feature","properties":{},"geometry":{"type":"LineString","coordinates":[[-116.84808,31.99464],[-116.84734,31.99496],[-116.8453,31.99602],[-116.84249,31.99645],[-116.84039,31.99678],[-116.83826,31.99891],[-116.83572,32.00088],[-116.83373,32.00183],[-116.83037,32.00333],[-116.82695,32.00489],[-116.82535,32.00561],[-116.82396,32.00637],[-116.82056,32.00789],[-116.81802,32.00901],[-116.81494,32.01037],[-116.81339,32.01112],[-116.81182,32.01341],[-116.80984,32.01633],[-116.80794,32.01911],[-116.80628,32.02157],[-116.805,32.02338],[-116.80245,32.02705],[-116.80061,32.02981],[-116.799,32.03219],[-116.79768,32.03412],[-116.79615,32.03624],[-116.79366,32.04004],[-116.79199,32.04246],[-116.79056,32.04453],[-116.78884,32.04705],[-116.78564,32.04809],[-116.78247,32.04914]]}}
Línea 230.0 kV | LineString | 230.0 kV | 4 |  |  | CFE |  |  |  |  | OpenStreetMap | {"type":"Feature","properties":{},"geometry":{"type":"LineString","coordinates":[[-99.18595,19.63908],[-99.18588,19.63978],[-99.1858,19.64069],[-99.18573,19.64141],[-99.18572,19.64437],[-99.18573,19.64593],[-99.18571,19.6474],[-99.1855,19.64947],[-99.18467,19.65115],[-99.18456,19.65337],[-99.18452,19.65477],[-99.18481,19.65656],[-99.18512,19.65838],[-99.18547,19.66015],[-99.18579,19.66193],[-99.18606,19.66362],[-99.18643,19.66547],[-99.18653,19.6658],[-99.18699,19.66733],[-99.18747,19.66911],[-99.18772,19.6702],[-99.18787,19.67097],[-99.18791,19.67285],[-99.18795,19.67476],[-99.18799,19.67655],[-99.18803,19.67836],[-99.18808,19.68003]]}}
Línea 230.0 kV | LineString | 230.0 kV |  |  |  | CFE |  |  |  |  | OpenStreetMap | {"type":"Feature","properties":{},"geometry":{"type":"LineString","coordinates":[[-97.87065,22.31836],[-97.87149,22.31824],[-97.8736,22.31828],[-97.87424,22.31829],[-97.87626,22.32012],[-97.87794,22.32165],[-97.878,22.32505],[-97.87805,22.32852],[-97.8781,22.33198],[-97.87813,22.33542],[-97.87818,22.33851],[-97.87823,22.34213],[-97.88096,22.34511],[-97.88395,22.34835],[-97.8868,22.35148],[-97.88978,22.3547],[-97.89199,22.35711],[-97.8949,22.36028],[-97.89783,22.36347],[-97.90015,22.36602],[-97.90071,22.36836],[-97.90121,22.37049],[-97.90057,22.37083]]}}
Línea 230.0 kV | LineString | 230.0 kV |  |  |  | CFE |  |  |  |  | OpenStreetMap | {"type":"Feature","properties":{},"geometry":{"type":"LineString","coordinates":[[-97.88951,22.37471],[-97.89026,22.37483],[-97.89152,22.37504],[-97.89481,22.37489],[-97.8952,22.37436],[-97.89541,22.37332],[-97.89631,22.37265],[-97.89657,22.3717],[-97.89682,22.37068],[-97.89707,22.36959],[-97.89799,22.36923]]}}
Línea 230.0 kV | LineString | 230.0 kV | 2 |  |  | CFE |  |  |  |  | OpenStreetMap | {"type":"Feature","properties":{},"geometry":{"type":"LineString","coordinates":[[-97.89924,22.36856],[-97.89982,22.36954],[-97.90057,22.37083]]}}
Línea 230.0 kV | LineString | 230.0 kV |  |  |  | CFE |  |  |  |  | OpenStreetMap | {"type":"Feature","properties":{},"geometry":{"type":"LineString","coordinates":[[-108.98569,25.88137],[-108.98194,25.87925],[-108.97809,25.87705],[-108.97404,25.87494],[-108.97016,25.87272],[-108.96701,25.87087],[-108.96366,25.86896],[-108.96034,25.86706],[-108.95672,25.86516],[-108.95323,25.86313],[-108.94972,25.86118],[-108.94617,25.8592],[-108.9428,25.85726],[-108.93936,25.8553],[-108.93568,25.85329],[-108.93207,25.85122],[-108.92841,25.8491],[-108.92429,25.85028],[-108.91987,25.85155],[-108.91537,25.85284],[-108.91213,25.85379],[-108.90734,25.84974],[-108.90524,25.84787],[-108.90171,25.84482],[-108.89806,25.84169],[-108.89445,25.83857],[-108.89098,25.83563]]}}
Línea 230.0 kV | LineString | 230.0 kV |  |  |  | CFE |  |  |  |  | OpenStreetMap | {"type":"Feature","properties":{},"geometry":{"type":"LineString","coordinates":[[-108.98602,25.88165],[-108.9839,25.88454],[-108.98186,25.88736],[-108.97967,25.89044],[-108.98013,25.89345],[-108.98067,25.89687],[-108.98116,25.89999],[-108.98164,25.9029],[-108.98199,25.90505],[-108.98264,25.90909],[-108.98315,25.91234],[-108.98354,25.91479],[-108.98404,25.91756],[-108.98653,25.92058],[-108.98905,25.92364],[-108.99132,25.92631],[-108.991,25.92809],[-108.99015,25.93285],[-108.9895,25.93634],[-108.98884,25.93985],[-108.98819,25.94346],[-108.9876,25.94681],[-108.98699,25.95009],[-108.98648,25.95276],[-108.98873,25.95374],[-108.99108,25.95471],[-108.99361,25.95584],[-108.99478,25.95696],[-108.99842,25.9586],[-109.00214,25.9603],[-109.00507,25.96165],[-109.00786,25.9633],[-109.01122,25.96519],[-109.01311,25.96628],[-109.01605,25.96743],[-109.01921,25.96869],[-109.02231,25.96983],[-109.0217,25.97223],[-109.0209,25.97518],[-109.02068,25.97565]]}}
Línea 230.0 kV | LineString | 230.0 kV | 1 |  |  | CFE |  |  |  |  | OpenStreetMap | {"type":"Feature","properties":{},"geometry":{"type":"LineString","coordinates":[[-109.02021,25.97478],[-109.01995,25.97524]]}}
Línea 230.0 kV | LineString | 230.0 kV | 1 |  |  | CFE |  |  |  |  | OpenStreetMap | {"type":"Feature","properties":{},"geometry":{"type":"LineString","coordinates":[[-109.02016,25.97528],[-109.02021,25.97478]]}}
Línea 230.0 kV | LineString | 230.0 kV | 1 |  |  | CFE |  |  |  |  | OpenStreetMap | {"type":"Feature","properties":{},"geometry":{"type":"LineString","coordinates":[[-108.99577,25.97527],[-108.99582,25.97592]]}}
Línea 230.0 kV | LineString | 230.0 kV | 1 |  |  | CFE |  |  |  |  | OpenStreetMap | {"type":"Feature","properties":{},"geometry":{"type":"LineString","coordinates":[[-108.99546,25.97534],[-108.99582,25.97592]]}}
Línea 230.0 kV | LineString | 230.0 kV | 2 |  |  | CFE |  |  |  |  | OpenStreetMap | {"type":"Feature","properties":{},"geometry":{"type":"LineString","coordinates":[[-109.02021,25.97478],[-109.01989,25.97363],[-109.01767,25.97321],[-109.01535,25.9732],[-109.0131,25.97319],[-109.01107,25.97415],[-109.00887,25.97521],[-109.00677,25.97625],[-109.00466,25.97608],[-109.00246,25.97589],[-109.00018,25.97571],[-108.99846,25.97614],[-108.99661,25.97665],[-108.99582,25.97592]]}}
Línea 230.0 kV | LineString | 230.0 kV | 1 |  |  | CFE |  |  |  |  | OpenStreetMap | {"type":"Feature","properties":{},"geometry":{"type":"LineString","coordinates":[[-98.27662,25.97641],[-98.27698,25.97561],[-98.2782,25.97578],[-98.28325,25.97544],[-98.28398,25.97627],[-98.28512,25.97768],[-98.28559,25.97831],[-98.28651,25.97977]]}}
Línea 230.0 kV | LineString | 230.0 kV | 1 |  |  | CFE |  |  |  |  | OpenStreetMap | {"type":"Feature","properties":{},"geometry":{"type":"LineString","coordinates":[[-98.70481,25.72095],[-98.70409,25.72126],[-98.70121,25.72248],[-98.69799,25.72385],[-98.69464,25.72527],[-98.69132,25.72667],[-98.68842,25.7279],[-98.6853,25.7292],[-98.68291,25.73147],[-98.68062,25.73363],[-98.67834,25.73579],[-98.67604,25.73795],[-98.6737,25.74016],[-98.67138,25.74235],[-98.66892,25.74466],[-98.66683,25.74664],[-98.66443,25.74888],[-98.66205,25.75111],[-98.65915,25.75313],[-98.65621,25.75515],[-98.65313,25.75728],[-98.65009,25.7594],[-98.64719,25.76138],[-98.64428,25.76338],[-98.64119,25.76551],[-98.63875,25.76721],[-98.6359,25.76917],[-98.63298,25.77117],[-98.63007,25.77318],[-98.62715,25.77519],[-98.62417,25.77725],[-98.62117,25.77933],[-98.61812,25.78141],[-98.61495,25.78361],[-98.61177,25.78581],[-98.60869,25.78792],[-98.6065,25.78942],[-98.60412,25.79105],[-98.60134,25.79297],[-98.60065,25.79631],[-98.59988,25.80007],[-98.5992,25.80344],[-98.59854,25.80672],[-98.59598,25.80855],[-98.59367,25.81021],[-98.59112,25.81204],[-98.58871,25.81378],[-98.58662,25.81527],[-98.58465,25.81669],[-98.58271,25.81809],[-98.58077,25.81806],[-98.57832,25.81977],[-98.57552,25.82179],[-98.57292,25.82366],[-98.57069,25.82528],[-98.56755,25.82754],[-98.56449,25.82974],[-98.56161,25.83182],[-98.55867,25.83395],[-98.5562,25.83573],[-98.55325,25.83786],[-98.55048,25.83987],[-98.54759,25.84196],[-98.54483,25.84393],[-98.54215,25.84586],[-98.53899,25.84814],[-98.53594,25.85036],[-98.5329,25.85257],[-98.52996,25.85456],[-98.52758,25.85625],[-98.52498,25.85815],[-98.52204,25.86026],[-98.51923,25.86229],[-98.5165,25.86429],[-98.51374,25.86627],[-98.51098,25.86824],[-98.50823,25.87024],[-98.50588,25.87194],[-98.50303,25.87401],[-98.50016,25.87604],[-98.49757,25.87791],[-98.49514,25.87967],[-98.4924,25.88164],[-98.49006,25.88335],[-98.48731,25.8853],[-98.48396,25.88415],[-98.48016,25.8828],[-98.47644,25.8815],[-98.47275,25.88022],[-98.46942,25.87906],[-98.46583,25.87777],[-98.4625,25.87663],[-98.45898,25.87538],[-98.45754,25.87692],[-98.45473,25.87953],[-98.45202,25.88208],[-98.44925,25.88465],[-98.44648,25.8872],[-98.4437,25.88978],[-98.44151,25.8918],[-98.43872,25.89438],[-98.4361,25.8968],[-98.43331,25.89929],[-98.43077,25.90175],[-98.42801,25.90428],[-98.42521,25.90686],[-98.42273,25.90918],[-98.42045,25.91124],[-98.41835,25.91317],[-98.41585,25.91552],[-98.41296,25.91817],[-98.41036,25.92059],[-98.40759,25.92317],[-98.40482,25.92572],[-98.40214,25.92819],[-98.39932,25.93075],[-98.39658,25.93329],[-98.39396,25.93568],[-98.39181,25.93769],[-98.38894,25.93666],[-98.38615,25.93562],[-98.38319,25.93451],[-98.38033,25.93351],[-98.37832,25.93276],[-98.37561,25.93177],[-98.37287,25.93285],[-98.36992,25.934],[-98.36686,25.93519],[-98.36386,25.93636],[-98.36085,25.93753],[-98.35802,25.93862],[-98.35521,25.93977],[-98.35254,25.93813],[-98.35002,25.93655],[-98.34855,25.93483],[-98.34689,25.9329],[-98.34509,25.93081],[-98.34321,25.92859],[-98.34155,25.92673],[-98.34008,25.925],[-98.33899,25.92501],[-98.33805,25.92609],[-98.33558,25.92657],[-98.33278,25.92719],[-98.3323,25.9301],[-98.33196,25.93219],[-98.33169,25.93366],[-98.33129,25.93628],[-98.3309,25.93878],[-98.33046,25.94149],[-98.32999,25.94429],[-98.3271,25.94511],[-98.32564,25.94548],[-98.32519,25.94839],[-98.3247,25.95128],[-98.32432,25.95348],[-98.32402,25.95539],[-98.32359,25.95809],[-98.32285,25.96038],[-98.32209,25.96257],[-98.3214,25.96468],[-98.32042,25.96541],[-98.31744,25.96499],[-98.31436,25.96455],[-98.31171,25.96419],[-98.30896,25.96383],[-98.30593,25.96342],[-98.30303,25.96303],[-98.30267,25.96388],[-98.30228,25.96639],[-98.30191,25.96916],[-98.30155,25.97157],[-98.30103,25.97194],[-98.29845,25.97158],[-98.29551,25.97121],[-98.29259,25.97083],[-98.29026,25.97053],[-98.28846,25.97026],[-98.28796,25.97278],[-98.28752,25.97468],[-98.28517,25.97468],[-98.28268,25.97615],[-98.28041,25.97611],[-98.27819,25.97606],[-98.27731,25.97599]]}}
Línea 230.0 kV | LineString | 230.0 kV | 1 |  |  | CFE |  |  |  |  | OpenStreetMap | {"type":"Feature","properties":{},"geometry":{"type":"LineString","coordinates":[[-98.78443,25.88932],[-98.78412,25.88869]]}}
Línea 230.0 kV | LineString | 230.0 kV | 1 |  |  | CFE |  |  |  |  | OpenStreetMap | {"type":"Feature","properties":{},"geometry":{"type":"LineString","coordinates":[[-98.78423,25.88937],[-98.78412,25.88869]]}}
Línea 230.0 kV | LineString | 230.0 kV | 1 |  |  | CFE |  |  |  |  | OpenStreetMap | {"type":"Feature","properties":{},"geometry":{"type":"LineString","coordinates":[[-98.27603,25.9768],[-98.27655,25.9768],[-98.27881,25.97664],[-98.27969,25.9772],[-98.28085,25.97722],[-98.28499,25.97725],[-98.28872,25.97731],[-98.29246,25.97735],[-98.29623,25.9774],[-98.29967,25.97743],[-98.30342,25.97748],[-98.30721,25.97753],[-98.31066,25.97756],[-98.31414,25.9776],[-98.3179,25.97765],[-98.32199,25.9777],[-98.32548,25.97773],[-98.32962,25.97779],[-98.33353,25.97783],[-98.33744,25.97788],[-98.34151,25.97792],[-98.34562,25.97798],[-98.3493,25.97802],[-98.35246,25.97805],[-98.35631,25.97732],[-98.35968,25.97668],[-98.36325,25.976],[-98.3674,25.97521],[-98.37227,25.97429],[-98.37562,25.97365],[-98.37934,25.97294],[-98.38275,25.9723],[-98.38644,25.97159],[-98.39013,25.97089],[-98.39394,25.97017],[-98.39756,25.96947],[-98.40117,25.96879],[-98.40473,25.96812],[-98.40886,25.96733],[-98.4125,25.96664],[-98.41621,25.96593],[-98.4201,25.96519],[-98.42439,25.96437],[-98.42806,25.96368],[-98.43182,25.96295],[-98.43645,25.96207],[-98.44001,25.96139],[-98.44466,25.96051],[-98.44869,25.95974],[-98.45331,25.95886],[-98.45753,25.95805],[-98.46092,25.95741],[-98.46496,25.95664],[-98.46845,25.95597],[-98.47274,25.95515],[-98.47665,25.95441],[-98.47977,25.95382],[-98.48357,25.95309],[-98.48704,25.95243],[-98.49047,25.95178],[-98.49431,25.95105],[-98.49795,25.95034],[-98.50131,25.94969],[-98.50514,25.94897],[-98.50841,25.94834],[-98.51163,25.94772],[-98.51447,25.94716],[-98.51793,25.94646],[-98.52087,25.94587],[-98.52509,25.94515],[-98.52876,25.94446],[-98.53266,25.94371],[-98.53616,25.94304],[-98.53967,25.94237],[-98.54292,25.94174],[-98.54723,25.94091],[-98.55124,25.94015],[-98.55527,25.93938],[-98.55916,25.93863],[-98.56283,25.93793],[-98.56682,25.93717],[-98.57091,25.93639],[-98.57495,25.93561],[-98.5788,25.93488],[-98.58306,25.93406],[-98.58701,25.9333],[-98.59136,25.93247],[-98.59511,25.93175],[-98.5995,25.9309],[-98.60382,25.93007],[-98.60811,25.92926],[-98.61196,25.92852],[-98.6157,25.9278],[-98.61903,25.92717],[-98.62282,25.92643],[-98.62653,25.92573],[-98.63025,25.92501],[-98.6342,25.92425],[-98.6382,25.92349],[-98.64267,25.92263],[-98.64677,25.92184],[-98.65065,25.9211],[-98.65433,25.92039],[-98.65816,25.91966],[-98.66158,25.919],[-98.66493,25.91838],[-98.66845,25.9177],[-98.67253,25.91692],[-98.67683,25.91609],[-98.68063,25.91536],[-98.68405,25.91471],[-98.68839,25.91386],[-98.69205,25.91316],[-98.69565,25.91247],[-98.6995,25.91173],[-98.70325,25.91101],[-98.70697,25.9103],[-98.71105,25.9095],[-98.71485,25.90878],[-98.71876,25.90802],[-98.72249,25.9073],[-98.72587,25.90645],[-98.72912,25.90563],[-98.73254,25.90478],[-98.73668,25.90374],[-98.74032,25.90281],[-98.74369,25.90197],[-98.74705,25.90113],[-98.7507,25.90021],[-98.75348,25.89951],[-98.75713,25.89858],[-98.76145,25.89751],[-98.76607,25.89634],[-98.77029,25.89528],[-98.77385,25.89438],[-98.77856,25.89319],[-98.7828,25.89214],[-98.78469,25.89165],[-98.78507,25.89153],[-98.78515,25.89125],[-98.78488,25.89036],[-98.78479,25.88992]]}}
Línea 230.0 kV | LineString | 230.0 kV | 2 |  |  | CFE |  |  |  |  | OpenStreetMap | {"type":"Feature","properties":{},"geometry":{"type":"LineString","coordinates":[[-98.7497,25.76602],[-98.74987,25.76661],[-98.75048,25.76947],[-98.75117,25.7727],[-98.75189,25.77596],[-98.75264,25.77915],[-98.75348,25.78325],[-98.75433,25.78712],[-98.75522,25.79118],[-98.75608,25.79507],[-98.75693,25.79896],[-98.7578,25.80289],[-98.75864,25.80669],[-98.75931,25.80976],[-98.76056,25.81267],[-98.76212,25.81625],[-98.76348,25.81937],[-98.765,25.8229],[-98.7664,25.82598],[-98.76721,25.82909],[-98.76825,25.83293],[-98.76929,25.83676],[-98.77031,25.84045],[-98.77139,25.84426],[-98.77234,25.84788],[-98.77341,25.85185],[-98.7743,25.85505],[-98.7751,25.85799],[-98.77616,25.86187],[-98.7772,25.86552],[-98.77814,25.86912],[-98.77915,25.87283],[-98.78016,25.87651],[-98.78113,25.88007],[-98.78217,25.88373],[-98.78297,25.88685],[-98.78412,25.88869]]}}
Línea 230.0 kV | LineString | 230.0 kV | 1 |  |  | CFE |  |  |  |  | OpenStreetMap | {"type":"Feature","properties":{},"geometry":{"type":"LineString","coordinates":[[-95.00488,16.49919],[-95.00826,16.49916],[-95.01273,16.49922],[-95.01746,16.49924],[-95.02132,16.49928],[-95.02318,16.49855],[-95.02546,16.49885],[-95.0274,16.50192],[-95.02926,16.5045],[-95.03214,16.50643],[-95.03441,16.50963],[-95.03661,16.51275],[-95.03827,16.51521],[-95.04014,16.51815],[-95.04206,16.5211],[-95.04404,16.52309],[-95.04569,16.52537],[-95.04771,16.52835],[-95.04968,16.53111],[-95.05159,16.5327],[-95.05352,16.53547],[-95.05544,16.53831],[-95.05572,16.54081],[-95.05781,16.54371],[-95.06025,16.54711],[-95.06272,16.55056],[-95.06507,16.55383],[-95.06752,16.55716],[-95.06962,16.56022],[-95.0703,16.56365],[-95.07108,16.56777],[-95.07178,16.57142],[-95.06859,16.57394],[-95.06501,16.57672],[-95.06146,16.5795],[-95.05767,16.58246],[-95.05375,16.58554],[-95.04958,16.58872],[-95.04586,16.59163],[-95.04233,16.5944],[-95.0387,16.59723],[-95.03591,16.59936],[-95.03401,16.60086],[-95.03101,16.60315],[-95.02806,16.60556],[-95.0249,16.60797],[-95.02194,16.60751],[-95.01891,16.607],[-95.01599,16.60648],[-95.0145,16.60902],[-95.01317,16.61134]]}}
Línea 230.0 kV | LineString | 230.0 kV | 1 |  |  | CFE |  |  |  |  | OpenStreetMap | {"type":"Feature","properties":{},"geometry":{"type":"LineString","coordinates":[[-111.09324,30.17192],[-111.09356,30.17191],[-111.09417,30.17178],[-111.09474,30.17109],[-111.09546,30.17107]]}}
Línea 230.0 kV | LineString | 230.0 kV | 1 |  |  | CFE |  |  |  |  | OpenStreetMap | {"type":"Feature","properties":{},"geometry":{"type":"LineString","coordinates":[[-102.24583,21.99261],[-102.24639,21.99268],[-102.24696,21.99273],[-102.24787,21.99282],[-102.24818,21.99195],[-102.24636,21.99104],[-102.24459,21.98961],[-102.24296,21.98818],[-102.24205,21.98763],[-102.24008,21.98626],[-102.23816,21.98509],[-102.2355,21.98375],[-102.23242,21.98222],[-102.22891,21.98049],[-102.22398,21.97868],[-102.22064,21.97749],[-102.21741,21.97632],[-102.21417,21.97515],[-102.21177,21.97428],[-102.20913,21.97263],[-102.20509,21.97258],[-102.20215,21.97205],[-102.19725,21.97117],[-102.19319,21.97046],[-102.18823,21.9696],[-102.1848,21.96896],[-102.18151,21.96935],[-102.17998,21.9719],[-102.17829,21.97488],[-102.17606,21.97571],[-102.17395,21.97651],[-102.17114,21.9765],[-102.16754,21.97646],[-102.1635,21.97644],[-102.16052,21.97642],[-102.15649,21.9764],[-102.15201,21.97637],[-102.14757,21.97634],[-102.14427,21.97632],[-102.14105,21.97629],[-102.13863,21.97485],[-102.1358,21.97311],[-102.13285,21.9713],[-102.12908,21.97078],[-102.12535,21.97025],[-102.12162,21.96974],[-102.11804,21.96923],[-102.11462,21.96875],[-102.11243,21.96633],[-102.11215,21.96435],[-102.11189,21.96235],[-102.1106,21.96112],[-102.10946,21.96001],[-102.10626,21.95966],[-102.10195,21.95917],[-102.09775,21.9587],[-102.09397,21.95828],[-102.09018,21.95785],[-102.08683,21.95551],[-102.08423,21.95718],[-102.08102,21.95683],[-102.07775,21.95645],[-102.07405,21.95604],[-102.07016,21.95559],[-102.06618,21.95515],[-102.06245,21.95473],[-102.05976,21.95314],[-102.05691,21.9514],[-102.05463,21.95002],[-102.05187,21.95169],[-102.04924,21.95326],[-102.04702,21.95316],[-102.04475,21.95305],[-102.04138,21.95268],[-102.03801,21.95196],[-102.03409,21.95151],[-102.02988,21.95104],[-102.02568,21.95056],[-102.02164,21.95011],[-102.01753,21.94965],[-102.01516,21.94635],[-102.0127,21.94291],[-102.0103,21.93959],[-102.00792,21.93629],[-102.00584,21.93339],[-102.0048,21.93018],[-102.00317,21.92733],[-102.00054,21.92499],[-101.99961,21.92304],[-101.99868,21.92111],[-101.99675,21.91976],[-101.99482,21.91842],[-101.99294,21.91571],[-101.99117,21.91316],[-101.99036,21.91017],[-101.98982,21.90819],[-101.9882,21.90634],[-101.98519,21.90543],[-101.98235,21.90281],[-101.97953,21.90021],[-101.97717,21.89929],[-101.9743,21.89818],[-101.97117,21.89696],[-101.96738,21.89549],[-101.96378,21.89408],[-101.95999,21.89262],[-101.9562,21.89114],[-101.95247,21.88969],[-101.95023,21.88789],[-101.94734,21.88685],[-101.94419,21.8857],[-101.94103,21.88454],[-101.93829,21.88319],[-101.93449,21.88257],[-101.93165,21.88112],[-101.9281,21.87982],[-101.92509,21.87913],[-101.92161,21.87832],[-101.91762,21.87741],[-101.91366,21.8765],[-101.90963,21.87557],[-101.90554,21.87462],[-101.90166,21.87373],[-101.89715,21.87367],[-101.89189,21.87358],[-101.88747,21.8735],[-101.884,21.87343],[-101.8807,21.87338],[-101.87603,21.87329],[-101.87041,21.87319],[-101.86524,21.87311],[-101.862,21.87304],[-101.85959,21.87301],[-101.85584,21.87295],[-101.85397,21.87611],[-101.8522,21.87916],[-101.85062,21.88182],[-101.85105,21.88245]]}}
Línea 230.0 kV | LineString | 230.0 kV | 1 |  |  | CFE |  |  |  |  | OpenStreetMap | {"type":"Feature","properties":{},"geometry":{"type":"LineString","coordinates":[[-93.11341,17.85933],[-93.11296,17.85978]]}}
Línea 230.0 kV | LineString | 230.0 kV | 1 |  |  | CFE |  |  |  |  | OpenStreetMap | {"type":"Feature","properties":{},"geometry":{"type":"LineString","coordinates":[[-93.15551,17.97998],[-93.15617,17.98024],[-93.15966,17.98157],[-93.16301,17.98285],[-93.16667,17.98425],[-93.16893,17.98484],[-93.17112,17.98495],[-93.17409,17.98512],[-93.17819,17.98532],[-93.18112,17.98548],[-93.18446,17.98563],[-93.18812,17.98582],[-93.19222,17.98603],[-93.19589,17.98616],[-93.19831,17.98671],[-93.20074,17.98779],[-93.20485,17.98967],[-93.20834,17.99125],[-93.21133,17.99256],[-93.21568,17.99454],[-93.21962,17.9963],[-93.2232,17.99787],[-93.22713,17.9987],[-93.23093,17.99873],[-93.23462,17.99874],[-93.238,17.99874],[-93.24165,17.99873],[-93.24521,17.99871],[-93.24846,17.99875],[-93.25221,17.99874],[-93.25625,17.99873],[-93.25954,17.99873],[-93.26339,17.99872],[-93.26899,17.99894],[-93.27147,17.99892],[-93.27325,17.9989],[-93.27477,17.99889],[-93.2785,17.99879],[-93.28207,17.9987],[-93.28708,17.99873],[-93.29181,17.99871],[-93.29601,17.99871],[-93.30042,17.99872],[-93.30495,17.99873],[-93.3092,17.99872],[-93.31312,17.99871],[-93.31657,17.99872],[-93.3203,17.99878],[-93.32404,17.99878],[-93.32739,17.99879],[-93.33091,17.99879],[-93.33412,17.9988],[-93.33732,17.9988],[-93.33883,17.99649],[-93.34013,17.99591],[-93.3413,17.99666],[-93.34132,17.99705]]}}
Línea 230.0 kV | LineString | 230.0 kV | 1 |  |  | CFE |  |  |  |  | OpenStreetMap | {"type":"Feature","properties":{},"geometry":{"type":"LineString","coordinates":[[-95.01317,16.61134],[-95.01276,16.61192]]}}
Línea 230.0 kV | LineString | 230.0 kV | 2 |  |  | CFE |  |  |  |  | OpenStreetMap | {"type":"Feature","properties":{},"geometry":{"type":"LineString","coordinates":[[-94.95318,16.46636],[-94.95604,16.46587],[-94.96013,16.46515],[-94.96421,16.46444],[-94.96761,16.46382],[-94.97115,16.46461],[-94.97185,16.46552],[-94.97415,16.46607],[-94.97724,16.46683],[-94.97792,16.46719],[-94.98147,16.46848],[-94.98406,16.46955],[-94.9865,16.47039],[-94.98828,16.47159],[-94.99054,16.47288],[-94.99185,16.47377],[-94.99442,16.47618],[-94.99682,16.47837],[-94.99683,16.48048],[-94.99843,16.48253],[-95.00067,16.48536],[-95.00108,16.48724],[-95.00172,16.48979],[-95.00218,16.49179],[-95.00324,16.49484],[-95.00371,16.49615],[-95.00488,16.49919]]}}
Línea 230.0 kV | LineString | 230.0 kV | 1 |  |  | CFE |  |  |  |  | OpenStreetMap | {"type":"Feature","properties":{},"geometry":{"type":"LineString","coordinates":[[-94.95255,16.46617],[-94.95318,16.46636]]}}
Línea 230.0 kV | LineString | 230.0 kV |  |  |  | CFE |  |  |  |  | OpenStreetMap | {"type":"Feature","properties":{},"geometry":{"type":"LineString","coordinates":[[-94.83101,16.54648],[-94.83058,16.54649]]}}
Línea 230.0 kV | LineString | 230.0 kV |  |  |  | CFE |  |  |  |  | OpenStreetMap | {"type":"Feature","properties":{},"geometry":{"type":"LineString","coordinates":[[-94.83101,16.54648],[-94.83109,16.54577],[-94.83052,16.54567]]}}
Línea 230.0 kV | LineString | 230.0 kV |  |  |  | CFE |  |  |  |  | OpenStreetMap | {"type":"Feature","properties":{},"geometry":{"type":"LineString","coordinates":[[-98.98255,19.72222],[-98.98308,19.72175],[-98.98365,19.72152],[-98.98461,19.72148],[-98.99065,19.72231],[-99.00458,19.72558],[-99.00518,19.72627]]}}
Línea 230.0 kV | LineString | 230.0 kV | 2 |  |  | CFE |  |  |  |  | OpenStreetMap | {"type":"Feature","properties":{},"geometry":{"type":"LineString","coordinates":[[-98.98236,19.72204],[-98.9819,19.7216],[-98.98084,19.7224],[-98.97825,19.72465],[-98.97591,19.72665],[-98.97408,19.72822],[-98.97344,19.72873],[-98.97306,19.73017],[-98.97229,19.73001],[-98.97142,19.72956],[-98.97059,19.72919],[-98.97018,19.72995],[-98.96908,19.72993],[-98.96776,19.72974],[-98.96694,19.73193],[-98.96552,19.73226],[-98.96308,19.73294],[-98.95923,19.73395],[-98.9554,19.73495],[-98.95153,19.736],[-98.9481,19.73676],[-98.94653,19.73764],[-98.94445,19.73866],[-98.9407,19.74059],[-98.93725,19.74235],[-98.93694,19.74245]]}}
Línea 230.0 kV | LineString | 230.0 kV | 1 |  |  | CFE |  |  |  |  | OpenStreetMap | {"type":"Feature","properties":{},"geometry":{"type":"LineString","coordinates":[[-111.099,29.0979],[-111.09952,29.09808],[-111.10137,29.09853]]}}
Línea 230.0 kV | LineString | 230.0 kV | 1 |  |  | CFE |  |  |  |  | OpenStreetMap | {"type":"Feature","properties":{},"geometry":{"type":"LineString","coordinates":[[-111.0988,29.09853],[-111.09934,29.09864],[-111.10137,29.09853]]}}
Línea 230.0 kV | LineString | 230.0 kV | 4 |  |  | Comisión Federal de Electricidad |  |  |  |  | OpenStreetMap | {"type":"Feature","properties":{},"geometry":{"type":"LineString","coordinates":[[-110.9529,31.16778],[-110.9555,31.16726],[-110.95607,31.16666]]}}
Línea 230.0 kV | LineString | 230.0 kV | 6 |  |  | Comisión Federal de Electricidad |  |  |  |  | OpenStreetMap | {"type":"Feature","properties":{},"geometry":{"type":"LineString","coordinates":[[-110.95607,31.16666],[-110.95773,31.16524],[-110.95904,31.16414],[-110.96116,31.16361],[-110.96239,31.1633],[-110.96441,31.16278],[-110.96642,31.16228],[-110.96846,31.16179],[-110.96947,31.16153]]}}
Línea 230.0 kV | LineString | 230.0 kV | 2 |  |  | Comisión Federal de Electricidad |  |  |  |  | OpenStreetMap | {"type":"Feature","properties":{},"geometry":{"type":"LineString","coordinates":[[-110.96947,31.16153],[-110.96998,31.1617],[-110.97042,31.16286],[-110.97072,31.1637],[-110.97136,31.16355],[-110.97166,31.16347]]}}
Línea 230.0 kV | LineString | 230.0 kV | 1 |  |  | Comisión Federal de Electricidad |  |  |  |  | OpenStreetMap | {"type":"Feature","properties":{},"geometry":{"type":"LineString","coordinates":[[-110.97166,31.16347],[-110.97154,31.1633]]}}
Línea 230.0 kV | LineString | 230.0 kV | 1 |  |  | Comisión Federal de Electricidad |  |  |  |  | OpenStreetMap | {"type":"Feature","properties":{},"geometry":{"type":"LineString","coordinates":[[-110.97166,31.16347],[-110.972,31.16335],[-110.9719,31.16321]]}}
Línea 230.0 kV | LineString | 230.0 kV | 4 |  |  | CFE |  |  |  |  | OpenStreetMap | {"type":"Feature","properties":{},"geometry":{"type":"LineString","coordinates":[[-110.26226,31.02854],[-110.26112,31.0276],[-110.25916,31.02602],[-110.25751,31.02461],[-110.25705,31.02413]]}}
Línea 230.0 kV | LineString | 230.0 kV | 1 |  |  | CFE |  |  |  |  | OpenStreetMap | {"type":"Feature","properties":{},"geometry":{"type":"LineString","coordinates":[[-110.26265,31.02941],[-110.26226,31.02854]]}}
Línea 230.0 kV | LineString | 230.0 kV | 1 |  |  | CFE |  |  |  |  | OpenStreetMap | {"type":"Feature","properties":{},"geometry":{"type":"LineString","coordinates":[[-110.26346,31.029],[-110.26226,31.02854]]}}
Línea 230.0 kV | LineString | 230.0 kV | 1 |  |  | CFE |  |  |  |  | OpenStreetMap | {"type":"Feature","properties":{},"geometry":{"type":"LineString","coordinates":[[-110.26346,31.029],[-110.26265,31.02941]]}}
Línea 230.0 kV | LineString | 230.0 kV | 2 |  |  | CFE |  |  |  |  | OpenStreetMap | {"type":"Feature","properties":{},"geometry":{"type":"LineString","coordinates":[[-110.29952,31.00486],[-110.30036,31.00488],[-110.30119,31.00696],[-110.2979,31.00946],[-110.29419,31.01229],[-110.29217,31.01391],[-110.28973,31.01517],[-110.28652,31.01687],[-110.28148,31.01951],[-110.27785,31.02142],[-110.27395,31.02349],[-110.26969,31.02571],[-110.26581,31.02773],[-110.26346,31.029]]}}
Línea 230.0 kV | LineString | 230.0 kV | 2 |  |  | CFE |  |  |  |  | OpenStreetMap | {"type":"Feature","properties":{},"geometry":{"type":"LineString","coordinates":[[-117.06456,32.36787],[-117.06277,32.36876]]}}
Línea 230.0 kV | LineString | 230.0 kV | 1 |  |  | CFE |  |  |  |  | OpenStreetMap | {"type":"Feature","properties":{},"geometry":{"type":"LineString","coordinates":[[-117.06535,32.36784],[-117.06456,32.36787]]}}
Línea 230.0 kV | LineString | 230.0 kV | 2 |  |  | CFE |  |  |  |  | OpenStreetMap | {"type":"Feature","properties":{},"geometry":{"type":"LineString","coordinates":[[-117.02258,32.29796],[-117.02214,32.29649]]}}
Línea 230.0 kV | LineString | 230.0 kV | 4 |  |  | CFE |  |  |  |  | OpenStreetMap | {"type":"Feature","properties":{},"geometry":{"type":"LineString","coordinates":[[-117.02544,32.30914],[-117.02546,32.307],[-117.02501,32.30554],[-117.02449,32.30396],[-117.024,32.30238],[-117.02355,32.30099],[-117.02306,32.29942],[-117.02258,32.29796]]}}
Línea 230.0 kV | LineString | 230.0 kV | 2 |  |  | CFE |  |  |  |  | OpenStreetMap | {"type":"Feature","properties":{},"geometry":{"type":"LineString","coordinates":[[-116.78132,32.0499],[-116.78223,32.05089]]}}
Línea 230.0 kV | LineString | 230.0 kV | 1 |  |  | CFE |  |  |  |  | OpenStreetMap | {"type":"Feature","properties":{},"geometry":{"type":"LineString","coordinates":[[-116.781,32.0495],[-116.78247,32.04914]]}}
Línea 230.0 kV | LineString | 230.0 kV | 1 |  |  | CFE |  |  |  |  | OpenStreetMap | {"type":"Feature","properties":{},"geometry":{"type":"LineString","coordinates":[[-116.78132,32.0499],[-116.781,32.0495]]}}
Línea 230.0 kV | LineString | 230.0 kV | 1 |  |  | CFE |  |  |  |  | OpenStreetMap | {"type":"Feature","properties":{},"geometry":{"type":"LineString","coordinates":[[-116.54126,31.8547],[-116.54086,31.85408],[-116.54005,31.85372],[-116.53989,31.85343]]}}
Línea 230.0 kV | LineString | 230.0 kV | 4 |  |  | CFE |  |  |  |  | OpenStreetMap | {"type":"Feature","properties":{},"geometry":{"type":"LineString","coordinates":[[-116.57885,31.77831],[-116.57758,31.78082],[-116.57491,31.78122],[-116.57431,31.78207],[-116.57501,31.78526],[-116.57301,31.78909],[-116.57205,31.7911],[-116.5709,31.7933],[-116.56952,31.79597],[-116.5669,31.80118],[-116.56592,31.8032],[-116.56494,31.80525],[-116.56198,31.81091],[-116.5611,31.81273],[-116.55972,31.81548],[-116.55857,31.81779],[-116.55806,31.81881],[-116.55651,31.82167],[-116.55389,31.82702],[-116.55178,31.83112],[-116.55094,31.83276],[-116.55024,31.83414],[-116.54791,31.83864],[-116.54625,31.84209],[-116.54548,31.84365],[-116.54064,31.85307]]}}
Línea 230.0 kV | LineString | 230.0 kV | 2 |  |  | CFE |  |  |  |  | OpenStreetMap | {"type":"Feature","properties":{},"geometry":{"type":"LineString","coordinates":[[-116.53989,31.85343],[-116.53996,31.85315],[-116.54064,31.85307]]}}
Línea 230.0 kV | LineString | 230.0 kV | 1 |  |  | CFE |  |  |  |  | OpenStreetMap | {"type":"Feature","properties":{},"geometry":{"type":"LineString","coordinates":[[-116.54126,31.8547],[-116.54036,31.8543],[-116.53985,31.85405],[-116.53989,31.85343]]}}
Línea 230.0 kV | LineString | 230.0 kV | 2 |  |  | CFE |  |  |  |  | OpenStreetMap | {"type":"Feature","properties":{},"geometry":{"type":"LineString","coordinates":[[-116.70566,32.51811],[-116.70536,32.51758],[-116.70611,32.51616],[-116.70788,32.51347],[-116.71056,32.50943],[-116.71254,32.50645],[-116.71399,32.50425],[-116.71461,32.50332]]}}
Línea 230.0 kV | LineString | 230.0 kV | 2 |  |  | CFE |  |  |  |  | OpenStreetMap | {"type":"Feature","properties":{},"geometry":{"type":"LineString","coordinates":[[-116.74785,32.52321],[-116.74738,32.5224]]}}
Línea 230.0 kV | LineString | 230.0 kV | 1 |  |  | CFE |  |  |  |  | OpenStreetMap | {"type":"Feature","properties":{},"geometry":{"type":"LineString","coordinates":[[-116.74808,32.52366],[-116.74785,32.52321]]}}
Línea 230.0 kV | LineString | 230.0 kV | 1 |  |  | CFE |  |  |  |  | OpenStreetMap | {"type":"Feature","properties":{},"geometry":{"type":"LineString","coordinates":[[-116.74837,32.52348],[-116.74785,32.52321]]}}
Línea 230.0 kV | LineString | 230.0 kV | 1 |  |  | CFE |  |  |  |  | OpenStreetMap | {"type":"Feature","properties":{},"geometry":{"type":"LineString","coordinates":[[-116.8405,32.46416],[-116.84027,32.46302]]}}
Línea 230.0 kV | LineString | 230.0 kV | 1 |  |  | CFE |  |  |  |  | OpenStreetMap | {"type":"Feature","properties":{},"geometry":{"type":"LineString","coordinates":[[-116.8405,32.46416],[-116.84324,32.46397],[-116.84299,32.46358]]}}
Línea 230.0 kV | LineString | 230.0 kV | 2 |  |  | CFE |  |  |  |  | OpenStreetMap | {"type":"Feature","properties":{},"geometry":{"type":"LineString","coordinates":[[-116.86415,32.41688],[-116.86006,32.4174]]}}
Línea 230.0 kV | LineString | 230.0 kV | 2 |  |  | CFE |  |  |  |  | OpenStreetMap | {"type":"Feature","properties":{},"geometry":{"type":"LineString","coordinates":[[-116.86415,32.41688],[-116.862,32.41677],[-116.86165,32.41722],[-116.86006,32.4174]]}}
Línea 230.0 kV | LineString | 230.0 kV | 4 |  |  | CFE |  |  |  |  | OpenStreetMap | {"type":"Feature","properties":{},"geometry":{"type":"LineString","coordinates":[[-116.8754,32.41712],[-116.87202,32.41705],[-116.86722,32.41697],[-116.86415,32.41688]]}}
Línea 230.0 kV | LineString | 230.0 kV | 2 |  |  | CFE |  |  |  |  | OpenStreetMap | {"type":"Feature","properties":{},"geometry":{"type":"LineString","coordinates":[[-116.8814,32.42638],[-116.88163,32.42717]]}}
Línea 230.0 kV | LineString | 230.0 kV | 2 |  |  | CFE |  |  |  |  | OpenStreetMap | {"type":"Feature","properties":{},"geometry":{"type":"LineString","coordinates":[[-116.87905,32.44521],[-116.87943,32.44522],[-116.87971,32.44368]]}}
Línea 230.0 kV | LineString | 230.0 kV | 2 |  |  | CFE |  |  |  |  | OpenStreetMap | {"type":"Feature","properties":{},"geometry":{"type":"LineString","coordinates":[[-116.87971,32.44368],[-116.87941,32.44443],[-116.87899,32.44449]]}}
Línea 230.0 kV | LineString | 230.0 kV | 2 |  |  | CFE |  |  |  |  | OpenStreetMap | {"type":"Feature","properties":{},"geometry":{"type":"LineString","coordinates":[[-116.88449,32.42526],[-116.88163,32.42717]]}}
Línea 230.0 kV | LineString | 230.0 kV | 2 |  |  | CFE |  |  |  |  | OpenStreetMap | {"type":"Feature","properties":{},"geometry":{"type":"LineString","coordinates":[[-116.8814,32.42638],[-116.88242,32.42648],[-116.88449,32.42526]]}}
Línea 230.0 kV | LineString | 230.0 kV | 2 |  |  | CFE |  |  |  |  | OpenStreetMap | {"type":"Feature","properties":{},"geometry":{"type":"LineString","coordinates":[[-116.9094,32.42212],[-116.90862,32.42189],[-116.90667,32.4205],[-116.90385,32.41811],[-116.90027,32.41789],[-116.89629,32.41763],[-116.89295,32.41751],[-116.89064,32.41748],[-116.8816,32.41728],[-116.87963,32.41722],[-116.8754,32.41712]]}}
Línea 230.0 kV | LineString | 230.0 kV | 4 |  |  | CFE |  |  |  |  | OpenStreetMap | {"type":"Feature","properties":{},"geometry":{"type":"LineString","coordinates":[[-116.88449,32.42526],[-116.89246,32.42422],[-116.89516,32.42387],[-116.90006,32.42332],[-116.90352,32.42287],[-116.90776,32.42234]]}}
Línea 230.0 kV | LineString | 230.0 kV | 1 |  |  | CFE |  |  |  |  | OpenStreetMap | {"type":"Feature","properties":{},"geometry":{"type":"LineString","coordinates":[[-117.06564,32.3689],[-117.06487,32.36895]]}}
Línea 230.0 kV | LineString | 230.0 kV | 1 |  |  | CFE |  |  |  |  | OpenStreetMap | {"type":"Feature","properties":{},"geometry":{"type":"LineString","coordinates":[[-117.06555,32.36855],[-117.06487,32.36895]]}}
Línea 230.0 kV | LineString | 230.0 kV | 2 |  |  | CFE |  |  |  |  | OpenStreetMap | {"type":"Feature","properties":{},"geometry":{"type":"LineString","coordinates":[[-117.06487,32.36895],[-117.06407,32.3696]]}}
Línea 230.0 kV | LineString | 230.0 kV | 1 |  |  | CFE |  |  |  |  | OpenStreetMap | {"type":"Feature","properties":{},"geometry":{"type":"LineString","coordinates":[[-116.98637,32.43382],[-116.98779,32.43412]]}}
Línea 230.0 kV | LineString | 230.0 kV | 1 |  |  | CFE |  |  |  |  | OpenStreetMap | {"type":"Feature","properties":{},"geometry":{"type":"LineString","coordinates":[[-116.98153,32.43399],[-116.98637,32.43382]]}}
Línea 230.0 kV | LineString | 230.0 kV | 1 |  |  | CFE |  |  |  |  | OpenStreetMap | {"type":"Feature","properties":{},"geometry":{"type":"LineString","coordinates":[[-116.98635,32.43422],[-116.98153,32.43399]]}}
Línea 230.0 kV | LineString | 230.0 kV | 1 |  |  | CFE |  |  |  |  | OpenStreetMap | {"type":"Feature","properties":{},"geometry":{"type":"LineString","coordinates":[[-116.98779,32.43412],[-116.98635,32.43422]]}}
Línea 230.0 kV | LineString | 230.0 kV | 2 |  |  | CFE |  |  |  |  | OpenStreetMap | {"type":"Feature","properties":{},"geometry":{"type":"LineString","coordinates":[[-116.98635,32.43422],[-116.98637,32.43382]]}}
Línea 230.0 kV | LineString | 230.0 kV | 2 |  |  | CFE |  |  |  |  | OpenStreetMap | {"type":"Feature","properties":{},"geometry":{"type":"LineString","coordinates":[[-116.9849,32.44579],[-116.98558,32.44623]]}}
Línea 230.0 kV | LineString | 230.0 kV | 2 |  |  | CFE |  |  |  |  | OpenStreetMap | {"type":"Feature","properties":{},"geometry":{"type":"LineString","coordinates":[[-117.07253,32.47454],[-117.07252,32.475]]}}
Línea 230.0 kV | LineString | 230.0 kV | 1 |  |  | CFE |  |  |  |  | OpenStreetMap | {"type":"Feature","properties":{},"geometry":{"type":"LineString","coordinates":[[-117.07252,32.475],[-117.07258,32.47545]]}}
Línea 230.0 kV | LineString | 230.0 kV | 1 |  |  | CFE |  |  |  |  | OpenStreetMap | {"type":"Feature","properties":{},"geometry":{"type":"LineString","coordinates":[[-117.07252,32.475],[-117.07196,32.47522],[-117.07197,32.47542]]}}
Línea 230.0 kV | LineString | 230.0 kV | 2 |  |  | CFE |  |  |  |  | OpenStreetMap | {"type":"Feature","properties":{},"geometry":{"type":"LineString","coordinates":[[-116.8977,32.55361],[-116.89737,32.55348],[-116.89687,32.55262],[-116.89651,32.55192],[-116.89607,32.55109],[-116.89552,32.55005],[-116.89487,32.54886],[-116.89419,32.54756],[-116.89364,32.5465],[-116.89315,32.54553],[-116.89259,32.54453],[-116.89222,32.5432],[-116.8907,32.54046],[-116.88956,32.53822],[-116.88943,32.53793],[-116.88841,32.53568],[-116.88527,32.53014],[-116.88444,32.52859],[-116.88421,32.52632],[-116.88379,32.52255],[-116.88353,32.51984],[-116.88359,32.51852],[-116.88351,32.51713],[-116.8836,32.51674]]}}
Línea 230.0 kV | LineString | 230.0 kV | 2 |  |  | Comisión Federal de Electricidad |  |  |  |  | OpenStreetMap | {"type":"Feature","properties":{},"geometry":{"type":"LineString","coordinates":[[-114.81227,32.39632],[-114.81047,32.39635],[-114.80519,32.39651],[-114.79981,32.39661],[-114.79436,32.39673],[-114.78897,32.39684],[-114.78367,32.39696],[-114.77832,32.39707],[-114.77296,32.39719],[-114.76738,32.39733],[-114.7619,32.39745],[-114.75645,32.39756],[-114.75107,32.39767],[-114.74661,32.39776],[-114.7441,32.39699],[-114.74197,32.39637],[-114.73981,32.39571],[-114.73766,32.39509],[-114.73552,32.39444],[-114.7332,32.39373],[-114.73088,32.39303],[-114.72873,32.39239],[-114.72787,32.39214],[-114.72752,32.39313],[-114.72673,32.39495],[-114.72596,32.39677],[-114.7252,32.39861],[-114.72443,32.40043],[-114.72367,32.40226],[-114.72284,32.40424],[-114.72189,32.4065],[-114.72109,32.40842],[-114.72035,32.41024],[-114.71958,32.41207],[-114.71882,32.4139],[-114.71807,32.4157],[-114.71734,32.41752],[-114.71704,32.41822],[-114.71696,32.41842]]}}
Línea 230.0 kV | LineString | 230.0 kV | 2 |  |  | CFE |  |  |  |  | OpenStreetMap | {"type":"Feature","properties":{},"geometry":{"type":"LineString","coordinates":[[-115.4593,32.60403],[-115.45929,32.60356],[-115.4591,32.60305],[-115.45849,32.60154],[-115.45742,32.59862],[-115.45611,32.59504],[-115.45495,32.59184],[-115.45395,32.58907],[-115.45298,32.58642],[-115.45197,32.58368],[-115.45112,32.58136],[-115.4504,32.57931]]}}
Línea 230.0 kV | LineString | 230.0 kV | 1 |  |  | CFE |  |  |  |  | OpenStreetMap | {"type":"Feature","properties":{},"geometry":{"type":"LineString","coordinates":[[-115.42235,32.58728],[-115.422,32.58779]]}}
Línea 230.0 kV | LineString | 230.0 kV | 1 |  |  | CFE |  |  |  |  | OpenStreetMap | {"type":"Feature","properties":{},"geometry":{"type":"LineString","coordinates":[[-115.42235,32.58728],[-115.42232,32.5879]]}}
Línea 230.0 kV | LineString | 230.0 kV | 1 |  |  | CFE |  |  |  |  | OpenStreetMap | {"type":"Feature","properties":{},"geometry":{"type":"LineString","coordinates":[[-114.711,32.4347],[-114.71118,32.43519]]}}
Línea 230.0 kV | LineString | 230.0 kV | 1 |  |  | CFE |  |  |  |  | OpenStreetMap | {"type":"Feature","properties":{},"geometry":{"type":"LineString","coordinates":[[-114.711,32.4347],[-114.71085,32.43518]]}}
Línea 230.0 kV | LineString | 230.0 kV | 1 |  |  | CFE |  |  |  |  | OpenStreetMap | {"type":"Feature","properties":{},"geometry":{"type":"LineString","coordinates":[[-115.05931,32.36202],[-115.06021,32.36216]]}}
Línea 230.0 kV | LineString | 230.0 kV | 1 |  |  | CFE |  |  |  |  | OpenStreetMap | {"type":"Feature","properties":{},"geometry":{"type":"LineString","coordinates":[[-115.05931,32.36202],[-115.06022,32.36174]]}}
Línea 230.0 kV | LineString | 230.0 kV | 2 |  |  | CFE |  |  |  |  | OpenStreetMap | {"type":"Feature","properties":{},"geometry":{"type":"LineString","coordinates":[[-115.3454,32.51486],[-115.3456,32.51479],[-115.34683,32.51441],[-115.34734,32.51431]]}}
Línea 230.0 kV | LineString | 230.0 kV | 2 |  |  | Comision Federal de Electricidad |  |  |  |  | OpenStreetMap | {"type":"Feature","properties":{},"geometry":{"type":"LineString","coordinates":[[-115.45961,32.60406],[-115.45961,32.60357],[-115.46169,32.60346]]}}
Línea 230.0 kV | LineString | 230.0 kV | 1 |  |  | CFE |  |  |  |  | OpenStreetMap | {"type":"Feature","properties":{},"geometry":{"type":"LineString","coordinates":[[-115.48583,32.60098],[-115.48543,32.60114]]}}
Línea 230.0 kV | LineString | 230.0 kV | 1 |  |  | CFE |  |  |  |  | OpenStreetMap | {"type":"Feature","properties":{},"geometry":{"type":"LineString","coordinates":[[-115.48583,32.60098],[-115.48577,32.60125],[-115.48545,32.60145]]}}
Línea 230.0 kV | LineString | 230.0 kV | 2 |  |  | CFE |  |  |  |  | OpenStreetMap | {"type":"Feature","properties":{},"geometry":{"type":"LineString","coordinates":[[-115.48981,32.60389],[-115.48972,32.60315],[-115.48947,32.60196],[-115.48938,32.60077],[-115.48759,32.60087],[-115.48583,32.60098]]}}
Línea 230.0 kV | LineString | 230.0 kV | 1 |  |  | CFE |  |  |  |  | OpenStreetMap | {"type":"Feature","properties":{},"geometry":{"type":"LineString","coordinates":[[-115.48946,32.60451],[-115.48981,32.60389]]}}
Línea 230.0 kV | LineString | 230.0 kV | 1 |  |  | CFE |  |  |  |  | OpenStreetMap | {"type":"Feature","properties":{},"geometry":{"type":"LineString","coordinates":[[-115.49061,32.60449],[-115.48981,32.60389]]}}
Línea 230.0 kV | LineString | 230.0 kV | 3 |  |  | Comision Federal de Electricidad |  |  |  |  | OpenStreetMap | {"type":"Feature","properties":{},"geometry":{"type":"LineString","coordinates":[[-115.49061,32.60449],[-115.48946,32.60451]]}}
Línea 230.0 kV | LineString | 230.0 kV | 4 |  |  | Comision Federal de Electricidad |  |  |  |  | OpenStreetMap | {"type":"Feature","properties":{},"geometry":{"type":"LineString","coordinates":[[-115.52026,32.6038],[-115.5183,32.60385],[-115.51627,32.60389],[-115.51429,32.60362],[-115.51212,32.60367],[-115.51006,32.60369],[-115.50796,32.60375],[-115.50579,32.6038],[-115.50372,32.60383],[-115.50168,32.60387],[-115.49947,32.60391],[-115.49744,32.60397],[-115.49531,32.60402],[-115.49324,32.60407],[-115.49139,32.60411],[-115.49061,32.60449]]}}
Línea 230.0 kV | LineString | 230.0 kV | 2 |  |  | CFE |  |  |  |  | OpenStreetMap | {"type":"Feature","properties":{},"geometry":{"type":"LineString","coordinates":[[-115.52026,32.6038],[-115.52162,32.60376],[-115.5218,32.60355],[-115.52179,32.60334]]}}
Línea 230.0 kV | LineString | 230.0 kV | 1 |  |  | CFE |  |  |  |  | OpenStreetMap | {"type":"Feature","properties":{},"geometry":{"type":"LineString","coordinates":[[-115.55593,32.59077],[-115.55467,32.5914]]}}
Línea 230.0 kV | LineString | 230.0 kV | 1 |  |  | CFE |  |  |  |  | OpenStreetMap | {"type":"Feature","properties":{},"geometry":{"type":"LineString","coordinates":[[-115.5571,32.59015],[-115.55593,32.59077]]}}
Línea 230.0 kV | LineString | 230.0 kV | 1 |  |  | CFE |  |  |  |  | OpenStreetMap | {"type":"Feature","properties":{},"geometry":{"type":"LineString","coordinates":[[-115.55467,32.5914],[-115.5571,32.59015]]}}
Línea 230.0 kV | LineString | 230.0 kV | 2 |  |  | CFE |  |  |  |  | OpenStreetMap | {"type":"Feature","properties":{},"geometry":{"type":"LineString","coordinates":[[-115.52667,32.60371],[-115.53121,32.60357],[-115.53485,32.60169],[-115.53837,32.59981],[-115.5422,32.5978],[-115.54625,32.59574],[-115.55029,32.59365],[-115.55397,32.59174],[-115.55467,32.5914]]}}
Línea 230.0 kV | LineString | 230.0 kV | 2 |  |  | CFE |  |  |  |  | OpenStreetMap | {"type":"Feature","properties":{},"geometry":{"type":"LineString","coordinates":[[-115.55098,32.61456],[-115.55097,32.61373],[-115.54957,32.61372],[-115.54814,32.61373],[-115.54638,32.61372],[-115.54441,32.61372],[-115.5424,32.61371],[-115.54055,32.61371],[-115.53849,32.61371],[-115.53676,32.61369],[-115.53551,32.6139],[-115.53447,32.61407],[-115.53366,32.61369],[-115.53165,32.6136],[-115.53005,32.61353],[-115.5285,32.61347],[-115.5267,32.61341],[-115.52562,32.61339],[-115.52563,32.61214],[-115.52498,32.61214],[-115.52497,32.61088],[-115.52494,32.60936],[-115.52493,32.60824],[-115.52469,32.60695],[-115.52471,32.60574],[-115.52471,32.6045],[-115.52347,32.6045],[-115.52222,32.6045],[-115.52107,32.6045],[-115.52026,32.6038]]}}
Línea 230.0 kV | LineString | 230.0 kV | 2 |  |  | CFE |  |  |  |  | OpenStreetMap | {"type":"Feature","properties":{},"geometry":{"type":"LineString","coordinates":[[-115.55098,32.61456],[-115.55113,32.61405],[-115.55326,32.61405],[-115.55494,32.61405],[-115.5568,32.61405],[-115.55867,32.61404],[-115.56058,32.61407],[-115.56243,32.61403],[-115.56331,32.61404],[-115.56497,32.6127],[-115.56366,32.60987],[-115.56238,32.60715],[-115.56137,32.60491],[-115.56009,32.60216],[-115.55862,32.59917],[-115.55711,32.59611],[-115.55573,32.59328],[-115.55704,32.59257],[-115.55658,32.59187],[-115.55593,32.59077]]}}
Línea 230.0 kV | LineString | 230.0 kV | 2 |  |  | CFE |  |  |  |  | OpenStreetMap | {"type":"Feature","properties":{},"geometry":{"type":"LineString","coordinates":[[-115.56904,32.63123],[-115.56897,32.63089],[-115.56817,32.63079]]}}
Línea 230.0 kV | LineString | 230.0 kV | 4 |  |  | CFE |  |  |  |  | OpenStreetMap | {"type":"Feature","properties":{},"geometry":{"type":"LineString","coordinates":[[-115.56961,32.63124],[-115.56968,32.6309]]}}
Línea 230.0 kV | LineString | 230.0 kV | 2 |  |  | CFE |  |  |  |  | OpenStreetMap | {"type":"Feature","properties":{},"geometry":{"type":"LineString","coordinates":[[-115.57399,32.64631],[-115.57355,32.64705],[-115.57369,32.64819],[-115.57368,32.64969],[-115.57371,32.65146],[-115.5737,32.65261],[-115.5737,32.65301],[-115.57372,32.65458],[-115.57372,32.65634],[-115.57372,32.65792],[-115.57188,32.65805],[-115.56985,32.65819],[-115.56785,32.65833],[-115.56581,32.65848],[-115.56391,32.65861],[-115.56202,32.65875],[-115.56001,32.6589],[-115.55802,32.65904],[-115.55627,32.65916],[-115.55445,32.65928],[-115.55243,32.65943],[-115.5504,32.65957],[-115.54859,32.6597],[-115.54702,32.65982],[-115.54639,32.6603],[-115.54505,32.6604],[-115.54365,32.66052],[-115.54278,32.66049],[-115.54245,32.66005],[-115.54243,32.65852],[-115.54241,32.65651],[-115.54237,32.65468],[-115.54234,32.65287],[-115.54231,32.65089],[-115.54228,32.64913],[-115.54226,32.64762],[-115.5415,32.64762]]}}
Línea 230.0 kV | LineString | 230.0 kV | 1 |  |  | CFE |  |  |  |  | OpenStreetMap | {"type":"Feature","properties":{},"geometry":{"type":"LineString","coordinates":[[-115.67127,32.59953],[-115.67323,32.59874],[-115.67547,32.59786],[-115.67602,32.59761]]}}
Línea 230.0 kV | LineString | 230.0 kV | 2 |  |  | CFE |  |  |  |  | OpenStreetMap | {"type":"Feature","properties":{},"geometry":{"type":"LineString","coordinates":[[-115.93958,32.56756],[-115.93993,32.56691]]}}
Línea 230.0 kV | LineString | 230.0 kV | 2 |  |  | CFE |  |  |  |  | OpenStreetMap | {"type":"Feature","properties":{},"geometry":{"type":"LineString","coordinates":[[-115.93993,32.56691],[-115.94017,32.56757]]}}
Línea 230.0 kV | LineString | 230.0 kV | 2 |  |  | CFE |  |  |  |  | OpenStreetMap | {"type":"Feature","properties":{},"geometry":{"type":"LineString","coordinates":[[-115.39663,32.63974],[-115.39748,32.63975],[-115.39797,32.63976]]}}
Línea 230.0 kV | LineString | 230.0 kV | 1 |  |  | CFE |  |  |  |  | OpenStreetMap | {"type":"Feature","properties":{},"geometry":{"type":"LineString","coordinates":[[-115.37128,32.59904],[-115.37007,32.59951]]}}
Línea 230.0 kV | LineString | 230.0 kV | 1 |  |  | CFE |  |  |  |  | OpenStreetMap | {"type":"Feature","properties":{},"geometry":{"type":"LineString","coordinates":[[-115.3709,32.59864],[-115.37007,32.59951]]}}
Línea 230.0 kV | LineString | 230.0 kV | 1 |  |  | CFE |  |  |  |  | OpenStreetMap | {"type":"Feature","properties":{},"geometry":{"type":"LineString","coordinates":[[-115.52909,32.62966],[-115.52869,32.6298],[-115.5291,32.62982],[-115.52925,32.62983],[-115.52918,32.62917],[-115.5294,32.6292]]}}
Línea 230.0 kV | LineString | 230.0 kV | 1 |  |  | CFE |  |  |  |  | OpenStreetMap | {"type":"Feature","properties":{},"geometry":{"type":"LineString","coordinates":[[-115.52749,32.63116],[-115.52882,32.63115],[-115.52907,32.63003],[-115.52909,32.62966]]}}
Línea 230.0 kV | LineString | 230.0 kV | 2 |  |  | CFE |  |  |  |  | OpenStreetMap | {"type":"Feature","properties":{},"geometry":{"type":"LineString","coordinates":[[-115.52909,32.62966],[-115.5291,32.62689],[-115.52908,32.62416],[-115.52908,32.62137],[-115.52911,32.61846],[-115.52915,32.61555],[-115.5285,32.61347],[-115.52827,32.61278],[-115.52747,32.61043],[-115.52688,32.60859],[-115.52694,32.6068],[-115.52691,32.60439],[-115.52667,32.60371]]}}
Línea 230.0 kV | LineString | 230.0 kV | 2 |  |  | CFE |  |  |  |  | OpenStreetMap | {"type":"Feature","properties":{},"geometry":{"type":"LineString","coordinates":[[-115.52119,32.62961],[-115.52161,32.62966],[-115.52355,32.62967],[-115.52623,32.62966],[-115.52909,32.62966]]}}
Línea 230.0 kV | LineString | 230.0 kV | 1 |  |  | CFE |  |  |  |  | OpenStreetMap | {"type":"Feature","properties":{},"geometry":{"type":"LineString","coordinates":[[-115.48263,32.64431],[-115.48301,32.6441],[-115.48389,32.6441],[-115.48509,32.64411],[-115.48645,32.64413],[-115.48772,32.64413],[-115.48899,32.64413],[-115.49022,32.64414],[-115.49149,32.64414],[-115.49279,32.64414],[-115.49408,32.64414],[-115.49533,32.64415],[-115.49662,32.64415],[-115.4979,32.64415],[-115.49918,32.64415],[-115.50046,32.64416],[-115.50174,32.64415],[-115.503,32.64416],[-115.50435,32.64411],[-115.5055,32.6441],[-115.50595,32.64459],[-115.50727,32.64458],[-115.50877,32.64456],[-115.51008,32.64455],[-115.51154,32.64454],[-115.51284,32.64453],[-115.51435,32.64451],[-115.51562,32.6445],[-115.51706,32.64448],[-115.51858,32.64448],[-115.51859,32.64567],[-115.51859,32.6469],[-115.51889,32.64706]]}}
Línea 230.0 kV | LineString | 230.0 kV | 1 |  |  | CFE |  |  |  |  | OpenStreetMap | {"type":"Feature","properties":{},"geometry":{"type":"LineString","coordinates":[[-115.48263,32.64431],[-115.48282,32.64525],[-115.48411,32.64532],[-115.48541,32.64533],[-115.48672,32.64534],[-115.48799,32.64535],[-115.4894,32.64535],[-115.4905,32.64536],[-115.49185,32.64537],[-115.49305,32.64537],[-115.49435,32.64537],[-115.49562,32.64537],[-115.49701,32.64537],[-115.49823,32.64537],[-115.49969,32.64537],[-115.50107,32.64537],[-115.50281,32.64538],[-115.504,32.64536],[-115.50463,32.64545],[-115.50552,32.64577],[-115.50623,32.64592],[-115.50788,32.6459],[-115.50919,32.64589],[-115.51092,32.64586],[-115.51207,32.64585],[-115.51328,32.64584],[-115.51433,32.64583],[-115.51548,32.64582],[-115.51696,32.6458],[-115.5183,32.64577],[-115.51846,32.64588],[-115.51847,32.647],[-115.51889,32.64706]]}}
Línea 230.0 kV | LineString | 230.0 kV | 2 |  |  | CFE |  |  |  |  | OpenStreetMap | {"type":"Feature","properties":{},"geometry":{"type":"LineString","coordinates":[[-115.4784,32.64617],[-115.47917,32.64481],[-115.48263,32.64431]]}}
Línea 230.0 kV | LineString | 230.0 kV | 2 |  |  | CFE |  |  |  |  | OpenStreetMap | {"type":"Feature","properties":{},"geometry":{"type":"LineString","coordinates":[[-115.47775,32.64608],[-115.4784,32.64617]]}}
Línea 230.0 kV | LineString | 230.0 kV | 2 |  |  | CFE |  |  |  |  | OpenStreetMap | {"type":"Feature","properties":{},"geometry":{"type":"LineString","coordinates":[[-115.47775,32.64602],[-115.4784,32.64617]]}}
Línea 230.0 kV | LineString | 230.0 kV | 1 |  |  | CFE |  |  |  |  | OpenStreetMap | {"type":"Feature","properties":{},"geometry":{"type":"LineString","coordinates":[[-115.47743,32.6458],[-115.47761,32.6458],[-115.47775,32.64602]]}}
Línea 230.0 kV | LineString | 230.0 kV | 1 |  |  | CFE |  |  |  |  | OpenStreetMap | {"type":"Feature","properties":{},"geometry":{"type":"LineString","coordinates":[[-115.47775,32.64608],[-115.47741,32.64595]]}}
Línea 230.0 kV | LineString | 230.0 kV | 1 |  |  | CFE |  |  |  |  | OpenStreetMap | {"type":"Feature","properties":{},"geometry":{"type":"LineString","coordinates":[[-115.41935,32.66119],[-115.41942,32.66189],[-115.41949,32.6626],[-115.41958,32.66348],[-115.41964,32.66415],[-115.42067,32.66408],[-115.42189,32.66399],[-115.42297,32.66391],[-115.42396,32.66383],[-115.42507,32.66376],[-115.42608,32.66368],[-115.42702,32.66361],[-115.42801,32.66354],[-115.42879,32.66321],[-115.42887,32.66288]]}}
Línea 230.0 kV | LineString | 230.0 kV | 1 |  |  | CFE |  |  |  |  | OpenStreetMap | {"type":"Feature","properties":{},"geometry":{"type":"LineString","coordinates":[[-115.41935,32.66119],[-115.41956,32.66184],[-115.41961,32.66237],[-115.4197,32.66325],[-115.41977,32.66393],[-115.4204,32.66389],[-115.42141,32.66382],[-115.42237,32.66375],[-115.42331,32.66368],[-115.42439,32.6636],[-115.42551,32.66352],[-115.42657,32.66344],[-115.42774,32.66336],[-115.42879,32.66321],[-115.42867,32.66289]]}}
Línea 230.0 kV | LineString | 230.0 kV | 2 |  |  | CFE |  |  |  |  | OpenStreetMap | {"type":"Feature","properties":{},"geometry":{"type":"LineString","coordinates":[[-115.39856,32.64008],[-115.399,32.64009],[-115.39945,32.64011],[-115.39944,32.64106],[-115.39944,32.64205],[-115.39945,32.64305],[-115.39944,32.64413],[-115.39944,32.64513],[-115.39941,32.6462],[-115.39944,32.6472],[-115.39943,32.64809],[-115.39946,32.64889],[-115.39985,32.64961],[-115.40058,32.65024],[-115.40079,32.65116],[-115.40076,32.65189],[-115.40076,32.65252],[-115.40076,32.65343],[-115.40076,32.65433],[-115.40076,32.65515],[-115.40075,32.65594],[-115.40075,32.65674],[-115.40075,32.65756],[-115.40075,32.65836],[-115.40074,32.65917],[-115.40161,32.65923],[-115.40235,32.65929],[-115.4033,32.65936],[-115.40425,32.65942],[-115.40521,32.6595],[-115.40616,32.65957],[-115.40712,32.65964],[-115.40806,32.65971],[-115.40901,32.65978],[-115.40997,32.65985],[-115.41093,32.65992],[-115.41186,32.65999],[-115.41286,32.66009],[-115.41414,32.66018],[-115.41552,32.66026],[-115.41682,32.6603],[-115.41764,32.66017],[-115.41865,32.66001],[-115.41938,32.66014],[-115.41935,32.66119]]}}
Línea 230.0 kV | LineString | 230.0 kV | 1 |  |  | CFE |  |  |  |  | OpenStreetMap | {"type":"Feature","properties":{},"geometry":{"type":"LineString","coordinates":[[-115.45823,32.60296],[-115.45695,32.60284],[-115.45562,32.60274],[-115.45397,32.60259],[-115.45218,32.60244],[-115.4512,32.60195]]}}
Línea 230.0 kV | LineString | 230.0 kV | 1 |  |  | CFE |  |  |  |  | OpenStreetMap | {"type":"Feature","properties":{},"geometry":{"type":"LineString","coordinates":[[-115.37351,32.58325],[-115.37305,32.58439],[-115.37258,32.58556],[-115.37228,32.58608],[-115.3731,32.58684],[-115.37304,32.58763],[-115.37295,32.58856],[-115.37365,32.58948],[-115.37424,32.59025],[-115.37515,32.59128],[-115.37597,32.59221],[-115.37678,32.59315],[-115.37778,32.59442],[-115.37841,32.59522]]}}
Línea 230.0 kV | LineString | 230.0 kV | 1 |  |  | CFE |  |  |  |  | OpenStreetMap | {"type":"Feature","properties":{},"geometry":{"type":"LineString","coordinates":[[-115.4081,32.58449],[-115.40804,32.58328],[-115.40857,32.58225],[-115.40913,32.58117],[-115.40968,32.58009],[-115.41029,32.57897],[-115.41086,32.57786],[-115.41143,32.57674],[-115.4119,32.57582],[-115.41239,32.57493],[-115.41281,32.57404],[-115.41339,32.57292],[-115.41384,32.57196],[-115.41433,32.57096],[-115.41482,32.56997],[-115.41541,32.56876],[-115.41512,32.56867]]}}
Línea 230.0 kV | LineString | 230.0 kV | 1 |  |  | CFE |  |  |  |  | OpenStreetMap | {"type":"Feature","properties":{},"geometry":{"type":"LineString","coordinates":[[-115.40898,32.58483],[-115.4081,32.58449]]}}
Línea 230.0 kV | LineString | 230.0 kV | 1 |  |  | CFE |  |  |  |  | OpenStreetMap | {"type":"Feature","properties":{},"geometry":{"type":"LineString","coordinates":[[-115.4081,32.58449],[-115.40809,32.58484],[-115.4075,32.58609],[-115.40688,32.58737],[-115.40647,32.58863],[-115.40639,32.58884],[-115.40787,32.58919],[-115.4094,32.58956],[-115.40971,32.58971]]}}
Línea 230.0 kV | LineString | 230.0 kV | 1 |  |  | CFE |  |  |  |  | OpenStreetMap | {"type":"Feature","properties":{},"geometry":{"type":"LineString","coordinates":[[-115.41966,32.59028],[-115.41921,32.59088],[-115.41864,32.59159],[-115.41822,32.59206],[-115.41771,32.59266],[-115.41906,32.59289],[-115.42038,32.5931],[-115.42126,32.59347],[-115.42215,32.59386],[-115.42249,32.5943],[-115.42291,32.59508],[-115.4233,32.59577],[-115.42351,32.59605]]}}
Línea 230.0 kV | LineString | 230.0 kV | 1 |  |  | CFE |  |  |  |  | OpenStreetMap | {"type":"Feature","properties":{},"geometry":{"type":"LineString","coordinates":[[-115.41966,32.59028],[-115.41935,32.59021],[-115.41818,32.59002],[-115.41633,32.58935],[-115.41475,32.59041],[-115.41345,32.59011],[-115.4132,32.59058],[-115.41269,32.59045]]}}
Línea 230.0 kV | LineString | 230.0 kV | 1 |  |  | CFE |  |  |  |  | OpenStreetMap | {"type":"Feature","properties":{},"geometry":{"type":"LineString","coordinates":[[-115.421,32.58795],[-115.42087,32.58821],[-115.41992,32.58889],[-115.41884,32.58862],[-115.41778,32.58835],[-115.41677,32.58809],[-115.41549,32.58758],[-115.41429,32.58697],[-115.41304,32.58646],[-115.41179,32.58595],[-115.41052,32.58546],[-115.40898,32.58483],[-115.40913,32.58453],[-115.40924,32.58457]]}}
Línea 230.0 kV | LineString | 230.0 kV | 1 |  |  | CFE |  |  |  |  | OpenStreetMap | {"type":"Feature","properties":{},"geometry":{"type":"LineString","coordinates":[[-115.42227,32.58838],[-115.42212,32.58867],[-115.42183,32.58926],[-115.42105,32.58907],[-115.42023,32.58885],[-115.41966,32.59028]]}}
Línea 230.0 kV | LineString | 230.0 kV | 2 |  |  | CFE |  |  |  |  | OpenStreetMap | {"type":"Feature","properties":{},"geometry":{"type":"LineString","coordinates":[[-115.48399,32.54447],[-115.4836,32.54506],[-115.48504,32.54697],[-115.48537,32.54827],[-115.48548,32.54962],[-115.48559,32.55102],[-115.48569,32.55232],[-115.48581,32.55366],[-115.48591,32.55502],[-115.48602,32.55637],[-115.48613,32.55771],[-115.48624,32.55906],[-115.48636,32.56042],[-115.48647,32.56176],[-115.48658,32.56312],[-115.48668,32.56444],[-115.4868,32.56581],[-115.48691,32.56716],[-115.48702,32.56847],[-115.48648,32.5685],[-115.48651,32.56883]]}}
Línea 230.0 kV | LineString | 230.0 kV | 2 |  |  | CFE |  |  |  |  | OpenStreetMap | {"type":"Feature","properties":{},"geometry":{"type":"LineString","coordinates":[[-115.48244,32.54375],[-115.48143,32.54326],[-115.47914,32.54224],[-115.47698,32.54125],[-115.47422,32.53997],[-115.47205,32.53879],[-115.46924,32.53727],[-115.46691,32.536],[-115.46447,32.53468],[-115.46169,32.53317],[-115.45916,32.53179],[-115.45621,32.53019],[-115.45354,32.52874],[-115.45075,32.52723],[-115.44766,32.52555]]}}
Línea 230.0 kV | LineString | 230.0 kV | 2 |  |  | CFE |  |  |  |  | OpenStreetMap | {"type":"Feature","properties":{},"geometry":{"type":"LineString","coordinates":[[-109.59326,31.26604],[-109.59326,31.26465]]}}
Línea 230.0 kV | LineString | 230.0 kV | 1 |  |  | CFE |  |  |  |  | OpenStreetMap | {"type":"Feature","properties":{},"geometry":{"type":"LineString","coordinates":[[-109.59326,31.26465],[-109.59315,31.26443]]}}
Línea 230.0 kV | LineString | 230.0 kV | 1 |  |  | CFE |  |  |  |  | OpenStreetMap | {"type":"Feature","properties":{},"geometry":{"type":"LineString","coordinates":[[-109.59326,31.26465],[-109.59351,31.26443]]}}
Línea 230.0 kV | LineString | 230.0 kV | 1 |  |  | CFE |  |  |  |  | OpenStreetMap | {"type":"Feature","properties":{},"geometry":{"type":"LineString","coordinates":[[-109.61786,31.22207],[-109.61643,31.22334]]}}
Línea 230.0 kV | LineString | 230.0 kV | 1 |  |  | CFE |  |  |  |  | OpenStreetMap | {"type":"Feature","properties":{},"geometry":{"type":"LineString","coordinates":[[-109.61688,31.22274],[-109.61786,31.22207]]}}
Línea 230.0 kV | LineString | 230.0 kV | 1 |  |  | CFE |  |  |  |  | OpenStreetMap | {"type":"Feature","properties":{},"geometry":{"type":"LineString","coordinates":[[-109.61643,31.22334],[-109.61688,31.22274]]}}
Línea 230.0 kV | LineString | 230.0 kV | 2 |  |  | CFE |  |  |  |  | OpenStreetMap | {"type":"Feature","properties":{},"geometry":{"type":"LineString","coordinates":[[-109.6112,31.22236],[-109.61208,31.22248],[-109.61416,31.22285],[-109.61643,31.22334]]}}
Línea 230.0 kV | LineString | 230.0 kV |  |  |  | CFE |  |  |  |  | OpenStreetMap | {"type":"Feature","properties":{},"geometry":{"type":"LineString","coordinates":[[-109.61407,31.22392],[-109.61201,31.22276],[-109.61114,31.2226]]}}
Línea 230.0 kV | LineString | 230.0 kV |  |  |  | CFE |  |  |  |  | OpenStreetMap | {"type":"Feature","properties":{},"geometry":{"type":"LineString","coordinates":[[-110.41381,31.01694],[-110.41344,31.01707],[-110.41299,31.0179],[-110.41173,31.02022],[-110.40957,31.02407],[-110.40814,31.02667],[-110.40719,31.02838],[-110.40708,31.03188],[-110.40706,31.03295],[-110.40603,31.03521],[-110.40512,31.03719],[-110.4036,31.0405],[-110.40194,31.04415],[-110.40088,31.04647],[-110.40218,31.04917],[-110.40345,31.05177],[-110.40445,31.05382],[-110.40559,31.05617],[-110.40673,31.05847],[-110.40802,31.06113],[-110.40973,31.06459],[-110.41098,31.06714],[-110.41307,31.07148],[-110.41424,31.07379],[-110.41629,31.07809],[-110.41736,31.08023],[-110.41643,31.08232],[-110.41523,31.08508],[-110.41624,31.08716],[-110.4179,31.0905],[-110.419,31.09269],[-110.42015,31.09498],[-110.42212,31.09895],[-110.42336,31.10143],[-110.42883,31.10253],[-110.43275,31.10329],[-110.43591,31.10394],[-110.43813,31.10662],[-110.43953,31.10837],[-110.44069,31.10976],[-110.44027,31.11004]]}}
Línea 230.0 kV | LineString | 230.0 kV | 2 |  |  | CFE |  |  |  |  | OpenStreetMap | {"type":"Feature","properties":{},"geometry":{"type":"LineString","coordinates":[[-110.95341,28.96959],[-110.95403,28.97005],[-110.95476,28.97004],[-110.95911,28.96997],[-110.96338,28.96991],[-110.96416,28.96904],[-110.96852,28.96902],[-110.97359,28.969],[-110.97821,28.96898],[-110.98231,28.96896],[-110.98552,28.96895],[-110.98627,28.97164],[-110.98737,28.97562],[-110.98861,28.98009],[-110.98986,28.98461],[-110.99428,28.98723],[-110.99869,28.98988],[-111.00295,28.99241],[-111.00722,28.99497],[-111.0122,28.99798],[-111.01582,29.00014],[-111.01872,29.00185],[-111.02316,29.00446],[-111.02756,29.0071],[-111.03199,29.00974],[-111.03621,29.01225],[-111.03641,29.01237]]}}
Línea 230.0 kV | LineString | 230.0 kV |  |  |  | CFE |  |  |  |  | OpenStreetMap | {"type":"Feature","properties":{},"geometry":{"type":"LineString","coordinates":[[-111.04379,29.04684],[-111.04364,29.0473],[-111.04238,29.04789],[-111.04083,29.04823],[-111.03909,29.04865],[-111.03787,29.04927],[-111.03646,29.0501],[-111.03512,29.05089],[-111.03392,29.05153],[-111.03265,29.05221],[-111.0314,29.05279],[-111.03009,29.05337],[-111.03,29.05411],[-111.03036,29.05498],[-111.0307,29.05582],[-111.03116,29.05694],[-111.03159,29.05799],[-111.03212,29.05919],[-111.03201,29.06081],[-111.03137,29.06222],[-111.03087,29.06285],[-111.03035,29.06347],[-111.02934,29.0642],[-111.02834,29.06491],[-111.02775,29.0659],[-111.02718,29.06683],[-111.02657,29.06782],[-111.0253,29.06842],[-111.02448,29.06863],[-111.02371,29.06886],[-111.02297,29.06904],[-111.02156,29.06941],[-111.02073,29.06961],[-111.01964,29.06983],[-111.01978,29.07052],[-111.01998,29.07146],[-111.02016,29.07246],[-111.02036,29.07342],[-111.0211,29.07358],[-111.02142,29.07483],[-111.02176,29.07613],[-111.02208,29.07742],[-111.02224,29.07831],[-111.02229,29.07943],[-111.02234,29.08034],[-111.02334,29.08031],[-111.02338,29.08065]]}}
Línea 230.0 kV | LineString | 230.0 kV | 2 |  |  | CFE |  |  |  |  | OpenStreetMap | {"type":"Feature","properties":{},"geometry":{"type":"LineString","coordinates":[[-111.04379,29.04684],[-111.0441,29.04827],[-111.04488,29.0519],[-111.04469,29.05213]]}}
Línea 230.0 kV | LineString | 230.0 kV | 1 |  |  | Comisión Federal de Electricidad |  |  |  |  | OpenStreetMap | {"type":"Feature","properties":{},"geometry":{"type":"LineString","coordinates":[[-111.09547,30.17139],[-111.09498,30.1714],[-111.09498,30.172],[-111.09497,30.17511],[-111.09499,30.17836],[-111.09503,30.18179],[-111.09507,30.1854],[-111.09509,30.18893],[-111.09513,30.19254],[-111.09517,30.19606],[-111.0952,30.19968],[-111.09524,30.20355],[-111.09529,30.20742],[-111.09532,30.21096],[-111.09536,30.21472],[-111.0954,30.21817],[-111.09541,30.22169],[-111.09545,30.2253],[-111.0955,30.22927],[-111.09554,30.23341],[-111.09558,30.23731],[-111.09562,30.24091],[-111.09565,30.24444],[-111.09567,30.24815],[-111.09571,30.25165],[-111.09575,30.25527],[-111.09578,30.25889],[-111.09582,30.26241],[-111.09586,30.26586],[-111.09588,30.26989],[-111.09593,30.2735],[-111.09597,30.27712],[-111.096,30.28079],[-111.09604,30.28454],[-111.09607,30.28815],[-111.0961,30.29184],[-111.09612,30.29545],[-111.09618,30.29897],[-111.09621,30.30298],[-111.09625,30.30674],[-111.09628,30.31035],[-111.09632,30.31398],[-111.09636,30.31758],[-111.09639,30.32124],[-111.09643,30.32517],[-111.09646,30.3286],[-111.0965,30.33223],[-111.09653,30.33593],[-111.09657,30.33963],[-111.09661,30.34305],[-111.09666,30.34649],[-111.09667,30.35028],[-111.09672,30.35357],[-111.09627,30.35684],[-111.09582,30.36015],[-111.09535,30.36363],[-111.09478,30.36784],[-111.09427,30.37161],[-111.09378,30.37519],[-111.09331,30.37877],[-111.09283,30.38227],[-111.09234,30.38585],[-111.09186,30.38934],[-111.09135,30.39311],[-111.09082,30.39706],[-111.09028,30.40098],[-111.08986,30.40422],[-111.0894,30.40725],[-111.08899,30.41049],[-111.08855,30.41369],[-111.08858,30.41668],[-111.0886,30.42001],[-111.08863,30.42333],[-111.08865,30.42712],[-111.08869,30.4307],[-111.08871,30.43449],[-111.08872,30.43806],[-111.08876,30.44171],[-111.0888,30.4451],[-111.08882,30.44873],[-111.08884,30.45188],[-111.08886,30.45477],[-111.08888,30.45811],[-111.08889,30.46144],[-111.08895,30.4642],[-111.08974,30.4673],[-111.09072,30.47099],[-111.09184,30.47522],[-111.09291,30.47918],[-111.09381,30.4826],[-111.09479,30.48629],[-111.09575,30.48982],[-111.09675,30.49362],[-111.09764,30.49699],[-111.09867,30.50091],[-111.10118,30.50338],[-111.10359,30.50578],[-111.106,30.50816],[-111.10886,30.511],[-111.11136,30.51346],[-111.11389,30.51597],[-111.11635,30.51841],[-111.11957,30.52161],[-111.12196,30.52399],[-111.12332,30.52533],[-111.12462,30.52516]]}}
Línea 230.0 kV | LineString | 230.0 kV | 1 |  |  | CFE |  |  |  |  | OpenStreetMap | {"type":"Feature","properties":{},"geometry":{"type":"LineString","coordinates":[[-110.83271,29.03511],[-110.83209,29.03502]]}}
Línea 230.0 kV | LineString | 230.0 kV | 1 |  |  | CFE |  |  |  |  | OpenStreetMap | {"type":"Feature","properties":{},"geometry":{"type":"LineString","coordinates":[[-110.83271,29.03489],[-110.83209,29.03502]]}}
Línea 230.0 kV | LineString | 230.0 kV | 2 |  |  | CFE |  |  |  |  | OpenStreetMap | {"type":"Feature","properties":{},"geometry":{"type":"LineString","coordinates":[[-110.77968,27.93008],[-110.77897,27.92994],[-110.77616,27.92945],[-110.77262,27.92892],[-110.76983,27.92845],[-110.76662,27.93029],[-110.76582,27.93389],[-110.76494,27.93776],[-110.76403,27.94154],[-110.76319,27.94513],[-110.76237,27.94854],[-110.76162,27.95188],[-110.76117,27.95228],[-110.76001,27.95225],[-110.75836,27.95221],[-110.75686,27.95216],[-110.7554,27.95212],[-110.7542,27.95209],[-110.75307,27.95206],[-110.7527,27.95288],[-110.75116,27.9549],[-110.74789,27.95562],[-110.74416,27.95656],[-110.74183,27.95712],[-110.74038,27.96017],[-110.73856,27.96382],[-110.73681,27.96743],[-110.73512,27.97085],[-110.7335,27.97394]]}}
Línea 230.0 kV | LineString | 230.0 kV | 1 |  |  | CFE |  |  |  |  | OpenStreetMap | {"type":"Feature","properties":{},"geometry":{"type":"LineString","coordinates":[[-110.75918,27.98119],[-110.75939,27.98171],[-110.76195,27.98246],[-110.76584,27.98355],[-110.7696,27.98461],[-110.77348,27.98569],[-110.77741,27.98681],[-110.78158,27.98798],[-110.78612,27.98927],[-110.79031,27.99044],[-110.79398,27.99147],[-110.79786,27.99256],[-110.8033,27.9941],[-110.80898,27.99429],[-110.81326,27.99445],[-110.81723,27.99458],[-110.82118,27.99472],[-110.82475,27.99484],[-110.82912,27.99499],[-110.83318,27.99513],[-110.8371,27.99526],[-110.84122,27.99541],[-110.84514,27.99554],[-110.8487,27.99566],[-110.85251,27.99579],[-110.8567,27.99593],[-110.86056,27.99606],[-110.86252,27.99466],[-110.86523,27.99275],[-110.86805,27.99074],[-110.8717,27.98813],[-110.87483,27.98591],[-110.87785,27.98376],[-110.88079,27.98165],[-110.88098,27.98006],[-110.88153,27.97575],[-110.88183,27.97332],[-110.88225,27.97],[-110.8827,27.96643]]}}
Línea 230.0 kV | LineString | 230.0 kV | 2 |  |  | CFE |  |  |  |  | OpenStreetMap | {"type":"Feature","properties":{},"geometry":{"type":"LineString","coordinates":[[-110.75804,27.98375],[-110.75918,27.98119]]}}
Línea 230.0 kV | LineString | 230.0 kV | 1 |  |  | CFE |  |  |  |  | OpenStreetMap | {"type":"Feature","properties":{},"geometry":{"type":"LineString","coordinates":[[-110.88848,27.9921],[-110.88793,27.99295],[-110.88633,27.9954],[-110.88453,27.99818],[-110.8831,28.00038],[-110.88075,28.00025],[-110.87707,28.00005],[-110.8735,27.99985],[-110.86972,27.99965],[-110.86602,27.99944],[-110.86257,27.99924],[-110.85862,27.99902],[-110.85502,27.99882],[-110.85156,27.99863],[-110.84738,27.9984],[-110.84324,27.99817],[-110.83903,27.99793],[-110.83568,27.99775],[-110.83243,27.99757],[-110.82866,27.99736],[-110.8249,27.99715],[-110.82106,27.99693],[-110.81761,27.99674],[-110.81366,27.99653],[-110.81003,27.99633],[-110.80723,27.99615],[-110.80325,27.99589],[-110.79902,27.99512],[-110.79638,27.99461],[-110.79332,27.99404],[-110.78972,27.99335],[-110.786,27.99265],[-110.78261,27.992],[-110.77901,27.99131],[-110.77528,27.99059],[-110.77165,27.9899],[-110.768,27.9892],[-110.76458,27.98856],[-110.7607,27.98781],[-110.75914,27.9875],[-110.75843,27.98585],[-110.75782,27.98443],[-110.75804,27.98375]]}}
Línea 230.0 kV | LineString | 230.0 kV | 2 |  |  | CFE |  |  |  |  | OpenStreetMap | {"type":"Feature","properties":{},"geometry":{"type":"LineString","coordinates":[[-110.77621,27.93025],[-110.7792,27.93048],[-110.77989,27.93064]]}}
Línea 230.0 kV | LineString | 230.0 kV | 1 |  |  | CFE |  |  |  |  | OpenStreetMap | {"type":"Feature","properties":{},"geometry":{"type":"LineString","coordinates":[[-110.89076,27.98851],[-110.88956,27.99043],[-110.88848,27.9921]]}}
Línea 230.0 kV | LineString | 230.0 kV |  |  |  | CFE |  |  |  |  | OpenStreetMap | {"type":"Feature","properties":{},"geometry":{"type":"LineString","coordinates":[[-110.88848,27.9921],[-110.89174,27.99128]]}}
Línea 230.0 kV | LineString | 230.0 kV | 1 |  |  | CFE |  |  |  |  | OpenStreetMap | {"type":"Feature","properties":{},"geometry":{"type":"LineString","coordinates":[[-110.89174,27.99128],[-110.89315,27.99104]]}}
Línea 230.0 kV | LineString | 230.0 kV | 1 |  |  | CFE |  |  |  |  | OpenStreetMap | {"type":"Feature","properties":{},"geometry":{"type":"LineString","coordinates":[[-110.89174,27.99128],[-110.8932,27.99136]]}}
Línea 230.0 kV | LineString | 230.0 kV | 2 |  |  | CFE |  |  |  |  | OpenStreetMap | {"type":"Feature","properties":{},"geometry":{"type":"LineString","coordinates":[[-110.89315,27.99104],[-110.89407,27.99087]]}}
Línea 230.0 kV | LineString | 230.0 kV | 1 |  |  | CFE |  |  |  |  | OpenStreetMap | {"type":"Feature","properties":{},"geometry":{"type":"LineString","coordinates":[[-110.89407,27.99087],[-110.89438,27.99058]]}}
Línea 230.0 kV | LineString | 230.0 kV | 1 |  |  | CFE |  |  |  |  | OpenStreetMap | {"type":"Feature","properties":{},"geometry":{"type":"LineString","coordinates":[[-109.92178,27.5248],[-109.92374,27.52406],[-109.92428,27.52398]]}}
Línea 230.0 kV | LineString | 230.0 kV | 1 |  |  | CFE |  |  |  |  | OpenStreetMap | {"type":"Feature","properties":{},"geometry":{"type":"LineString","coordinates":[[-109.93467,27.42723],[-109.93477,27.42805]]}}
Línea 230.0 kV | LineString | 230.0 kV | 1 |  |  | CFE |  |  |  |  | OpenStreetMap | {"type":"Feature","properties":{},"geometry":{"type":"LineString","coordinates":[[-110.06644,27.54784],[-110.06467,27.54912],[-110.06311,27.55021],[-110.06123,27.55239]]}}
Línea 230.0 kV | LineString | 230.0 kV | 2 |  |  | CFE |  |  |  |  | OpenStreetMap | {"type":"Feature","properties":{},"geometry":{"type":"LineString","coordinates":[[-110.06123,27.55239],[-110.05899,27.55497],[-110.0569,27.55739],[-110.05419,27.55936],[-110.05134,27.56143],[-110.0484,27.56357],[-110.04547,27.56571],[-110.04282,27.56763],[-110.0401,27.56963],[-110.03753,27.57149],[-110.03563,27.57346],[-110.03356,27.57558],[-110.03048,27.57772]]}}
Línea 230.0 kV | LineString | 230.0 kV | 2 |  |  | CFE |  |  |  |  | OpenStreetMap | {"type":"Feature","properties":{},"geometry":{"type":"LineString","coordinates":[[-110.07427,27.51956],[-110.07432,27.52285],[-110.07435,27.52593],[-110.07437,27.52903],[-110.07441,27.53222],[-110.07064,27.53258],[-110.07034,27.53883],[-110.07021,27.54207],[-110.07006,27.5453],[-110.06827,27.54655],[-110.06644,27.54784]]}}
Línea 230.0 kV | LineString | 230.0 kV | 1 |  |  | CFE |  |  |  |  | OpenStreetMap | {"type":"Feature","properties":{},"geometry":{"type":"LineString","coordinates":[[-110.07403,27.51735],[-110.07412,27.51794],[-110.07427,27.51956]]}}
Línea 230.0 kV | LineString | 230.0 kV | 1 |  |  | CFE |  |  |  |  | OpenStreetMap | {"type":"Feature","properties":{},"geometry":{"type":"LineString","coordinates":[[-109.81773,23.02142],[-109.81775,23.02079],[-109.81779,23.02068],[-109.81787,23.02053]]}}
Línea 230.0 kV | LineString | 230.0 kV | 2 |  |  | CFE |  |  |  |  | OpenStreetMap | {"type":"Feature","properties":{},"geometry":{"type":"LineString","coordinates":[[-110.01991,22.97194],[-110.01902,22.97225],[-110.01667,22.97032],[-110.01536,22.96835],[-110.01359,22.96662],[-110.01157,22.96463],[-110.00878,22.9619],[-110.00683,22.95997],[-110.00467,22.96154],[-110.00176,22.96363],[-109.99899,22.96562],[-109.99683,22.96718],[-109.99577,22.96923],[-109.99392,22.97277],[-109.99228,22.97593],[-109.99102,22.97834],[-109.98971,22.98087],[-109.98849,22.98321],[-109.98711,22.98589],[-109.98564,22.98869],[-109.9844,22.99106],[-109.98322,22.99333],[-109.98238,22.99496],[-109.97865,22.99434],[-109.97558,22.99381],[-109.97227,22.99327],[-109.96978,22.99286],[-109.96661,22.99234],[-109.9635,22.99184],[-109.96078,22.99141],[-109.95776,22.99091],[-109.95513,22.99048],[-109.95217,22.98999],[-109.94933,22.98953],[-109.94613,22.98902],[-109.9431,22.98852],[-109.9398,22.98798],[-109.93611,22.98737],[-109.93275,22.98708],[-109.92917,22.9868],[-109.92682,22.98662],[-109.92364,22.98706],[-109.92025,22.98753],[-109.91704,22.98798],[-109.91249,22.9886],[-109.91004,22.98896],[-109.90726,22.98935],[-109.90394,22.98982],[-109.90026,22.99032],[-109.89683,22.9908],[-109.89331,22.99128],[-109.89022,22.99172],[-109.88723,22.99213],[-109.88432,22.99254],[-109.88152,22.99294],[-109.87841,22.99335],[-109.87497,22.99383],[-109.87152,22.99431],[-109.86875,22.99469],[-109.86701,22.99599],[-109.86497,22.99749],[-109.86217,22.99957],[-109.8602,23.00102],[-109.85735,23.00313],[-109.85334,23.00611],[-109.85176,23.00728],[-109.84869,23.00955],[-109.84641,23.01124],[-109.84375,23.01319],[-109.84189,23.01456],[-109.8394,23.01641],[-109.83684,23.0183],[-109.83404,23.02037],[-109.83142,23.02231],[-109.82866,23.02435],[-109.82623,23.02616],[-109.82391,23.02391],[-109.82148,23.0216],[-109.82024,23.02022],[-109.81819,23.02157],[-109.81773,23.02142]]}}
Línea 230.0 kV | LineString | 230.0 kV | 1 |  |  | CFE |  |  |  |  | OpenStreetMap | {"type":"Feature","properties":{},"geometry":{"type":"LineString","coordinates":[[-109.81815,23.0208],[-109.81811,23.0209],[-109.81773,23.02142]]}}
Línea 230.0 kV | LineString | 230.0 kV | 1 |  |  | CFE |  |  |  |  | OpenStreetMap | {"type":"Feature","properties":{},"geometry":{"type":"LineString","coordinates":[[-108.98926,25.87927],[-108.98602,25.88165]]}}
Línea 230.0 kV | LineString | 230.0 kV | 1 |  |  | CFE |  |  |  |  | OpenStreetMap | {"type":"Feature","properties":{},"geometry":{"type":"LineString","coordinates":[[-108.98602,25.88165],[-108.98569,25.88137]]}}
Línea 230.0 kV | LineString | 230.0 kV | 1 |  |  | CFE |  |  |  |  | OpenStreetMap | {"type":"Feature","properties":{},"geometry":{"type":"LineString","coordinates":[[-108.98926,25.87927],[-108.98569,25.88137]]}}
Línea 230.0 kV | LineString | 230.0 kV |  |  |  | CFE |  |  |  |  | OpenStreetMap | {"type":"Feature","properties":{},"geometry":{"type":"LineString","coordinates":[[-107.53088,24.76882],[-107.53118,24.7699]]}}
Línea 230.0 kV | LineString | 230.0 kV | 4 |  |  | CFE |  |  |  |  | OpenStreetMap | {"type":"Feature","properties":{},"geometry":{"type":"LineString","coordinates":[[-107.53118,24.7699],[-107.53169,24.77175],[-107.53207,24.77318],[-107.53254,24.77492],[-107.53298,24.7765],[-107.53346,24.77825],[-107.53387,24.77997]]}}
Línea 230.0 kV | LineString | 230.0 kV | 4 |  |  | CFE |  |  |  |  | OpenStreetMap | {"type":"Feature","properties":{},"geometry":{"type":"LineString","coordinates":[[-107.50751,24.70207],[-107.50851,24.7039],[-107.50946,24.70567],[-107.50953,24.70868],[-107.50962,24.71214],[-107.5097,24.71526],[-107.50978,24.71818],[-107.50983,24.7204],[-107.51083,24.72333],[-107.51183,24.72628],[-107.51273,24.72894],[-107.51363,24.7316],[-107.51453,24.73425],[-107.51542,24.73688],[-107.51791,24.73867],[-107.52037,24.74048],[-107.52163,24.74394],[-107.52289,24.74736],[-107.52409,24.75054],[-107.52489,24.75269],[-107.52589,24.75539],[-107.52689,24.75807],[-107.52786,24.7607],[-107.52882,24.7633],[-107.52978,24.76588],[-107.53088,24.76882]]}}
Línea 230.0 kV | LineString | 230.0 kV | 1 |  |  | CFE |  |  |  |  | OpenStreetMap | {"type":"Feature","properties":{},"geometry":{"type":"LineString","coordinates":[[-88.46463,18.54545],[-88.46409,18.54534],[-88.46312,18.54538]]}}
Línea 230.0 kV | LineString | 230.0 kV |  |  |  | CFE |  |  |  |  | OpenStreetMap | {"type":"Feature","properties":{},"geometry":{"type":"LineString","coordinates":[[-106.1639,28.585],[-106.16347,28.58447],[-106.16407,28.58404],[-106.16602,28.58585],[-106.16483,28.5883],[-106.16392,28.58955],[-106.1629,28.59098],[-106.16181,28.5925],[-106.16072,28.59402],[-106.15973,28.59542],[-106.16028,28.59666],[-106.16099,28.59829],[-106.16298,28.5976]]}}
Línea 230.0 kV | LineString | 230.0 kV | 1 |  |  | CFE |  |  |  |  | OpenStreetMap | {"type":"Feature","properties":{},"geometry":{"type":"LineString","coordinates":[[-106.45253,30.17899],[-106.45197,30.17823],[-106.45086,30.17409],[-106.45004,30.17078]]}}
Línea 230.0 kV | LineString | 230.0 kV | 1 |  |  | CFE |  |  |  |  | OpenStreetMap | {"type":"Feature","properties":{},"geometry":{"type":"LineString","coordinates":[[-105.91298,28.44978],[-105.9131,28.44929],[-105.91425,28.44913],[-105.91606,28.44825],[-105.91723,28.44768],[-105.91773,28.44749]]}}
Línea 230.0 kV | LineString | 230.0 kV | 3 |  |  | CFE |  |  |  |  | OpenStreetMap | {"type":"Feature","properties":{},"geometry":{"type":"LineString","coordinates":[[-105.91821,28.44819],[-105.91763,28.44835],[-105.91536,28.44957]]}}
Línea 230.0 kV | LineString | 230.0 kV | 1 |  |  | CFE |  |  |  |  | OpenStreetMap | {"type":"Feature","properties":{},"geometry":{"type":"LineString","coordinates":[[-105.91595,28.44879],[-105.91536,28.44957]]}}
Línea 230.0 kV | LineString | 230.0 kV | 1 |  |  | CFE |  |  |  |  | OpenStreetMap | {"type":"Feature","properties":{},"geometry":{"type":"LineString","coordinates":[[-105.91595,28.44879],[-105.91763,28.44835],[-105.918,28.44794]]}}
Línea 230.0 kV | LineString | 230.0 kV | 1 |  |  | CFE |  |  |  |  | OpenStreetMap | {"type":"Feature","properties":{},"geometry":{"type":"LineString","coordinates":[[-105.82933,28.47734],[-105.83166,28.47833],[-105.83494,28.47975],[-105.83845,28.4813],[-105.84172,28.48273],[-105.8454,28.48431],[-105.84983,28.48626],[-105.85252,28.48744],[-105.85776,28.48971],[-105.86124,28.49123],[-105.86475,28.49276],[-105.86971,28.4949],[-105.87358,28.49662],[-105.87734,28.49825],[-105.88037,28.49956],[-105.88346,28.50092],[-105.88713,28.50252],[-105.89079,28.50411],[-105.89452,28.50573],[-105.89818,28.50733],[-105.90198,28.50898],[-105.9052,28.51035],[-105.90895,28.51201],[-105.91281,28.51369],[-105.91673,28.5154],[-105.92057,28.51708],[-105.92573,28.51932],[-105.92892,28.52069],[-105.93149,28.52382],[-105.93354,28.52629],[-105.93634,28.52963],[-105.93867,28.53238],[-105.94137,28.53565],[-105.94394,28.53876],[-105.94661,28.54192],[-105.9498,28.54501],[-105.95083,28.54618],[-105.95242,28.54797],[-105.95417,28.54996],[-105.95629,28.5524],[-105.95876,28.55528],[-105.96126,28.55813],[-105.96385,28.56103],[-105.96695,28.56451],[-105.97,28.56798],[-105.97271,28.57103],[-105.97535,28.574],[-105.97769,28.57668],[-105.9802,28.57944],[-105.98261,28.58221],[-105.98496,28.58487],[-105.9873,28.58741],[-105.98938,28.58984],[-105.98984,28.59192],[-105.9905,28.59396],[-105.99134,28.59642],[-105.99218,28.59899],[-105.99327,28.60226],[-105.99435,28.60552],[-105.9954,28.60875],[-105.99648,28.61192],[-105.99662,28.61218]]}}
Línea 230.0 kV | LineString | 230.0 kV | 1 |  |  | CFE |  |  |  |  | OpenStreetMap | {"type":"Feature","properties":{},"geometry":{"type":"LineString","coordinates":[[-105.82933,28.47734],[-105.82898,28.47799],[-105.83051,28.47871],[-105.83405,28.48024],[-105.83716,28.4816],[-105.84056,28.48309],[-105.84403,28.48458],[-105.84818,28.48636],[-105.85165,28.48785],[-105.85444,28.48909],[-105.85869,28.49095],[-105.86194,28.49239],[-105.86492,28.49368],[-105.86907,28.49547],[-105.87234,28.49691],[-105.87509,28.49811],[-105.87801,28.4994],[-105.88155,28.50094],[-105.88485,28.50235],[-105.88826,28.50383],[-105.89146,28.50522],[-105.89468,28.50665],[-105.89795,28.50807],[-105.90115,28.50945],[-105.90423,28.51081],[-105.90752,28.51223],[-105.91081,28.51365],[-105.91406,28.51507],[-105.91722,28.51643],[-105.92032,28.51778],[-105.92345,28.51915],[-105.92552,28.52005],[-105.9273,28.52205],[-105.92864,28.52357],[-105.93147,28.52674],[-105.93356,28.52906],[-105.93613,28.53182],[-105.93825,28.53428],[-105.94027,28.53652],[-105.9425,28.53901],[-105.945,28.54176],[-105.94691,28.54387],[-105.94884,28.54607],[-105.94938,28.54912],[-105.95009,28.55274],[-105.95057,28.55613],[-105.95124,28.56003],[-105.95183,28.56351],[-105.95237,28.56665],[-105.95289,28.56974],[-105.95338,28.5727],[-105.95396,28.57591],[-105.95447,28.57911],[-105.95481,28.58104],[-105.95522,28.58343],[-105.95557,28.58544],[-105.95614,28.58866],[-105.95666,28.59182],[-105.95711,28.59431],[-105.95755,28.59712],[-105.95799,28.59964],[-105.9583,28.60148],[-105.95932,28.60426],[-105.9605,28.60735],[-105.9616,28.61033],[-105.96275,28.61341],[-105.96382,28.61639],[-105.96492,28.61935],[-105.96607,28.62254],[-105.96716,28.6254],[-105.9687,28.62833],[-105.97023,28.63131],[-105.97168,28.6341],[-105.97299,28.63661],[-105.97499,28.64043],[-105.97648,28.64331],[-105.97801,28.6462],[-105.97945,28.64907],[-105.98109,28.65217],[-105.98272,28.65536],[-105.98426,28.65834],[-105.98581,28.66122],[-105.98738,28.66413],[-105.98859,28.66644],[-105.98989,28.66896],[-105.99067,28.67145],[-105.99172,28.67423],[-105.99276,28.67732],[-105.99394,28.68066],[-105.99476,28.68317],[-105.99547,28.68526],[-105.99694,28.68768],[-105.99866,28.69061],[-106.00014,28.69326],[-106.00184,28.69618],[-106.00338,28.69869],[-106.00664,28.70079],[-106.00854,28.70206],[-106.01039,28.70554],[-106.01191,28.70848],[-106.01338,28.71133],[-106.01437,28.71327],[-106.0159,28.71618],[-106.01743,28.71912],[-106.01893,28.72201],[-106.02009,28.72421],[-106.02119,28.7263],[-106.02441,28.7273],[-106.02771,28.72831],[-106.0312,28.72938],[-106.03469,28.73041],[-106.03819,28.73149],[-106.04155,28.73252],[-106.04533,28.73364],[-106.04913,28.73483],[-106.05261,28.73588],[-106.05507,28.7366],[-106.05896,28.73779],[-106.0628,28.73895],[-106.06573,28.73982],[-106.06865,28.74066],[-106.07369,28.74227],[-106.07711,28.74326],[-106.07885,28.7438],[-106.08096,28.74443],[-106.08352,28.7452],[-106.08816,28.74661],[-106.09134,28.74567],[-106.09458,28.74471],[-106.0986,28.74323],[-106.1027,28.74167],[-106.10648,28.7402],[-106.10959,28.73903],[-106.11231,28.738],[-106.11585,28.73665],[-106.11907,28.73544],[-106.12231,28.73422],[-106.12559,28.73299],[-106.12831,28.73194],[-106.13095,28.73096],[-106.13309,28.73011],[-106.13388,28.72984]]}}
Línea 230.0 kV | LineString | 230.0 kV | 2 |  |  | CFE |  |  |  |  | OpenStreetMap | {"type":"Feature","properties":{},"geometry":{"type":"LineString","coordinates":[[-106.81334,28.44541],[-106.81294,28.44497],[-106.81205,28.44402],[-106.81013,28.44349]]}}
Línea 230.0 kV | LineString | 230.0 kV | 1 |  |  | CFE |  |  |  |  | OpenStreetMap | {"type":"Feature","properties":{},"geometry":{"type":"LineString","coordinates":[[-106.81169,28.4459],[-106.81209,28.4463]]}}
Línea 230.0 kV | LineString | 230.0 kV | 1 |  |  | CFE |  |  |  |  | OpenStreetMap | {"type":"Feature","properties":{},"geometry":{"type":"LineString","coordinates":[[-106.81297,28.44567],[-106.81265,28.4452],[-106.81169,28.4459]]}}
Línea 230.0 kV | LineString | 230.0 kV | 1 |  |  | CFE |  |  |  |  | OpenStreetMap | {"type":"Feature","properties":{},"geometry":{"type":"LineString","coordinates":[[-107.41787,29.0359],[-107.41841,29.03685],[-107.41922,29.03688]]}}
Línea 230.0 kV | LineString | 230.0 kV | 1 |  |  | CFE |  |  |  |  | OpenStreetMap | {"type":"Feature","properties":{},"geometry":{"type":"LineString","coordinates":[[-107.41787,29.0359],[-107.41834,29.03615],[-107.41929,29.03625]]}}
Línea 230.0 kV | LineString | 230.0 kV | 1 |  |  | CFE |  |  |  |  | OpenStreetMap | {"type":"Feature","properties":{},"geometry":{"type":"LineString","coordinates":[[-107.53313,28.40644],[-107.5347,28.40632],[-107.5384,28.40701],[-107.54301,28.40787],[-107.54659,28.40855],[-107.55225,28.40959],[-107.55634,28.41037],[-107.55982,28.40955],[-107.56316,28.40876],[-107.56683,28.40787],[-107.57022,28.40708],[-107.57347,28.40631],[-107.57767,28.40529],[-107.58091,28.40454],[-107.5845,28.40368],[-107.58806,28.40287],[-107.59309,28.40163],[-107.59605,28.40096],[-107.5985,28.40013],[-107.60296,28.3986],[-107.60573,28.39767],[-107.60984,28.39569],[-107.61267,28.39434],[-107.61582,28.39283],[-107.61831,28.39163],[-107.62212,28.38982],[-107.62448,28.38868],[-107.62687,28.38755],[-107.62966,28.38621],[-107.63234,28.38493],[-107.63589,28.38325],[-107.63811,28.38218],[-107.64078,28.38089],[-107.64362,28.38041],[-107.64777,28.37972],[-107.65286,28.37888],[-107.65664,28.37823],[-107.66058,28.37758],[-107.66323,28.37954],[-107.66713,28.38243],[-107.6704,28.38482],[-107.67281,28.38661],[-107.6751,28.38831],[-107.68063,28.38755],[-107.68492,28.38694],[-107.69079,28.38609],[-107.69448,28.38558],[-107.70192,28.3845],[-107.70477,28.38408],[-107.70992,28.38337],[-107.7143,28.38274],[-107.71835,28.38217],[-107.72276,28.38152],[-107.7279,28.38307],[-107.73222,28.38434],[-107.73919,28.38642],[-107.74093,28.38696],[-107.74497,28.38812],[-107.74858,28.38786],[-107.75387,28.38743],[-107.75764,28.38713],[-107.764,28.38666],[-107.77033,28.38618],[-107.77502,28.38583],[-107.78217,28.38795],[-107.7871,28.38447],[-107.78929,28.38293],[-107.79189,28.38112],[-107.79393,28.37967],[-107.79707,28.37824],[-107.79979,28.37696],[-107.80269,28.37561],[-107.80551,28.37431],[-107.80979,28.37232],[-107.81162,28.37095],[-107.81578,28.36781],[-107.81934,28.36514],[-107.82411,28.36161],[-107.82907,28.35789],[-107.83263,28.35809],[-107.84047,28.35856],[-107.84421,28.35878],[-107.8502,28.35912],[-107.85662,28.36264],[-107.8598,28.36434],[-107.86191,28.36548],[-107.86494,28.3671],[-107.87052,28.3701],[-107.87132,28.37054],[-107.88094,28.36957],[-107.88721,28.36894],[-107.8943,28.36822],[-107.89876,28.36776],[-107.90252,28.36739],[-107.90813,28.36508],[-107.90953,28.36451],[-107.91172,28.36384],[-107.91524,28.36276],[-107.91838,28.3618],[-107.92157,28.36084],[-107.92387,28.36045],[-107.92982,28.35948],[-107.93195,28.35915],[-107.93642,28.35857],[-107.94314,28.3581],[-107.94652,28.35791],[-107.95051,28.35769],[-107.95721,28.35729],[-107.96005,28.3571],[-107.96287,28.35617],[-107.96898,28.35422],[-107.97342,28.35282],[-107.9788,28.35108],[-107.98216,28.35],[-107.99028,28.34698],[-107.99652,28.34461],[-107.99976,28.34337],[-108.00562,28.34033],[-108.01113,28.34019],[-108.01365,28.3387],[-108.01723,28.33437],[-108.0218,28.32879],[-108.02632,28.32165],[-108.03009,28.3165],[-108.03133,28.31413],[-108.03239,28.31067],[-108.03197,28.30663],[-108.03167,28.30354],[-108.03381,28.30208],[-108.03852,28.29895],[-108.04156,28.29511],[-108.04305,28.29328],[-108.04607,28.28955],[-108.04819,28.28692],[-108.04972,28.28599],[-108.05307,28.28408],[-108.05842,28.28048],[-108.06205,28.27789],[-108.06337,28.27441],[-108.06461,28.27114],[-108.06585,28.26775],[-108.06682,28.26516],[-108.06641,28.26114],[-108.06602,28.25761],[-108.06581,28.25567],[-108.06541,28.25231],[-108.06861,28.24885],[-108.07078,28.24657],[-108.07283,28.24437],[-108.07694,28.23995],[-108.07859,28.23706],[-108.08079,28.23256],[-108.08168,28.23082],[-108.08315,28.22783],[-108.08528,28.2248],[-108.08681,28.22258],[-108.09052,28.22153],[-108.09559,28.22004],[-108.10015,28.21867],[-108.10166,28.21972],[-108.10344,28.22092],[-108.10825,28.22041],[-108.11264,28.21995],[-108.11471,28.21902],[-108.11743,28.2177],[-108.12013,28.21593],[-108.12514,28.21263],[-108.13073,28.20981],[-108.13465,28.20634],[-108.139,28.20427],[-108.14133,28.20312],[-108.14528,28.2012],[-108.147,28.20035],[-108.14895,28.2003],[-108.15386,28.20017],[-108.15803,28.20005],[-108.16632,28.20161],[-108.16971,28.20225],[-108.17358,28.20297],[-108.17775,28.20374],[-108.18102,28.20729],[-108.18397,28.20876],[-108.1883,28.2109],[-108.19125,28.21093],[-108.19673,28.21095],[-108.20007,28.211],[-108.20831,28.21452],[-108.21515,28.2174],[-108.22032,28.21962],[-108.22364,28.21979],[-108.22398,28.2192],[-108.22495,28.21737],[-108.22568,28.21617],[-108.22741,28.21593],[-108.22806,28.21628]]}}
Línea 230.0 kV | LineString | 230.0 kV | 2 |  |  | CFE |  |  |  |  | OpenStreetMap | {"type":"Feature","properties":{},"geometry":{"type":"LineString","coordinates":[[-107.50221,28.40057],[-107.50501,28.40109],[-107.50858,28.40178],[-107.51182,28.4024],[-107.51452,28.4029],[-107.51802,28.40357],[-107.52201,28.40432],[-107.52602,28.4051],[-107.52982,28.40581],[-107.53313,28.40644]]}}
Línea 230.0 kV | LineString | 230.0 kV | 1 |  |  | CFE |  |  |  |  | OpenStreetMap | {"type":"Feature","properties":{},"geometry":{"type":"LineString","coordinates":[[-107.44723,28.36319],[-107.44687,28.36309],[-107.44636,28.36238],[-107.4466,28.36162],[-107.44974,28.36138],[-107.45105,28.36198],[-107.45447,28.36352],[-107.45622,28.3645],[-107.45885,28.36599],[-107.46522,28.36957],[-107.46825,28.37127],[-107.4709,28.37274],[-107.47298,28.37391],[-107.47561,28.3754],[-107.47893,28.37726],[-107.48315,28.37964],[-107.48703,28.38181],[-107.48985,28.38341],[-107.49414,28.3858],[-107.4943,28.38947],[-107.49441,28.39277],[-107.49453,28.39585],[-107.49463,28.3988],[-107.4981,28.39947],[-107.50094,28.39999],[-107.50221,28.40057]]}}
Línea 230.0 kV | LineString | 230.0 kV | 1 |  |  | CFE |  |  |  |  | OpenStreetMap | {"type":"Feature","properties":{},"geometry":{"type":"LineString","coordinates":[[-101.45835,20.29282],[-101.45842,20.2929],[-101.45872,20.29324]]}}
Línea 230.0 kV | LineString | 230.0 kV | 1 |  |  | CFE |  |  |  |  | OpenStreetMap | {"type":"Feature","properties":{},"geometry":{"type":"LineString","coordinates":[[-101.45799,20.29302],[-101.45817,20.29308],[-101.45872,20.29324]]}}
Línea 230.0 kV | LineString | 230.0 kV | 1 |  |  | CFE |  |  |  |  | OpenStreetMap | {"type":"Feature","properties":{},"geometry":{"type":"LineString","coordinates":[[-106.51712,31.52986],[-106.51682,31.5292],[-106.51667,31.52872],[-106.51466,31.52915],[-106.51155,31.52991],[-106.50801,31.53077],[-106.50441,31.53164],[-106.5008,31.53252],[-106.49718,31.5334],[-106.49363,31.53427],[-106.49046,31.53503],[-106.48756,31.53508],[-106.48674,31.53509]]}}
Línea 230.0 kV | LineString | 230.0 kV | 1 |  |  | CFE |  |  |  |  | OpenStreetMap | {"type":"Feature","properties":{},"geometry":{"type":"LineString","coordinates":[[-106.48595,31.53562],[-106.48517,31.53562],[-106.48523,31.53647],[-106.48522,31.53677]]}}
Línea 230.0 kV | LineString | 230.0 kV | 2 |  |  | CFE |  |  |  |  | OpenStreetMap | {"type":"Feature","properties":{},"geometry":{"type":"LineString","coordinates":[[-106.3282,31.46695],[-106.33061,31.46405],[-106.33338,31.46058],[-106.33633,31.45693],[-106.33892,31.45373],[-106.34151,31.45052],[-106.344,31.44744],[-106.34656,31.44434],[-106.34903,31.44118],[-106.35147,31.4381],[-106.35401,31.43514],[-106.35639,31.43218],[-106.35901,31.42894],[-106.36167,31.4257],[-106.3641,31.42266],[-106.36661,31.41958],[-106.36911,31.41648],[-106.37166,31.41337],[-106.37413,31.4103],[-106.37669,31.40721],[-106.37953,31.40406],[-106.38256,31.40073],[-106.38509,31.39794],[-106.38778,31.39506],[-106.3905,31.3921],[-106.39341,31.38886],[-106.39606,31.38603],[-106.39695,31.38269],[-106.39989,31.37929],[-106.4019,31.37682],[-106.40433,31.37385],[-106.40673,31.37098],[-106.40891,31.36831],[-106.41169,31.36491],[-106.41437,31.36171],[-106.417,31.35842],[-106.4199,31.35488],[-106.42283,31.35135],[-106.4258,31.34776],[-106.42814,31.34485],[-106.43053,31.34202],[-106.43379,31.33808],[-106.43654,31.33465],[-106.43917,31.33148],[-106.44163,31.32846],[-106.44377,31.32588],[-106.44638,31.32271],[-106.449,31.31948],[-106.45152,31.31646],[-106.45389,31.31349],[-106.45647,31.31031],[-106.45894,31.3074],[-106.4615,31.30429],[-106.46399,31.30128],[-106.46788,31.30137],[-106.47179,31.30139],[-106.47517,31.30291],[-106.47969,31.30482],[-106.48401,31.30668],[-106.48838,31.30859],[-106.49212,31.31021],[-106.49252,31.31038]]}}
Línea 230.0 kV | LineString | 230.0 kV | 1 |  |  | CFE |  |  |  |  | OpenStreetMap | {"type":"Feature","properties":{},"geometry":{"type":"LineString","coordinates":[[-106.32711,31.4683],[-106.3282,31.46695]]}}
Línea 230.0 kV | LineString | 230.0 kV | 2 |  |  | CFE |  |  |  |  | OpenStreetMap | {"type":"Feature","properties":{},"geometry":{"type":"LineString","coordinates":[[-106.47127,31.47588],[-106.47137,31.47501]]}}
Línea 230.0 kV | LineString | 230.0 kV | 1 |  |  | CFE |  |  |  |  | OpenStreetMap | {"type":"Feature","properties":{},"geometry":{"type":"LineString","coordinates":[[-106.48304,31.48371],[-106.48537,31.48456],[-106.48521,31.48804],[-106.48507,31.49091],[-106.48494,31.49405],[-106.48482,31.49718],[-106.4847,31.50009],[-106.48458,31.50309],[-106.4845,31.50522],[-106.48437,31.50774],[-106.48438,31.51091],[-106.4844,31.51391],[-106.48442,31.5171],[-106.48443,31.52032],[-106.48445,31.52386],[-106.48461,31.5268],[-106.48487,31.52999],[-106.48507,31.53367],[-106.48513,31.53477],[-106.48515,31.53541],[-106.48594,31.53543]]}}
Línea 230.0 kV | LineString | 230.0 kV | 1 |  |  | CFE |  |  |  |  | OpenStreetMap | {"type":"Feature","properties":{},"geometry":{"type":"LineString","coordinates":[[-107.63255,30.19694],[-107.63312,30.19672],[-107.63561,30.19733],[-107.63967,30.19842],[-107.64376,30.19947],[-107.64727,30.20042],[-107.65135,30.20149],[-107.65562,30.20259],[-107.65989,30.20371],[-107.66414,30.20481],[-107.66828,30.2059],[-107.67199,30.20686],[-107.67596,30.2079],[-107.68012,30.20898],[-107.68449,30.21013],[-107.68865,30.21121],[-107.69215,30.21213],[-107.69516,30.21378],[-107.69867,30.21571],[-107.70251,30.21779],[-107.70605,30.21973],[-107.70987,30.22177],[-107.71322,30.22358],[-107.71678,30.22554],[-107.72049,30.22756],[-107.72423,30.22961],[-107.72784,30.23159],[-107.73162,30.23367],[-107.73506,30.23563],[-107.73858,30.23754],[-107.74227,30.23956],[-107.74582,30.24152],[-107.74778,30.24374],[-107.75011,30.24649],[-107.75274,30.24946],[-107.75528,30.25242],[-107.75789,30.25536],[-107.76042,30.25828],[-107.76182,30.25987],[-107.76434,30.26281],[-107.76601,30.26473],[-107.76775,30.26673],[-107.77018,30.26955],[-107.77204,30.27169],[-107.77417,30.27414],[-107.77674,30.27709],[-107.7791,30.27978],[-107.7814,30.28247],[-107.78331,30.28462],[-107.78483,30.28634],[-107.78714,30.28901],[-107.7908,30.29323],[-107.79355,30.29635],[-107.79601,30.2992],[-107.79889,30.30251],[-107.80194,30.306],[-107.80457,30.30904],[-107.80705,30.31187],[-107.81034,30.31569],[-107.81258,30.31825],[-107.81505,30.32107],[-107.81741,30.32375],[-107.81952,30.3262],[-107.82162,30.32859],[-107.82387,30.33118],[-107.82609,30.33371],[-107.82617,30.33707],[-107.82627,30.34042],[-107.82639,30.34403],[-107.82645,30.34765],[-107.82661,30.35098],[-107.82679,30.35435],[-107.82685,30.35774],[-107.82695,30.36108],[-107.82712,30.36451],[-107.82724,30.36785],[-107.8273,30.3715],[-107.8274,30.37512],[-107.82752,30.37845],[-107.82762,30.3819],[-107.82777,30.38556],[-107.82792,30.3897],[-107.82801,30.39318],[-107.82808,30.39554],[-107.82817,30.39924],[-107.8283,30.40267],[-107.82846,30.40598],[-107.82859,30.40949],[-107.82871,30.41277],[-107.82876,30.41603],[-107.82886,30.41945],[-107.82897,30.42301],[-107.82908,30.42669],[-107.82921,30.43029],[-107.82931,30.43388],[-107.82948,30.43772],[-107.82956,30.44137],[-107.82968,30.44472],[-107.82979,30.4481],[-107.8299,30.45151],[-107.83002,30.45488],[-107.83015,30.45851],[-107.83026,30.46191],[-107.83295,30.46432],[-107.83551,30.46655],[-107.83849,30.46916],[-107.84163,30.47195],[-107.84446,30.47449],[-107.84712,30.47682],[-107.84979,30.4792],[-107.85258,30.48166],[-107.85529,30.48404],[-107.858,30.48645],[-107.86066,30.48883],[-107.86329,30.49115],[-107.866,30.49353],[-107.86864,30.4959],[-107.87136,30.49832],[-107.87411,30.50074],[-107.8768,30.50311],[-107.87948,30.50548],[-107.8822,30.50786],[-107.88487,30.51021],[-107.88752,30.51258],[-107.89025,30.51499],[-107.89286,30.51734],[-107.89585,30.51994],[-107.89775,30.52163],[-107.89966,30.52361],[-107.90037,30.52374]]}}
Línea 230.0 kV | LineString | 230.0 kV |  |  |  | CFE |  |  |  |  | OpenStreetMap | {"type":"Feature","properties":{},"geometry":{"type":"LineString","coordinates":[[-107.63074,30.19976],[-107.63087,30.1992]]}}
Línea 230.0 kV | LineString | 230.0 kV | 2 |  |  | CFE |  |  |  |  | OpenStreetMap | {"type":"Feature","properties":{},"geometry":{"type":"LineString","coordinates":[[-107.63158,30.19826],[-107.63172,30.19768],[-107.63255,30.19694]]}}
Línea 230.0 kV | LineString | 230.0 kV | 1 |  |  | CFE |  |  |  |  | OpenStreetMap | {"type":"Feature","properties":{},"geometry":{"type":"LineString","coordinates":[[-106.37384,31.70159],[-106.37337,31.70175]]}}
Línea 230.0 kV | LineString | 230.0 kV | 1 |  |  | CFE |  |  |  |  | OpenStreetMap | {"type":"Feature","properties":{},"geometry":{"type":"LineString","coordinates":[[-105.94938,28.64133],[-105.94895,28.6407],[-105.94835,28.63994],[-105.94766,28.63907],[-105.9485,28.63851],[-105.94905,28.63915],[-105.94962,28.63981]]}}
Línea 230.0 kV | LineString | 230.0 kV | 1 |  |  | CFE |  |  |  |  | OpenStreetMap | {"type":"Feature","properties":{},"geometry":{"type":"LineString","coordinates":[[-104.4935,28.42992],[-104.49277,28.42968]]}}
Línea 230.0 kV | LineString | 230.0 kV | 1 |  |  | CFE |  |  |  |  | OpenStreetMap | {"type":"Feature","properties":{},"geometry":{"type":"LineString","coordinates":[[-104.14138,26.55562],[-104.14168,26.55598],[-104.14314,26.55765],[-104.14459,26.55933],[-104.14504,26.55983]]}}
Línea 230.0 kV | LineString | 230.0 kV | 1 |  |  | CFE |  |  |  |  | OpenStreetMap | {"type":"Feature","properties":{},"geometry":{"type":"LineString","coordinates":[[-104.14555,26.55863],[-104.14549,26.55815],[-104.14416,26.55663],[-104.14151,26.55366],[-104.139,26.55081],[-104.13638,26.54782],[-104.13388,26.545],[-104.13125,26.54202],[-104.12865,26.53908],[-104.12604,26.5361],[-104.12352,26.53323],[-104.12087,26.53016],[-104.11835,26.52734],[-104.11573,26.5244],[-104.11324,26.52155],[-104.11055,26.5185],[-104.10803,26.51566],[-104.10553,26.51276],[-104.10283,26.50973],[-104.10023,26.50673],[-104.09758,26.50375],[-104.09505,26.50086],[-104.09271,26.49823],[-104.09028,26.49547],[-104.08766,26.49249],[-104.08506,26.48953],[-104.08249,26.48656],[-104.07991,26.48368],[-104.0774,26.48083],[-104.075,26.47808],[-104.07262,26.47538],[-104.07003,26.4724],[-104.06738,26.4694],[-104.06482,26.4665],[-104.06218,26.46351],[-104.05954,26.4605],[-104.05718,26.4578],[-104.05459,26.45484],[-104.05191,26.45189],[-104.04937,26.44898],[-104.04713,26.44641],[-104.04424,26.4432],[-104.04178,26.44033],[-104.03915,26.4374],[-104.03666,26.43451],[-104.03404,26.43153],[-104.0314,26.42855],[-104.02885,26.42563],[-104.02631,26.42273],[-104.02373,26.4198],[-104.0212,26.4169],[-104.0186,26.41395],[-104.01599,26.41098],[-104.01333,26.40797],[-104.01082,26.40501],[-104.00815,26.402],[-104.00592,26.39944],[-104.00349,26.39668],[-104.00088,26.39369],[-103.99842,26.39093],[-103.9964,26.3886],[-103.99393,26.38581],[-103.99123,26.38273],[-103.98871,26.37983],[-103.9861,26.37685],[-103.98366,26.37409],[-103.98144,26.37157],[-103.97892,26.36902],[-103.97602,26.36608],[-103.97329,26.36332],[-103.97043,26.36045],[-103.96775,26.35776],[-103.96496,26.35493],[-103.96213,26.35207],[-103.9593,26.34923],[-103.95654,26.34644],[-103.95375,26.34363],[-103.95095,26.3408],[-103.9482,26.33801],[-103.9454,26.33518],[-103.94248,26.33226],[-103.9398,26.32954],[-103.93706,26.32679],[-103.93431,26.324],[-103.93156,26.32122],[-103.92879,26.31841],[-103.92604,26.31567],[-103.92331,26.3129],[-103.92049,26.31005],[-103.91765,26.30717],[-103.91488,26.30435],[-103.91202,26.30149],[-103.90918,26.29862],[-103.90637,26.29578],[-103.90366,26.29303],[-103.90089,26.29025],[-103.89815,26.28747],[-103.89539,26.28468],[-103.89257,26.28182],[-103.88978,26.27902],[-103.88698,26.27619],[-103.88418,26.27335],[-103.88136,26.27052],[-103.8786,26.26773],[-103.87585,26.26486],[-103.87293,26.26195],[-103.87016,26.25911],[-103.86745,26.25635],[-103.86479,26.25368],[-103.86179,26.25072],[-103.85911,26.24799],[-103.85623,26.24508],[-103.85348,26.24232],[-103.85075,26.23952],[-103.84782,26.23656],[-103.84517,26.23389],[-103.84277,26.23145],[-103.84037,26.22903],[-103.83751,26.22614],[-103.835,26.22359],[-103.83211,26.22065],[-103.82986,26.21839],[-103.82723,26.21573],[-103.82436,26.21281],[-103.82164,26.21004],[-103.81883,26.20721],[-103.8161,26.20445],[-103.81329,26.20163],[-103.81048,26.19876],[-103.80772,26.19597],[-103.80492,26.19312],[-103.80222,26.19041],[-103.79939,26.18753],[-103.79658,26.18468],[-103.79378,26.18184],[-103.79099,26.17901],[-103.78823,26.17621],[-103.78555,26.1735],[-103.78277,26.17069],[-103.77998,26.16786],[-103.77717,26.165],[-103.77436,26.16215],[-103.77158,26.15934],[-103.76902,26.15673],[-103.76646,26.15415],[-103.76373,26.15137],[-103.76098,26.14858],[-103.7581,26.14567],[-103.7554,26.14293],[-103.75258,26.14007],[-103.74983,26.13727],[-103.74721,26.13462],[-103.74461,26.13199],[-103.74204,26.12937],[-103.73955,26.12685],[-103.73666,26.12392],[-103.73403,26.12123],[-103.73159,26.11876],[-103.72907,26.1162],[-103.72629,26.11348],[-103.72344,26.11068],[-103.72065,26.10797],[-103.71799,26.10533],[-103.71569,26.10309],[-103.713,26.10044],[-103.71027,26.09776],[-103.70783,26.09537],[-103.7053,26.09289],[-103.70243,26.09007],[-103.69991,26.08758],[-103.6968,26.08452],[-103.69481,26.08259],[-103.69283,26.08064],[-103.69107,26.07891],[-103.68978,26.07573],[-103.68831,26.07209],[-103.68686,26.06853],[-103.68542,26.06497],[-103.68393,26.06129],[-103.68246,26.0577],[-103.68103,26.05414],[-103.67962,26.05068],[-103.67821,26.04718],[-103.67683,26.0438],[-103.6754,26.04025],[-103.6741,26.03705],[-103.67278,26.03381],[-103.67134,26.03023],[-103.66988,26.02666],[-103.66846,26.02312],[-103.66704,26.01961],[-103.66564,26.01616],[-103.66418,26.01259],[-103.66278,26.0091],[-103.66137,26.00563],[-103.65991,26.00207],[-103.65851,25.99858],[-103.65712,25.99511],[-103.65567,25.99151],[-103.65419,25.98791],[-103.65278,25.9844],[-103.65133,25.98083],[-103.64988,25.97727],[-103.64853,25.97386],[-103.64707,25.97027],[-103.64562,25.96672],[-103.64426,25.96334],[-103.6429,25.95997],[-103.64146,25.95642],[-103.64006,25.95297],[-103.63864,25.94944],[-103.63722,25.94592],[-103.63589,25.94263],[-103.63452,25.93924],[-103.63307,25.93567],[-103.63162,25.93205],[-103.63017,25.9285],[-103.62886,25.92528],[-103.62752,25.92195],[-103.62618,25.91862],[-103.62491,25.91549],[-103.62349,25.91196],[-103.62201,25.9083],[-103.62073,25.90513],[-103.61936,25.90173],[-103.61796,25.89831],[-103.61654,25.89474],[-103.61517,25.89133],[-103.61374,25.88781],[-103.61243,25.8846],[-103.61111,25.88134],[-103.60995,25.87846],[-103.60863,25.87518],[-103.60736,25.87202],[-103.60611,25.86896],[-103.60488,25.86588],[-103.60366,25.86285],[-103.60242,25.8598],[-103.60115,25.85668],[-103.59978,25.85327],[-103.59831,25.84963],[-103.59687,25.84609],[-103.59545,25.84258],[-103.59423,25.83953],[-103.59296,25.83637],[-103.59167,25.83321],[-103.5903,25.82978],[-103.58891,25.82635],[-103.58761,25.82314],[-103.58633,25.81996],[-103.58505,25.81679],[-103.58395,25.81407],[-103.58295,25.81156],[-103.58169,25.80847],[-103.58048,25.80546],[-103.57924,25.80238],[-103.57801,25.79933],[-103.57682,25.79635],[-103.5756,25.79336],[-103.57439,25.79032],[-103.57315,25.78724],[-103.57189,25.78417],[-103.57053,25.78074],[-103.56903,25.77703],[-103.56756,25.77338],[-103.56606,25.76968],[-103.5646,25.76605],[-103.56327,25.76274],[-103.56206,25.75974],[-103.56075,25.75651],[-103.5595,25.75338],[-103.55809,25.7499],[-103.5567,25.74642],[-103.5539,25.74398],[-103.55108,25.74149],[-103.54824,25.73901],[-103.54522,25.73637],[-103.54207,25.73361],[-103.53928,25.73118],[-103.53826,25.72794],[-103.53733,25.72497],[-103.53643,25.72212],[-103.53556,25.71939],[-103.5347,25.71668],[-103.53372,25.71355],[-103.53273,25.71044],[-103.53175,25.70734],[-103.53073,25.70415],[-103.52986,25.70138],[-103.52893,25.69842],[-103.52796,25.69532],[-103.52696,25.69218],[-103.52599,25.68909],[-103.52496,25.68586],[-103.52389,25.68244],[-103.52295,25.67949],[-103.52418,25.67738],[-103.5253,25.67546],[-103.52538,25.67322],[-103.52553,25.6694],[-103.52435,25.66695],[-103.52315,25.6645],[-103.52094,25.6623],[-103.51857,25.65997],[-103.51598,25.6574],[-103.51501,25.6543],[-103.51391,25.65084],[-103.51283,25.64743],[-103.51177,25.64407],[-103.51068,25.64066],[-103.5098,25.63786],[-103.50893,25.6351],[-103.50782,25.63156],[-103.50661,25.62774],[-103.50391,25.62563],[-103.50121,25.62349],[-103.49845,25.62131],[-103.49605,25.61941],[-103.49327,25.61723],[-103.49011,25.61473],[-103.48822,25.6128],[-103.48584,25.61037],[-103.48342,25.60789],[-103.48171,25.60616],[-103.47883,25.60321],[-103.47581,25.60014],[-103.47483,25.59912],[-103.47386,25.59812],[-103.47352,25.59732],[-103.47293,25.59686]]}}
Línea 230.0 kV | LineString | 230.0 kV | 2 |  |  | CFE |  |  |  |  | OpenStreetMap | {"type":"Feature","properties":{},"geometry":{"type":"LineString","coordinates":[[-104.14555,26.55863],[-104.14483,26.55916],[-104.14517,26.55958]]}}
Línea 230.0 kV | LineString | 230.0 kV | 2 |  |  | CFE |  |  |  |  | OpenStreetMap | {"type":"Feature","properties":{},"geometry":{"type":"LineString","coordinates":[[-104.1459,26.56048],[-104.14622,26.56087],[-104.14895,26.56168],[-104.15179,26.56251],[-104.15293,26.56276],[-104.15372,26.56212],[-104.15459,26.56137],[-104.15545,26.56067],[-104.15633,26.55994],[-104.15709,26.5593],[-104.15747,26.55867],[-104.15912,26.55728],[-104.16092,26.55572],[-104.16306,26.55407],[-104.1653,26.55237]]}}
Línea 230.0 kV | LineString | 230.0 kV | 1 |  |  | CFE |  |  |  |  | OpenStreetMap | {"type":"Feature","properties":{},"geometry":{"type":"LineString","coordinates":[[-103.47382,25.59703],[-103.4747,25.5987],[-103.47612,25.59985],[-103.47775,25.60118],[-103.47933,25.60244],[-103.48246,25.60498],[-103.48477,25.60684],[-103.48788,25.60936],[-103.49072,25.61165],[-103.49385,25.61418],[-103.49688,25.61663],[-103.49969,25.61889],[-103.50279,25.62139],[-103.50618,25.62412],[-103.50844,25.62594],[-103.51172,25.6286],[-103.51467,25.63097],[-103.51656,25.63452],[-103.51834,25.63783],[-103.51986,25.64067],[-103.52167,25.64404],[-103.52397,25.64628],[-103.52633,25.64858],[-103.52879,25.65097],[-103.53185,25.65395],[-103.53485,25.65688],[-103.53641,25.6603],[-103.53818,25.6642],[-103.53978,25.66772],[-103.54139,25.67127],[-103.54312,25.67508],[-103.54482,25.67881],[-103.54655,25.68262],[-103.54817,25.68617],[-103.54978,25.6897],[-103.5515,25.69349],[-103.55324,25.69731],[-103.55498,25.70114],[-103.55677,25.70505],[-103.55854,25.70898],[-103.5602,25.7126],[-103.5613,25.71635],[-103.56247,25.72032],[-103.56364,25.72426],[-103.56481,25.72827],[-103.566,25.7323],[-103.56714,25.73617],[-103.56853,25.73956],[-103.57002,25.74319],[-103.57158,25.74705],[-103.57318,25.75096],[-103.57478,25.75488],[-103.57637,25.75878],[-103.57798,25.7627],[-103.57957,25.76659],[-103.58116,25.77049],[-103.58273,25.77432],[-103.58443,25.77848],[-103.58617,25.78278],[-103.58778,25.7867],[-103.58936,25.79054],[-103.59089,25.79428],[-103.59227,25.79768],[-103.59379,25.8014],[-103.5953,25.80508],[-103.59667,25.80844],[-103.59817,25.81212],[-103.59978,25.81605],[-103.60138,25.81995],[-103.60306,25.82405],[-103.60462,25.82788],[-103.60626,25.83187],[-103.60786,25.83576],[-103.60951,25.83981],[-103.61108,25.84365],[-103.61269,25.8476],[-103.6142,25.85126],[-103.61569,25.8549],[-103.61719,25.85857],[-103.61866,25.86217],[-103.62031,25.8662],[-103.62188,25.87004],[-103.62345,25.8739],[-103.62497,25.87759],[-103.62637,25.88099],[-103.62786,25.88465],[-103.62935,25.88832],[-103.63082,25.89192],[-103.63242,25.89582],[-103.63399,25.89962],[-103.63561,25.90358],[-103.63721,25.90749],[-103.63885,25.91148],[-103.64045,25.9154],[-103.64208,25.91938],[-103.64371,25.92334],[-103.64533,25.9273],[-103.64696,25.93129],[-103.64861,25.9353],[-103.6502,25.93919],[-103.65184,25.94315],[-103.65342,25.94706],[-103.65504,25.95099],[-103.65663,25.95488],[-103.65826,25.95887],[-103.65988,25.96278],[-103.66149,25.96672],[-103.66308,25.97066],[-103.66473,25.97461],[-103.66634,25.97855],[-103.66795,25.98249],[-103.66958,25.98644],[-103.67123,25.99042],[-103.67285,25.99439],[-103.6744,25.99816],[-103.67603,26.00212],[-103.67765,26.00608],[-103.67925,26.01002],[-103.68089,26.01398],[-103.6825,26.0179],[-103.68411,26.02184],[-103.68575,26.02582],[-103.68737,26.02975],[-103.68897,26.03367],[-103.69049,26.03737],[-103.69202,26.0411],[-103.69362,26.045],[-103.69526,26.04898],[-103.69687,26.05289],[-103.69851,26.05688],[-103.70015,26.06089],[-103.70181,26.06492],[-103.70341,26.06885],[-103.70504,26.07277],[-103.70672,26.0769],[-103.70838,26.08091],[-103.71008,26.08502],[-103.71164,26.08882],[-103.71459,26.0916],[-103.71771,26.09453],[-103.72072,26.09735],[-103.72386,26.10029],[-103.72702,26.10324],[-103.73022,26.10626],[-103.73338,26.10924],[-103.73661,26.11226],[-103.7398,26.11525],[-103.74298,26.11823],[-103.74623,26.12127],[-103.7495,26.12434],[-103.75272,26.12735],[-103.75592,26.13037],[-103.75913,26.13339],[-103.76232,26.13636],[-103.76556,26.13939],[-103.76881,26.14241],[-103.77199,26.1454],[-103.77516,26.14835],[-103.77848,26.15148],[-103.78164,26.15444],[-103.78489,26.15748],[-103.78809,26.16047],[-103.7913,26.16349],[-103.79455,26.16651],[-103.79777,26.16952],[-103.80099,26.17255],[-103.8042,26.17554],[-103.80744,26.17859],[-103.81066,26.18158],[-103.81386,26.1846],[-103.8171,26.18761],[-103.82035,26.19065],[-103.82357,26.19366],[-103.82682,26.19671],[-103.83005,26.19974],[-103.8333,26.20278],[-103.83651,26.20581],[-103.83948,26.20855],[-103.84229,26.21153],[-103.84527,26.21465],[-103.84828,26.21782],[-103.85127,26.22094],[-103.85426,26.22407],[-103.85723,26.22724],[-103.86024,26.23042],[-103.86321,26.23354],[-103.86621,26.23668],[-103.86913,26.23977],[-103.87213,26.24293],[-103.87514,26.2461],[-103.87815,26.24926],[-103.88116,26.25243],[-103.88421,26.25564],[-103.88726,26.25887],[-103.89026,26.26201],[-103.89327,26.26519],[-103.89626,26.26833],[-103.89922,26.27146],[-103.90226,26.27465],[-103.90523,26.27778],[-103.90821,26.28093],[-103.91124,26.28412],[-103.9142,26.28725],[-103.9172,26.29042],[-103.92022,26.29359],[-103.92326,26.29676],[-103.92625,26.29994],[-103.92927,26.30311],[-103.93228,26.3063],[-103.93527,26.30945],[-103.93832,26.31261],[-103.94129,26.31578],[-103.9443,26.31897],[-103.94733,26.32217],[-103.95028,26.32526],[-103.95328,26.32842],[-103.95628,26.33159],[-103.95938,26.33483],[-103.96235,26.33798],[-103.96535,26.34114],[-103.96839,26.34433],[-103.97139,26.34749],[-103.97439,26.35064],[-103.97741,26.35383],[-103.98041,26.357],[-103.98341,26.36012],[-103.98643,26.36333],[-103.98942,26.36646],[-103.99231,26.36953],[-103.99509,26.37243],[-103.99814,26.37566],[-104.00106,26.37875],[-104.00405,26.38188],[-104.0072,26.38521],[-104.0102,26.38831],[-104.01313,26.39152],[-104.01618,26.39473],[-104.01916,26.39787],[-104.02217,26.40104],[-104.02521,26.40423],[-104.02821,26.4074],[-104.03117,26.4105],[-104.0342,26.41369],[-104.03721,26.41688],[-104.04025,26.42009],[-104.04328,26.42327],[-104.04632,26.42645],[-104.04933,26.42963],[-104.05236,26.43281],[-104.05538,26.43589],[-104.05843,26.4391],[-104.06143,26.44227],[-104.06444,26.44546],[-104.06746,26.44863],[-104.07044,26.45175],[-104.07347,26.45492],[-104.0765,26.45808],[-104.07948,26.46126],[-104.08232,26.46423],[-104.08495,26.46702],[-104.08754,26.46975],[-104.09037,26.47271],[-104.0934,26.47588],[-104.0964,26.47906],[-104.09937,26.48218],[-104.1024,26.48533],[-104.10538,26.48846],[-104.10835,26.49162],[-104.11138,26.4948],[-104.11443,26.49801],[-104.11745,26.50114],[-104.12049,26.50436],[-104.12351,26.50756],[-104.12655,26.51072],[-104.12951,26.51386],[-104.13256,26.517],[-104.13557,26.52022],[-104.13837,26.52318],[-104.14106,26.52599],[-104.14366,26.52875],[-104.14625,26.53148],[-104.14912,26.53445],[-104.15211,26.53759],[-104.15515,26.54077],[-104.15815,26.54394],[-104.16117,26.54713],[-104.16423,26.55031],[-104.16535,26.5515],[-104.1653,26.55237]]}}
Línea 230.0 kV | LineString | 230.0 kV | 1 |  |  | CFE |  |  |  |  | OpenStreetMap | {"type":"Feature","properties":{},"geometry":{"type":"LineString","coordinates":[[-103.44406,25.51457],[-103.44383,25.51499],[-103.44403,25.51621],[-103.44282,25.51713],[-103.44222,25.51823],[-103.44156,25.51949],[-103.44121,25.52038],[-103.44097,25.52117],[-103.44159,25.52158],[-103.44109,25.52232],[-103.44099,25.52261]]}}
Línea 230.0 kV | LineString | 230.0 kV | 2 |  |  | Comisión Federal de Electricidad |  |  |  |  | OpenStreetMap | {"type":"Feature","properties":{},"geometry":{"type":"LineString","coordinates":[[-103.56974,25.49202],[-103.5697,25.49129],[-103.5696,25.48836],[-103.56883,25.48765],[-103.56513,25.48593],[-103.5622,25.48458],[-103.55823,25.48626],[-103.55464,25.48782],[-103.55121,25.4893],[-103.54789,25.49074],[-103.54502,25.49198],[-103.54003,25.49419],[-103.53369,25.49694],[-103.52997,25.49699],[-103.52633,25.49701],[-103.51837,25.49706],[-103.51459,25.4971],[-103.51091,25.49714],[-103.50719,25.49719],[-103.50325,25.49723],[-103.50053,25.49722],[-103.49713,25.49727],[-103.49432,25.4973],[-103.49137,25.49732],[-103.48611,25.49465],[-103.48483,25.49399],[-103.48147,25.4923],[-103.47896,25.49098],[-103.46486,25.48376],[-103.45979,25.48115],[-103.45569,25.47903]]}}
Línea 230.0 kV | LineString | 230.0 kV | 2 |  |  | CFE |  |  |  |  | OpenStreetMap | {"type":"Feature","properties":{},"geometry":{"type":"LineString","coordinates":[[-103.45569,25.47903],[-103.45478,25.48081],[-103.45565,25.48219],[-103.45652,25.48436],[-103.45783,25.48762],[-103.45912,25.49089],[-103.46009,25.4945],[-103.46101,25.49762],[-103.46151,25.4996],[-103.46251,25.50301],[-103.46255,25.50517],[-103.46251,25.50653],[-103.46262,25.50819],[-103.46149,25.50931],[-103.45948,25.51142],[-103.45725,25.51374],[-103.45554,25.51426],[-103.45391,25.51473],[-103.45052,25.51514],[-103.44927,25.51582],[-103.44595,25.51642],[-103.44432,25.51505],[-103.44452,25.51456]]}}
Línea 230.0 kV | LineString | 230.0 kV | 1 |  |  | CFE |  |  |  |  | OpenStreetMap | {"type":"Feature","properties":{},"geometry":{"type":"LineString","coordinates":[[-103.1833,25.55604],[-103.18393,25.55608],[-103.18742,25.55674],[-103.19046,25.55736],[-103.19422,25.55817],[-103.19733,25.55865],[-103.20053,25.55926],[-103.20384,25.55989],[-103.20724,25.56064],[-103.21068,25.56129],[-103.21423,25.56196],[-103.21777,25.56259],[-103.221,25.5633],[-103.22053,25.56547],[-103.22021,25.56543]]}}
Línea 230.0 kV | LineString | 230.0 kV | 1 |  |  | CFE |  |  |  |  | OpenStreetMap | {"type":"Feature","properties":{},"geometry":{"type":"LineString","coordinates":[[-100.97851,25.53008],[-100.97784,25.52936],[-100.97687,25.52911]]}}
Línea 230.0 kV | LineString | 230.0 kV | 1 |  |  | CFE |  |  |  |  | OpenStreetMap | {"type":"Feature","properties":{},"geometry":{"type":"LineString","coordinates":[[-100.96489,25.51474],[-100.96382,25.51336],[-100.9645,25.51252]]}}
Línea 230.0 kV | LineString | 230.0 kV | 2 |  |  | CFE |  |  |  |  | OpenStreetMap | {"type":"Feature","properties":{},"geometry":{"type":"LineString","coordinates":[[-101.52386,25.64517],[-101.52443,25.64497],[-101.5263,25.64444],[-101.52783,25.64269]]}}
Línea 230.0 kV | LineString | 230.0 kV | 1 |  |  | CFE |  |  |  |  | OpenStreetMap | {"type":"Feature","properties":{},"geometry":{"type":"LineString","coordinates":[[-100.98159,25.5472],[-100.98064,25.54722],[-100.97899,25.54706],[-100.97804,25.5461]]}}
Línea 230.0 kV | LineString | 230.0 kV | 1 |  |  | CFE |  |  |  |  | OpenStreetMap | {"type":"Feature","properties":{},"geometry":{"type":"LineString","coordinates":[[-101.52783,25.64269],[-101.52781,25.64149],[-101.52538,25.63976],[-101.52237,25.63752],[-101.51928,25.63521],[-101.51618,25.63289],[-101.51334,25.63077],[-101.51044,25.62858],[-101.50731,25.62625],[-101.50423,25.62396],[-101.50114,25.62166],[-101.49805,25.61935],[-101.49497,25.617],[-101.49194,25.61481],[-101.48872,25.61234],[-101.48558,25.61001],[-101.48271,25.60789],[-101.47937,25.60538],[-101.47804,25.60443],[-101.47567,25.60206],[-101.47213,25.59884],[-101.46926,25.59631],[-101.46632,25.59365],[-101.46369,25.59128],[-101.46079,25.58867],[-101.4581,25.58624],[-101.45416,25.58271],[-101.45136,25.58016],[-101.44892,25.57798],[-101.44552,25.57495],[-101.44198,25.57175],[-101.43833,25.56845],[-101.43601,25.56636],[-101.43325,25.56386],[-101.43035,25.56131],[-101.42773,25.55884],[-101.42503,25.55647],[-101.42205,25.55382],[-101.41887,25.55094],[-101.41575,25.54812],[-101.41309,25.54573],[-101.4106,25.54349],[-101.40738,25.54059],[-101.40454,25.53803],[-101.4019,25.53566],[-101.39912,25.53314],[-101.39594,25.53029],[-101.39306,25.52771],[-101.39037,25.52528],[-101.38771,25.52284],[-101.38471,25.52017],[-101.38292,25.51695],[-101.38081,25.51311],[-101.37902,25.50979],[-101.37546,25.50794],[-101.37176,25.50593],[-101.36817,25.50408],[-101.36494,25.50234],[-101.36201,25.49975],[-101.35929,25.49723],[-101.35637,25.49461],[-101.35356,25.49205],[-101.35094,25.48972],[-101.34812,25.48723],[-101.34532,25.48466],[-101.343,25.48258],[-101.34036,25.48017],[-101.33745,25.47759],[-101.33458,25.47502],[-101.33191,25.47259],[-101.32895,25.46989],[-101.32618,25.46743],[-101.32346,25.46495],[-101.32079,25.46251],[-101.31782,25.4598],[-101.31542,25.45764],[-101.31231,25.45485],[-101.31,25.45397],[-101.30851,25.4534],[-101.3066,25.4527],[-101.30411,25.45173],[-101.3006,25.45038],[-101.29689,25.44893],[-101.29274,25.44737],[-101.28941,25.44606],[-101.28603,25.44474],[-101.28264,25.44341],[-101.27908,25.44204],[-101.27509,25.44048],[-101.27075,25.43882],[-101.26774,25.43766],[-101.26467,25.43822],[-101.26086,25.43892],[-101.25717,25.43961],[-101.25317,25.44036],[-101.24917,25.4411],[-101.24513,25.44185],[-101.24125,25.44257],[-101.23756,25.44326],[-101.23377,25.44396],[-101.22961,25.44474],[-101.22629,25.44534],[-101.22242,25.44606],[-101.21841,25.44681],[-101.21469,25.4475],[-101.21068,25.44824],[-101.20728,25.4489],[-101.20297,25.44967],[-101.19892,25.45044],[-101.19648,25.4509],[-101.19125,25.45186],[-101.1878,25.4525],[-101.18278,25.45344],[-101.17834,25.45425],[-101.17367,25.45514],[-101.16807,25.45616],[-101.16397,25.45691],[-101.16021,25.45762],[-101.15634,25.45834],[-101.15233,25.45909],[-101.14851,25.45979],[-101.14535,25.45939],[-101.14107,25.45885],[-101.13743,25.4583],[-101.13336,25.45784],[-101.12821,25.45705],[-101.12388,25.45651],[-101.11817,25.45577],[-101.11363,25.45517],[-101.10948,25.45462],[-101.10524,25.45407],[-101.10134,25.45356],[-101.09769,25.45315],[-101.09345,25.45252],[-101.08983,25.45206],[-101.08591,25.45153],[-101.08217,25.45164],[-101.07845,25.45176],[-101.07449,25.45188],[-101.07054,25.452],[-101.06722,25.4521],[-101.06466,25.45217],[-101.06269,25.45223],[-101.05877,25.45236],[-101.05481,25.45248],[-101.0508,25.45261],[-101.04681,25.45269],[-101.04284,25.45281],[-101.03824,25.45294],[-101.03446,25.45304],[-101.03052,25.4532],[-101.02709,25.45329],[-101.02425,25.45196],[-101.02133,25.4506],[-101.01869,25.44937],[-101.01584,25.44804],[-101.01567,25.44796]]}}
Línea 230.0 kV | LineString | 230.0 kV | 2 |  |  | CFE |  |  |  |  | OpenStreetMap | {"type":"Feature","properties":{},"geometry":{"type":"LineString","coordinates":[[-100.97687,25.52911],[-100.97571,25.52743],[-100.97405,25.52528],[-100.97226,25.52304],[-100.97064,25.52097],[-100.96879,25.51863],[-100.96728,25.5167],[-100.96489,25.51474]]}}
Línea 230.0 kV | LineString | 230.0 kV | 1 |  |  | CFE |  |  |  |  | OpenStreetMap | {"type":"Feature","properties":{},"geometry":{"type":"LineString","coordinates":[[-101.49272,25.66593],[-101.49281,25.66539],[-101.49409,25.66537],[-101.49739,25.66494],[-101.50068,25.66452],[-101.50392,25.66409],[-101.50637,25.66371],[-101.50675,25.6605],[-101.50714,25.65695],[-101.50754,25.65346],[-101.50793,25.64996],[-101.51174,25.64884],[-101.51554,25.64775],[-101.51933,25.64664],[-101.5226,25.64573],[-101.5232,25.64562]]}}
Línea 230.0 kV | LineString | 230.0 kV | 1 |  |  | CFE |  |  |  |  | OpenStreetMap | {"type":"Feature","properties":{},"geometry":{"type":"LineString","coordinates":[[-100.86007,25.61363],[-100.85946,25.61363],[-100.85771,25.61333],[-100.85793,25.61318],[-100.85901,25.61306],[-100.86198,25.61274],[-100.86581,25.61231],[-100.86903,25.61156],[-100.87172,25.61092],[-100.87561,25.61002],[-100.87895,25.61106],[-100.88203,25.61202],[-100.88614,25.61131],[-100.88995,25.61066],[-100.89352,25.61005],[-100.8954,25.60973],[-100.89915,25.6091],[-100.90034,25.60831],[-100.90117,25.60867],[-100.90362,25.60564],[-100.90526,25.60422],[-100.90637,25.60281],[-100.90931,25.60211],[-100.91254,25.6014],[-100.91648,25.60043],[-100.91983,25.59964],[-100.92086,25.59949]]}}
Línea 230.0 kV | LineString | 230.0 kV | 1 |  |  | CFE |  |  |  |  | OpenStreetMap | {"type":"Feature","properties":{},"geometry":{"type":"LineString","coordinates":[[-100.98158,25.54767],[-100.98064,25.54755],[-100.97771,25.54722],[-100.97768,25.54747],[-100.97518,25.54991],[-100.97266,25.55236],[-100.97028,25.55467],[-100.96797,25.55691],[-100.96493,25.55992],[-100.96209,25.56263],[-100.95902,25.56561],[-100.95625,25.56831],[-100.95232,25.57212],[-100.94978,25.57458],[-100.94605,25.5782],[-100.94339,25.58075],[-100.94055,25.58349],[-100.93757,25.58639],[-100.93545,25.58844],[-100.93263,25.59117],[-100.93049,25.59324],[-100.93027,25.59329]]}}
Línea 230.0 kV | LineString | 230.0 kV | 1 |  |  | CFE |  |  |  |  | OpenStreetMap | {"type":"Feature","properties":{},"geometry":{"type":"LineString","coordinates":[[-100.10287,25.72457],[-100.10223,25.72482],[-100.10034,25.72556],[-100.09888,25.72553],[-100.09806,25.72457],[-100.09609,25.72418],[-100.09414,25.72379],[-100.09302,25.7224],[-100.09076,25.71958],[-100.08821,25.71638],[-100.0858,25.71338],[-100.0834,25.71035],[-100.08033,25.70795],[-100.07729,25.70556],[-100.0748,25.7036],[-100.07219,25.70152],[-100.06803,25.6982],[-100.06444,25.69542],[-100.06099,25.6927],[-100.05681,25.68942],[-100.05402,25.68722],[-100.05088,25.68475],[-100.04811,25.68257],[-100.04531,25.68036],[-100.04225,25.67795],[-100.03999,25.67618],[-100.03735,25.6741],[-100.0345,25.67185],[-100.0318,25.66972],[-100.02917,25.66764],[-100.02644,25.66548],[-100.02345,25.66314],[-100.01995,25.66035],[-100.01629,25.65745],[-100.01311,25.65496],[-100.01109,25.65337],[-100.00663,25.64987],[-100.00476,25.64839],[-100.00144,25.64578],[-99.99874,25.64365],[-99.99581,25.64134],[-99.99288,25.63902],[-99.99027,25.63696],[-99.98755,25.63481],[-99.98507,25.63286],[-99.98327,25.63142],[-99.98061,25.62932],[-99.97696,25.62644],[-99.97366,25.62382],[-99.97058,25.6214],[-99.96727,25.61878],[-99.96427,25.61642],[-99.96141,25.61415],[-99.9588,25.61211],[-99.95614,25.60999],[-99.95358,25.60798],[-99.95087,25.60584],[-99.95032,25.60549],[-99.94842,25.60397],[-99.94496,25.60347],[-99.94079,25.60296],[-99.93646,25.60242],[-99.93245,25.60193]]}}
Línea 230.0 kV | LineString | 230.0 kV | 1 |  |  | CFE |  |  |  |  | OpenStreetMap | {"type":"Feature","properties":{},"geometry":{"type":"LineString","coordinates":[[-100.52894,25.74296],[-100.52912,25.74341],[-100.53062,25.74411],[-100.53222,25.7446],[-100.5339,25.7451],[-100.53565,25.74562],[-100.5374,25.74614],[-100.53877,25.74658],[-100.53972,25.74705],[-100.5409,25.74781],[-100.54195,25.74852],[-100.54286,25.74912],[-100.54412,25.74992],[-100.54537,25.74901],[-100.54611,25.74847],[-100.54671,25.74913],[-100.54646,25.74933]]}}
Línea 230.0 kV | LineString | 230.0 kV | 3 |  |  | CFE |  |  |  |  | OpenStreetMap | {"type":"Feature","properties":{},"geometry":{"type":"LineString","coordinates":[[-100.37494,25.808],[-100.37338,25.80862],[-100.37144,25.80958]]}}
Línea 230.0 kV | LineString | 230.0 kV | 1 |  |  | CFE |  |  |  |  | OpenStreetMap | {"type":"Feature","properties":{},"geometry":{"type":"LineString","coordinates":[[-100.52894,25.74296],[-100.52669,25.7446],[-100.52435,25.74758],[-100.52187,25.7507],[-100.51934,25.75391],[-100.51682,25.75712],[-100.51299,25.76195],[-100.50988,25.76584],[-100.50688,25.76961],[-100.50444,25.7727],[-100.50185,25.77596],[-100.49962,25.77874],[-100.49736,25.78165],[-100.49511,25.78447],[-100.49329,25.78676],[-100.49161,25.78888],[-100.48834,25.79091],[-100.48496,25.79301],[-100.48216,25.79474],[-100.47946,25.79642],[-100.47625,25.79839],[-100.47283,25.80052],[-100.4701,25.80222],[-100.46706,25.80402],[-100.46441,25.80564],[-100.4607,25.80788],[-100.45846,25.80924],[-100.45595,25.81076],[-100.45257,25.81281],[-100.44957,25.81462],[-100.44677,25.81633],[-100.44361,25.81824],[-100.44054,25.82009],[-100.43747,25.82195],[-100.43406,25.82401],[-100.43118,25.82576],[-100.42827,25.82752],[-100.42537,25.82926],[-100.42256,25.83097],[-100.41983,25.83263],[-100.41734,25.83414],[-100.41412,25.83608],[-100.41103,25.83794],[-100.40788,25.83986],[-100.40481,25.84172],[-100.40178,25.84357],[-100.3985,25.84552],[-100.39537,25.84743],[-100.39221,25.84934],[-100.38903,25.85124],[-100.38582,25.8532],[-100.38259,25.85516],[-100.37936,25.85712],[-100.37621,25.85902],[-100.37313,25.86087],[-100.37014,25.86268],[-100.36945,25.86366],[-100.36891,25.86446],[-100.36889,25.86492]]}}
Línea 230.0 kV | LineString | 230.0 kV | 1 |  |  | CFE |  |  |  |  | OpenStreetMap | {"type":"Feature","properties":{},"geometry":{"type":"LineString","coordinates":[[-100.55216,25.70851],[-100.55207,25.70876],[-100.55136,25.70926],[-100.55007,25.71061]]}}
Línea 230.0 kV | LineString | 230.0 kV | 4 |  |  | CFE |  |  |  |  | OpenStreetMap | {"type":"Feature","properties":{},"geometry":{"type":"LineString","coordinates":[[-100.55121,25.7084],[-100.5498,25.71002]]}}
Línea 230.0 kV | LineString | 230.0 kV | 1 |  |  | CFE |  |  |  |  | OpenStreetMap | {"type":"Feature","properties":{},"geometry":{"type":"LineString","coordinates":[[-100.55189,25.70833],[-100.55169,25.70853],[-100.55121,25.7084]]}}
Línea 230.0 kV | LineString | 230.0 kV | 1 |  |  | CFE |  |  |  |  | OpenStreetMap | {"type":"Feature","properties":{},"geometry":{"type":"LineString","coordinates":[[-100.55201,25.70843],[-100.5518,25.70866],[-100.55121,25.7084]]}}
Línea 230.0 kV | LineString | 230.0 kV | 1 |  |  | CFE |  |  |  |  | OpenStreetMap | {"type":"Feature","properties":{},"geometry":{"type":"LineString","coordinates":[[-100.5498,25.71002],[-100.55013,25.71036],[-100.55007,25.71061]]}}
Línea 230.0 kV | LineString | 230.0 kV | 2 |  |  | CFE |  |  |  |  | OpenStreetMap | {"type":"Feature","properties":{},"geometry":{"type":"LineString","coordinates":[[-101.50263,26.92543],[-101.5025,26.92461],[-101.50204,26.92163],[-101.50169,26.91939],[-101.49824,26.91688],[-101.4948,26.91437],[-101.49099,26.9116],[-101.48693,26.90864],[-101.48364,26.90625],[-101.47978,26.90344],[-101.47948,26.90031],[-101.47914,26.89705],[-101.47879,26.89363],[-101.47846,26.8904],[-101.47814,26.88719],[-101.47781,26.88398],[-101.47751,26.8809],[-101.4772,26.87789],[-101.47489,26.87654],[-101.47161,26.87459],[-101.46901,26.87304],[-101.46627,26.87141],[-101.46374,26.86991],[-101.46003,26.86771],[-101.45642,26.86558],[-101.45373,26.86398],[-101.45121,26.86249],[-101.44784,26.86049],[-101.445,26.8588],[-101.44273,26.85745],[-101.44095,26.85715],[-101.43865,26.85676],[-101.43569,26.85625],[-101.43193,26.85562],[-101.42817,26.85499],[-101.42593,26.85726],[-101.42293,26.86032],[-101.42302,26.8622],[-101.42312,26.86401],[-101.4233,26.86708],[-101.42349,26.87095],[-101.42497,26.87252],[-101.42547,26.87252]]}}
Línea 230.0 kV | LineString | 230.0 kV | 1 |  |  | CFE |  |  |  |  | OpenStreetMap | {"type":"Feature","properties":{},"geometry":{"type":"LineString","coordinates":[[-101.42546,26.87293],[-101.4251,26.87297],[-101.42314,26.87188]]}}
Línea 230.0 kV | LineString | 230.0 kV | 2 |  |  | CFE |  |  |  |  | OpenStreetMap | {"type":"Feature","properties":{},"geometry":{"type":"LineString","coordinates":[[-101.42314,26.87188],[-101.41977,26.86938],[-101.41727,26.86755],[-101.41306,26.86635],[-101.40975,26.86537],[-101.40783,26.86762],[-101.40589,26.86977],[-101.40518,26.87065],[-101.40462,26.87128],[-101.40322,26.87292],[-101.40197,26.87434],[-101.40109,26.87531],[-101.40086,26.8763],[-101.40057,26.87749],[-101.40003,26.87976],[-101.39957,26.88163],[-101.3991,26.88357],[-101.3987,26.88517],[-101.39821,26.88724],[-101.39777,26.88905],[-101.39733,26.89081],[-101.39696,26.89231],[-101.3965,26.89424],[-101.39629,26.89511],[-101.39615,26.89571]]}}
Línea 230.0 kV | LineString | 230.0 kV | 1 |  |  | CFE |  |  |  |  | OpenStreetMap | {"type":"Feature","properties":{},"geometry":{"type":"LineString","coordinates":[[-100.17782,25.77719],[-100.17754,25.7771]]}}
Línea 230.0 kV | LineString | 230.0 kV | 1 |  |  | CFE |  |  |  |  | OpenStreetMap | {"type":"Feature","properties":{},"geometry":{"type":"LineString","coordinates":[[-100.17782,25.77719],[-100.17784,25.77686]]}}
Línea 230.0 kV | LineString | 230.0 kV | 2 |  |  | CFE |  |  |  |  | OpenStreetMap | {"type":"Feature","properties":{},"geometry":{"type":"LineString","coordinates":[[-100.15543,25.78588],[-100.15615,25.78568],[-100.15803,25.7851],[-100.15992,25.78453],[-100.16181,25.78394],[-100.16361,25.78338],[-100.16544,25.78281],[-100.16748,25.78219],[-100.16949,25.78162],[-100.1713,25.78107],[-100.17329,25.78045],[-100.1753,25.77983],[-100.17682,25.77936],[-100.17854,25.77874],[-100.17782,25.77719]]}}
Línea 230.0 kV | LineString | 230.0 kV | 2 |  |  | CFE |  |  |  |  | OpenStreetMap | {"type":"Feature","properties":{},"geometry":{"type":"LineString","coordinates":[[-100.98757,25.51105],[-100.98713,25.50971],[-100.98657,25.50801],[-100.98617,25.50682],[-100.98585,25.50561],[-100.98549,25.5045],[-100.98435,25.50484],[-100.98452,25.50524]]}}
Línea 230.0 kV | LineString | 230.0 kV | 1 |  |  | CFE |  |  |  |  | OpenStreetMap | {"type":"Feature","properties":{},"geometry":{"type":"LineString","coordinates":[[-100.98159,25.54736],[-100.98064,25.54755],[-100.9777,25.54689],[-100.97771,25.54663],[-100.97775,25.54408],[-100.97785,25.54047],[-100.97798,25.53569],[-100.9781,25.53271],[-100.97816,25.52897],[-100.97999,25.52546],[-100.98028,25.52492],[-100.98178,25.52216],[-100.98372,25.51841],[-100.98569,25.5146],[-100.98757,25.51105]]}}
Línea 230.0 kV | LineString | 230.0 kV | 4 |  |  | CFE |  |  |  |  | OpenStreetMap | {"type":"Feature","properties":{},"geometry":{"type":"LineString","coordinates":[[-97.45431,25.80587],[-97.45365,25.80185]]}}
Línea 230.0 kV | LineString | 230.0 kV | 2 |  |  | CFE |  |  |  |  | OpenStreetMap | {"type":"Feature","properties":{},"geometry":{"type":"LineString","coordinates":[[-97.45365,25.80185],[-97.45191,25.79991],[-97.4516,25.79988]]}}
Línea 230.0 kV | LineString | 230.0 kV | 2 |  |  | CFE |  |  |  |  | OpenStreetMap | {"type":"Feature","properties":{},"geometry":{"type":"LineString","coordinates":[[-97.45365,25.80185],[-97.45198,25.80048],[-97.45167,25.80051]]}}
Línea 230.0 kV | LineString | 230.0 kV | 2 |  |  | CFE |  |  |  |  | OpenStreetMap | {"type":"Feature","properties":{},"geometry":{"type":"LineString","coordinates":[[-97.45431,25.80587],[-97.454,25.80617],[-97.45153,25.80668],[-97.44845,25.80709],[-97.44595,25.80885],[-97.4432,25.81082],[-97.44098,25.81247],[-97.43852,25.81417],[-97.43616,25.81585],[-97.43381,25.81754],[-97.43144,25.81925],[-97.42916,25.82088],[-97.42674,25.82261],[-97.42434,25.82433],[-97.42267,25.8255],[-97.42184,25.82609],[-97.42161,25.82927],[-97.42137,25.83232]]}}
Línea 230.0 kV | LineString | 230.0 kV | 1 |  |  | CFE |  |  |  |  | OpenStreetMap | {"type":"Feature","properties":{},"geometry":{"type":"LineString","coordinates":[[-98.27461,25.97822],[-98.27559,25.97803]]}}
Línea 230.0 kV | LineString | 230.0 kV | 1 |  |  | CFE |  |  |  |  | OpenStreetMap | {"type":"Feature","properties":{},"geometry":{"type":"LineString","coordinates":[[-98.27461,25.97822],[-98.27562,25.9784]]}}
Línea 230.0 kV | LineString | 230.0 kV | 1 |  |  | CFE |  |  |  |  | OpenStreetMap | {"type":"Feature","properties":{},"geometry":{"type":"LineString","coordinates":[[-98.59683,25.52376],[-98.59658,25.52382],[-98.59488,25.52722],[-98.5929,25.53119],[-98.59094,25.53511],[-98.58998,25.53704],[-98.58903,25.53897],[-98.58712,25.54279],[-98.58521,25.54662],[-98.5832,25.55066],[-98.58113,25.5548],[-98.5793,25.55847],[-98.57937,25.56161],[-98.57944,25.56592],[-98.5795,25.57036],[-98.57956,25.5748],[-98.57962,25.57917],[-98.57967,25.58366],[-98.57972,25.58729],[-98.57978,25.59088],[-98.57982,25.59369],[-98.57943,25.59513],[-98.57948,25.59862],[-98.57953,25.60318],[-98.57959,25.6077],[-98.57965,25.61221],[-98.5797,25.61629],[-98.57975,25.6205],[-98.57981,25.62456],[-98.57986,25.62865],[-98.57992,25.63274],[-98.58015,25.63608],[-98.58021,25.63975],[-98.58029,25.64402],[-98.58034,25.64768],[-98.57757,25.65017],[-98.57481,25.65264],[-98.57497,25.65512],[-98.57512,25.65749],[-98.5778,25.65817],[-98.58046,25.65887],[-98.58054,25.66287],[-98.5806,25.66753],[-98.58065,25.6722],[-98.5807,25.67631],[-98.58079,25.68085],[-98.58071,25.68541],[-98.5807,25.6896],[-98.58072,25.69388],[-98.58082,25.69771],[-98.5811,25.70137],[-98.58089,25.70187],[-98.58095,25.70591],[-98.58101,25.71034],[-98.58105,25.71494],[-98.5811,25.71926],[-98.58117,25.72377],[-98.58124,25.72827],[-98.58129,25.73272],[-98.58135,25.73694],[-98.5814,25.74083],[-98.58145,25.74431],[-98.58146,25.74796],[-98.5815,25.75277],[-98.5816,25.75765],[-98.58166,25.76242],[-98.58173,25.76726],[-98.5818,25.77209],[-98.58185,25.77667],[-98.58187,25.78148],[-98.58199,25.78514],[-98.58223,25.78569],[-98.58227,25.78936],[-98.58235,25.79374],[-98.58241,25.7977],[-98.58247,25.8018],[-98.58252,25.80568],[-98.58257,25.80954],[-98.58263,25.81356],[-98.58266,25.81701],[-98.57956,25.81927],[-98.57599,25.82183],[-98.57179,25.82485],[-98.56768,25.82782],[-98.56371,25.83069],[-98.55984,25.83347],[-98.55591,25.83631],[-98.552,25.83914],[-98.54827,25.84182],[-98.54467,25.84442],[-98.54104,25.84704],[-98.53747,25.84962],[-98.53426,25.85191],[-98.53129,25.85406],[-98.52755,25.85675],[-98.52362,25.85961],[-98.5199,25.86228],[-98.51597,25.86512],[-98.51197,25.868],[-98.508,25.87087],[-98.50453,25.87337],[-98.50069,25.87614],[-98.49684,25.8789],[-98.49299,25.88167],[-98.49006,25.8838],[-98.4873,25.88579],[-98.48364,25.88451],[-98.48031,25.88334],[-98.47752,25.88236],[-98.47466,25.88134],[-98.47137,25.88013],[-98.46747,25.87937],[-98.46469,25.88071],[-98.46204,25.88198],[-98.4596,25.88308],[-98.45903,25.88543],[-98.45839,25.8877],[-98.4586,25.89049],[-98.45883,25.89434],[-98.459,25.89756],[-98.45875,25.89889]]}}
Línea 230.0 kV | LineString | 230.0 kV | 2 |  |  | CFE |  |  |  |  | OpenStreetMap | {"type":"Feature","properties":{},"geometry":{"type":"LineString","coordinates":[[-98.31609,25.97731],[-98.31675,25.97814],[-98.31741,25.97841],[-98.32041,25.97971],[-98.3201,25.98146],[-98.31681,25.98378],[-98.31292,25.98328],[-98.30901,25.98277],[-98.30488,25.98219],[-98.30065,25.98162],[-98.29686,25.9811],[-98.29354,25.98067],[-98.29012,25.98026],[-98.28651,25.97977]]}}
Línea 230.0 kV | LineString | 230.0 kV | 2 |  |  | CFE |  |  |  |  | OpenStreetMap | {"type":"Feature","properties":{},"geometry":{"type":"LineString","coordinates":[[-100.98367,29.2831],[-100.98294,29.28203],[-100.98226,29.28099],[-100.98159,29.27998],[-100.98091,29.27896],[-100.98018,29.27787],[-100.97864,29.2777],[-100.97677,29.27747],[-100.97571,29.27779],[-100.97427,29.27825],[-100.97341,29.27922],[-100.97254,29.2802],[-100.97226,29.28065]]}}
Línea 230.0 kV | LineString | 230.0 kV | 1 |  |  | CFE |  |  |  |  | OpenStreetMap | {"type":"Feature","properties":{},"geometry":{"type":"LineString","coordinates":[[-100.70042,28.48027],[-100.70168,28.48061],[-100.70455,28.48025]]}}
Línea 230.0 kV | LineString | 230.0 kV | 2 |  |  | CFE |  |  |  |  | OpenStreetMap | {"type":"Feature","properties":{},"geometry":{"type":"LineString","coordinates":[[-100.61481,28.67412],[-100.61566,28.67368]]}}
Línea 230.0 kV | LineString | 230.0 kV | 1 |  |  | CFE |  |  |  |  | OpenStreetMap | {"type":"Feature","properties":{},"geometry":{"type":"LineString","coordinates":[[-100.61526,28.67327],[-100.6146,28.6738]]}}
Línea 230.0 kV | LineString | 230.0 kV | 1 |  |  | CFE |  |  |  |  | OpenStreetMap | {"type":"Feature","properties":{},"geometry":{"type":"LineString","coordinates":[[-100.61526,28.67327],[-100.61439,28.67351]]}}
Línea 230.0 kV | LineString | 230.0 kV |  |  |  | CFE |  |  |  |  | OpenStreetMap | {"type":"Feature","properties":{},"geometry":{"type":"LineString","coordinates":[[-100.69182,28.48313],[-100.69229,28.48273]]}}
Línea 230.0 kV | LineString | 230.0 kV |  |  |  | CFE |  |  |  |  | OpenStreetMap | {"type":"Feature","properties":{},"geometry":{"type":"LineString","coordinates":[[-100.69195,28.48323],[-100.69229,28.48273]]}}
Línea 230.0 kV | LineString | 230.0 kV | 2 |  |  | CFE |  |  |  |  | OpenStreetMap | {"type":"Feature","properties":{},"geometry":{"type":"LineString","coordinates":[[-100.69229,28.48273],[-100.69426,28.48074],[-100.69463,28.48035]]}}
Línea 230.0 kV | LineString | 230.0 kV | 1 |  |  | CFE |  |  |  |  | OpenStreetMap | {"type":"Feature","properties":{},"geometry":{"type":"LineString","coordinates":[[-101.71844,29.58033],[-101.71772,29.58068],[-101.71329,29.58292],[-101.70836,29.5854],[-101.70431,29.58743],[-101.70051,29.58934],[-101.69714,29.58733],[-101.69411,29.58554],[-101.68955,29.58679],[-101.68483,29.58809],[-101.68066,29.58925],[-101.67535,29.59071],[-101.67022,29.59212],[-101.66592,29.59329],[-101.66476,29.59599],[-101.66342,29.59904]]}}
Línea 230.0 kV | LineString | 230.0 kV | 1 |  |  | CFE |  |  |  |  | OpenStreetMap | {"type":"Feature","properties":{},"geometry":{"type":"LineString","coordinates":[[-101.66373,29.59911],[-101.66342,29.59904]]}}
Línea 230.0 kV | LineString | 230.0 kV | 2 |  |  | CFE |  |  |  |  | OpenStreetMap | {"type":"Feature","properties":{},"geometry":{"type":"LineString","coordinates":[[-101.66342,29.59904],[-101.65962,29.59776],[-101.65528,29.5963],[-101.65078,29.59479],[-101.64622,29.59327],[-101.64117,29.59156],[-101.63581,29.58976],[-101.63106,29.58816],[-101.62661,29.58666],[-101.62121,29.58485],[-101.61643,29.58325],[-101.61205,29.58176],[-101.61022,29.57985],[-101.60851,29.57815],[-101.60785,29.57462],[-101.60699,29.56989],[-101.60627,29.56591],[-101.60545,29.56155],[-101.60346,29.55917],[-101.59969,29.55936],[-101.59585,29.55954],[-101.59199,29.55973],[-101.58905,29.56068],[-101.58544,29.56186],[-101.58027,29.56355],[-101.57518,29.56522],[-101.57037,29.56678],[-101.56479,29.5686],[-101.55988,29.57021],[-101.55571,29.57156],[-101.55329,29.57236],[-101.55246,29.57315],[-101.55094,29.57365],[-101.54989,29.57351],[-101.54714,29.57439],[-101.54605,29.5751],[-101.54112,29.57633],[-101.53709,29.57761],[-101.53369,29.57871],[-101.52897,29.58024],[-101.524,29.58184],[-101.51903,29.58345],[-101.51395,29.58509],[-101.50933,29.58657],[-101.50515,29.58793],[-101.50119,29.58921],[-101.49732,29.59046],[-101.49218,29.59212],[-101.48809,29.59343],[-101.48544,29.59356],[-101.48145,29.59486],[-101.47626,29.59653],[-101.47111,29.59818],[-101.46623,29.59974],[-101.46143,29.60131],[-101.45546,29.60323],[-101.45124,29.60457],[-101.44776,29.60427],[-101.44647,29.60274],[-101.44415,29.59999],[-101.44167,29.59702],[-101.43959,29.59455],[-101.43725,29.59177],[-101.43515,29.58925],[-101.43279,29.58646],[-101.43032,29.58353],[-101.42702,29.57959],[-101.42477,29.57692],[-101.42213,29.57377],[-101.4193,29.5704],[-101.41626,29.56678],[-101.41384,29.56392],[-101.41083,29.56035],[-101.40805,29.55705],[-101.40544,29.55396],[-101.40336,29.5515],[-101.40014,29.54769],[-101.39786,29.54497],[-101.39528,29.54193],[-101.39251,29.53864],[-101.38956,29.53516],[-101.38685,29.53192],[-101.3837,29.52822],[-101.38131,29.52536],[-101.37979,29.52355],[-101.37792,29.52134],[-101.37605,29.51913],[-101.37335,29.51594],[-101.37088,29.513],[-101.36803,29.50962],[-101.36546,29.50657],[-101.36265,29.50322],[-101.35949,29.49947],[-101.35645,29.49589],[-101.35389,29.49284],[-101.35076,29.48913],[-101.34753,29.48529],[-101.34441,29.48157],[-101.34223,29.47898],[-101.34021,29.47661],[-101.33859,29.47466],[-101.3364,29.47205],[-101.33395,29.46915],[-101.33099,29.46567],[-101.32809,29.46222],[-101.32642,29.46024],[-101.32486,29.45837],[-101.32189,29.45491],[-101.32018,29.4528],[-101.31688,29.44891],[-101.31366,29.44508],[-101.31145,29.44247],[-101.30935,29.43997],[-101.30834,29.43858],[-101.30707,29.43607],[-101.30538,29.43276],[-101.30344,29.42894],[-101.30182,29.42577],[-101.29934,29.42091],[-101.29724,29.41676],[-101.29519,29.41275],[-101.29356,29.40953],[-101.29179,29.40606],[-101.28719,29.40568],[-101.28211,29.40526],[-101.278,29.40491],[-101.27408,29.40457],[-101.2691,29.40417],[-101.26362,29.40371],[-101.25839,29.40328],[-101.25433,29.40293],[-101.25084,29.40264],[-101.24768,29.40238],[-101.24263,29.40195],[-101.23745,29.40149],[-101.23295,29.4011],[-101.23038,29.4009],[-101.22669,29.40057],[-101.22442,29.40039],[-101.22112,29.40011],[-101.21831,29.39988],[-101.21541,29.39965],[-101.21124,29.39929],[-101.20549,29.39879],[-101.20085,29.39842],[-101.19569,29.39797],[-101.19165,29.39764],[-101.18755,29.39729],[-101.18237,29.39684],[-101.1778,29.39646],[-101.17486,29.39622],[-101.1703,29.39583],[-101.16596,29.39546],[-101.16136,29.39507],[-101.15758,29.39475],[-101.15537,29.39459],[-101.15046,29.39416],[-101.14496,29.3937],[-101.13926,29.39323],[-101.1353,29.39288],[-101.13046,29.39246],[-101.12484,29.392],[-101.12031,29.39162],[-101.11491,29.39117],[-101.10961,29.39071],[-101.10379,29.39023],[-101.09855,29.38978],[-101.09331,29.3893],[-101.08815,29.38889],[-101.08382,29.38853],[-101.07973,29.38818],[-101.07879,29.38442],[-101.07765,29.37988],[-101.07687,29.3768],[-101.07602,29.37345],[-101.07513,29.36998],[-101.07437,29.3669],[-101.07332,29.36367],[-101.07225,29.36033],[-101.07079,29.35578],[-101.06945,29.35169],[-101.06792,29.34693],[-101.06646,29.34233],[-101.06506,29.33806],[-101.06376,29.334],[-101.06255,29.33027],[-101.06158,29.32725],[-101.06089,29.32588],[-101.06059,29.32376],[-101.06009,29.32015],[-101.05952,29.3164],[-101.05894,29.31238],[-101.05838,29.30853],[-101.05672,29.30715],[-101.05236,29.30761],[-101.04711,29.30815],[-101.04239,29.30864],[-101.03704,29.30919],[-101.03224,29.3097],[-101.02874,29.31006],[-101.02485,29.31046],[-101.02092,29.31087],[-101.0198,29.3099],[-101.01995,29.30795],[-101.02028,29.30355],[-101.02061,29.29941],[-101.02088,29.29579],[-101.02118,29.29204],[-101.0214,29.2892],[-101.01977,29.28752],[-101.017,29.28728],[-101.01466,29.28709],[-101.01321,29.28658],[-101.00893,29.28621],[-101.00529,29.2859],[-101.00396,29.28618],[-101.0007,29.2859],[-100.99715,29.28561],[-100.99291,29.28524],[-100.99003,29.28499],[-100.98511,29.28461],[-100.98388,29.28449],[-100.98357,29.28401],[-100.983,29.28323],[-100.98278,29.28282],[-100.98109,29.28037],[-100.97973,29.27835],[-100.97668,29.27807],[-100.9746,29.27874],[-100.97345,29.28008]]}}
Línea 230.0 kV | LineString | 230.0 kV |  |  |  | CFE |  |  |  |  | OpenStreetMap | {"type":"Feature","properties":{},"geometry":{"type":"LineString","coordinates":[[-100.97345,29.28008],[-100.9728,29.28031],[-100.97255,29.28065]]}}
Línea 230.0 kV | LineString | 230.0 kV |  |  |  | CFE |  |  |  |  | OpenStreetMap | {"type":"Feature","properties":{},"geometry":{"type":"LineString","coordinates":[[-100.97345,29.28008],[-100.97292,29.2806]]}}
Línea 230.0 kV | LineString | 230.0 kV | 3 |  |  | CFE |  |  |  |  | OpenStreetMap | {"type":"Feature","properties":{},"geometry":{"type":"LineString","coordinates":[[-100.98411,29.28256],[-100.98367,29.2831]]}}
Línea 230.0 kV | LineString | 230.0 kV | 1 |  |  | CFE |  |  |  |  | OpenStreetMap | {"type":"Feature","properties":{},"geometry":{"type":"LineString","coordinates":[[-101.19683,27.92348],[-101.19694,27.92424]]}}
Línea 230.0 kV | LineString | 230.0 kV | 1 |  |  | CFE |  |  |  |  | OpenStreetMap | {"type":"Feature","properties":{},"geometry":{"type":"LineString","coordinates":[[-101.19664,27.92382],[-101.19694,27.92424]]}}
Línea 230.0 kV | LineString | 230.0 kV | 1 |  |  | CFE |  |  |  |  | OpenStreetMap | {"type":"Feature","properties":{},"geometry":{"type":"LineString","coordinates":[[-101.19095,27.95923],[-101.19174,27.96144],[-101.19262,27.96393],[-101.19377,27.96709],[-101.19453,27.96932],[-101.19566,27.97247],[-101.19699,27.97615],[-101.1983,27.97986],[-101.19951,27.98326],[-101.20075,27.98672],[-101.20205,27.99047],[-101.20081,27.99349],[-101.1994,27.99681],[-101.19792,28.00051],[-101.19641,28.0041],[-101.19498,28.0075],[-101.19358,28.01087],[-101.19211,28.01433],[-101.19069,28.01767],[-101.18918,28.0213],[-101.18778,28.0247],[-101.18632,28.02824],[-101.1848,28.03183],[-101.18325,28.03545],[-101.18181,28.03888],[-101.18038,28.04226],[-101.17897,28.04576],[-101.17748,28.04926],[-101.17603,28.05268],[-101.17466,28.05598],[-101.17344,28.05891],[-101.17223,28.06173],[-101.17093,28.06489],[-101.16951,28.06831],[-101.1681,28.07162],[-101.16666,28.07509],[-101.16516,28.07871],[-101.1637,28.08215],[-101.16231,28.0855],[-101.16088,28.0889],[-101.15948,28.09236],[-101.15789,28.09609],[-101.15645,28.09945],[-101.15512,28.10266],[-101.15373,28.10602],[-101.15222,28.10967],[-101.15077,28.11307],[-101.14936,28.11642],[-101.14785,28.12004],[-101.14656,28.12311],[-101.14533,28.12606],[-101.14392,28.12942],[-101.1425,28.13279],[-101.14106,28.13622],[-101.13955,28.13982],[-101.13812,28.14324],[-101.13671,28.1466],[-101.13518,28.15026],[-101.13377,28.15361],[-101.13232,28.15717],[-101.13079,28.16069],[-101.12949,28.16394],[-101.12801,28.16742],[-101.12647,28.17101],[-101.12528,28.17394],[-101.12383,28.17734],[-101.12243,28.18065],[-101.12107,28.18381],[-101.11963,28.18734],[-101.11859,28.18987],[-101.11716,28.19328],[-101.11571,28.19672],[-101.11411,28.20053],[-101.11264,28.204],[-101.11119,28.20745],[-101.10975,28.2109],[-101.10825,28.2145],[-101.10685,28.2178],[-101.10556,28.22086],[-101.10434,28.22375],[-101.10216,28.22501],[-101.09919,28.22673],[-101.09586,28.22866],[-101.09206,28.23086],[-101.08769,28.23338],[-101.08499,28.23496],[-101.08042,28.23761],[-101.07786,28.23907],[-101.0743,28.24116],[-101.07131,28.24285],[-101.06771,28.24494],[-101.06419,28.24697],[-101.06061,28.24906],[-101.05723,28.25103],[-101.05435,28.2527],[-101.05061,28.25487],[-101.04766,28.25658],[-101.04379,28.25882],[-101.04026,28.26086],[-101.03666,28.26295],[-101.03306,28.26504],[-101.02962,28.267],[-101.02626,28.26891],[-101.02258,28.27097],[-101.01897,28.27316],[-101.01539,28.27523],[-101.012,28.27718],[-101.00834,28.27929],[-101.00508,28.28118],[-101.00087,28.2836],[-100.99806,28.28526],[-100.99539,28.28677],[-100.99198,28.28874],[-100.98853,28.29073],[-100.98489,28.29283],[-100.9812,28.29496],[-100.97758,28.29704],[-100.97411,28.29905],[-100.97067,28.30103],[-100.967,28.30315],[-100.96354,28.30514],[-100.9601,28.30712],[-100.9565,28.30919],[-100.95302,28.31112],[-100.94963,28.31316],[-100.94598,28.31527],[-100.94253,28.31726],[-100.93912,28.31922],[-100.93596,28.32102],[-100.93383,28.32303],[-100.93101,28.32565],[-100.92798,28.32848],[-100.92517,28.3311],[-100.9224,28.3337],[-100.9199,28.33602],[-100.91644,28.33924],[-100.91338,28.3421],[-100.91042,28.3449],[-100.90745,28.34763],[-100.90451,28.35039],[-100.90169,28.35301],[-100.89881,28.3557],[-100.89582,28.35848],[-100.89308,28.36107],[-100.89025,28.36366],[-100.88746,28.36626],[-100.88464,28.36891],[-100.88163,28.37173],[-100.87855,28.37456],[-100.8756,28.37733],[-100.87256,28.38015],[-100.87035,28.38224],[-100.86746,28.3849],[-100.86471,28.38756],[-100.86164,28.3904],[-100.85895,28.39283],[-100.85617,28.39545],[-100.85333,28.39807],[-100.85057,28.40065],[-100.84773,28.40328],[-100.84492,28.40589],[-100.84211,28.40851],[-100.83931,28.41111],[-100.83667,28.41356],[-100.83388,28.41615],[-100.83129,28.41856],[-100.82831,28.41867],[-100.82419,28.41877],[-100.81983,28.41888],[-100.8156,28.41901],[-100.81371,28.41907],[-100.81152,28.41915],[-100.81109,28.41914]]}}
Línea 230.0 kV | LineString | 230.0 kV | 2 |  |  | CFE |  |  |  |  | OpenStreetMap | {"type":"Feature","properties":{},"geometry":{"type":"LineString","coordinates":[[-101.19694,27.92424],[-101.19801,27.92662],[-101.19738,27.92953],[-101.19664,27.93306],[-101.19588,27.93645],[-101.1951,27.93993],[-101.19445,27.94308],[-101.19372,27.94641],[-101.19304,27.94961],[-101.1923,27.95285],[-101.1916,27.9562],[-101.19095,27.95923]]}}
Línea 230.0 kV | LineString | 230.0 kV | 2 |  |  | CFE |  |  |  |  | OpenStreetMap | {"type":"Feature","properties":{},"geometry":{"type":"LineString","coordinates":[[-102.06461,21.90762],[-102.06458,21.90815],[-102.06451,21.91032],[-102.06445,21.91261]]}}
Línea 230.0 kV | LineString | 230.0 kV | 1 |  |  | CFE |  |  |  |  | OpenStreetMap | {"type":"Feature","properties":{},"geometry":{"type":"LineString","coordinates":[[-102.32441,22.09305],[-102.32527,22.0931]]}}
Línea 230.0 kV | LineString | 230.0 kV | 1 |  |  | CFE |  |  |  |  | OpenStreetMap | {"type":"Feature","properties":{},"geometry":{"type":"LineString","coordinates":[[-102.32345,22.0927],[-102.32276,22.09254],[-102.3216,22.08826],[-102.32069,22.08475],[-102.31987,22.08153],[-102.31893,22.07792],[-102.31805,22.07451],[-102.31697,22.07038],[-102.31583,22.06588],[-102.31476,22.06178],[-102.31357,22.05728],[-102.31244,22.05286],[-102.31151,22.04918],[-102.31059,22.04568],[-102.30954,22.04165],[-102.30853,22.03778],[-102.30763,22.03417],[-102.30662,22.03032],[-102.30531,22.02522],[-102.30409,22.02061],[-102.30305,22.01654],[-102.30205,22.01265],[-102.30096,22.00845],[-102.29995,22.00471],[-102.29981,22.00109],[-102.29965,21.99723],[-102.29949,21.99313],[-102.29931,21.98908],[-102.29914,21.98562],[-102.29907,21.98426]]}}
Línea 230.0 kV | LineString | 230.0 kV | 1 |  |  | CFE |  |  |  |  | OpenStreetMap | {"type":"Feature","properties":{},"geometry":{"type":"LineString","coordinates":[[-102.60367,22.66663],[-102.6029,22.66661],[-102.59988,22.66793],[-102.59959,22.66985],[-102.59885,22.67415],[-102.59824,22.67778],[-102.59745,22.68231],[-102.5963,22.68929],[-102.59574,22.69239],[-102.59532,22.69489],[-102.59106,22.69731],[-102.58803,22.69901],[-102.58513,22.70064],[-102.58145,22.70273],[-102.57854,22.70435],[-102.57925,22.70786],[-102.57853,22.71077],[-102.57784,22.71363],[-102.57689,22.71763],[-102.57647,22.71787]]}}
Línea 230.0 kV | LineString | 230.0 kV | 2 |  |  | CFE |  |  |  |  | OpenStreetMap | {"type":"Feature","properties":{},"geometry":{"type":"LineString","coordinates":[[-102.57254,22.71894],[-102.575,22.7185]]}}
Línea 230.0 kV | LineString | 230.0 kV | 1 |  |  | CFE |  |  |  |  | OpenStreetMap | {"type":"Feature","properties":{},"geometry":{"type":"LineString","coordinates":[[-102.69362,22.97837],[-102.69325,22.9778],[-102.69149,22.97575],[-102.68956,22.97352],[-102.68671,22.97019],[-102.68515,22.96835],[-102.68239,22.9652],[-102.67953,22.96187],[-102.67741,22.95817],[-102.67535,22.95461],[-102.67318,22.95079],[-102.67122,22.94738],[-102.66951,22.94442],[-102.66765,22.94116],[-102.66606,22.93837],[-102.66439,22.93544],[-102.66265,22.93241],[-102.66064,22.92891],[-102.65868,22.92551],[-102.65688,22.92235],[-102.65499,22.91905],[-102.6531,22.91574],[-102.65135,22.9127],[-102.64954,22.90953],[-102.64755,22.90606],[-102.64585,22.90308],[-102.64376,22.89944],[-102.64189,22.89619],[-102.64009,22.89302],[-102.63818,22.88985],[-102.6364,22.88675],[-102.63462,22.88363],[-102.63279,22.88044],[-102.63093,22.87718],[-102.62911,22.87401],[-102.62712,22.87051],[-102.62528,22.86731],[-102.6237,22.86452],[-102.62215,22.86183],[-102.62135,22.85796],[-102.62061,22.85453],[-102.62002,22.85169],[-102.61933,22.84844],[-102.61862,22.84507],[-102.61796,22.8419],[-102.61721,22.83833],[-102.61645,22.83465],[-102.61575,22.83132],[-102.61505,22.82804],[-102.61405,22.8232],[-102.61335,22.81993],[-102.61251,22.81596],[-102.6117,22.81198],[-102.61092,22.80846],[-102.61017,22.80475],[-102.6091,22.79955],[-102.60822,22.79538],[-102.60715,22.79027],[-102.60669,22.78807],[-102.60592,22.78453],[-102.60516,22.78084],[-102.6042,22.77618],[-102.60337,22.77236],[-102.60289,22.76999],[-102.60175,22.76459],[-102.60109,22.76136],[-102.60015,22.76006],[-102.5983,22.7574],[-102.59679,22.75543],[-102.59365,22.75101],[-102.59255,22.74949],[-102.59133,22.74779],[-102.58749,22.7425],[-102.58422,22.73803],[-102.58226,22.73526],[-102.57994,22.73211],[-102.57611,22.72679],[-102.57352,22.7232],[-102.57168,22.72059],[-102.57254,22.71894]]}}
Línea 230.0 kV | LineString | 230.0 kV | 4 |  |  | CFE |  |  |  |  | OpenStreetMap | {"type":"Feature","properties":{},"geometry":{"type":"LineString","coordinates":[[-101.04192,22.16911],[-101.0418,22.16789],[-101.04168,22.16668],[-101.04155,22.16549]]}}
Línea 230.0 kV | LineString | 230.0 kV | 2 |  |  | CFE |  |  |  |  | OpenStreetMap | {"type":"Feature","properties":{},"geometry":{"type":"LineString","coordinates":[[-100.97926,22.2268],[-100.9808,22.22466],[-100.98433,22.22422],[-100.98779,22.22378],[-100.99038,22.22348],[-100.99076,22.22343],[-100.9947,22.22296],[-100.99854,22.22248],[-101.0024,22.22201],[-101.00607,22.22155],[-101.00927,22.22117],[-101.01125,22.2189],[-101.01359,22.21622],[-101.01608,22.21337],[-101.01789,22.21133],[-101.01853,22.21057],[-101.02096,22.20778],[-101.02297,22.20551],[-101.02518,22.20296],[-101.02713,22.20072],[-101.02958,22.19792],[-101.03204,22.19511],[-101.0345,22.19231],[-101.03688,22.18958],[-101.03887,22.18729],[-101.03936,22.18421],[-101.04,22.18001],[-101.04045,22.17712],[-101.04097,22.17374],[-101.04134,22.17133],[-101.04179,22.17083],[-101.04192,22.16911]]}}
Línea 230.0 kV | LineString | 230.0 kV | 1 |  |  | CFE |  |  |  |  | OpenStreetMap | {"type":"Feature","properties":{},"geometry":{"type":"LineString","coordinates":[[-101.04134,22.17133],[-101.04029,22.17206],[-101.03971,22.17271],[-101.03827,22.17433],[-101.03664,22.17307],[-101.03624,22.17295]]}}
Línea 230.0 kV | LineString | 230.0 kV | 1 |  |  | CFE |  |  |  |  | OpenStreetMap | {"type":"Feature","properties":{},"geometry":{"type":"LineString","coordinates":[[-100.90823,22.10429],[-100.90903,22.10359],[-100.9099,22.10287],[-100.91071,22.10218],[-100.91145,22.10294],[-100.91199,22.10358],[-100.91251,22.10414],[-100.91279,22.10455]]}}
Línea 230.0 kV | LineString | 230.0 kV | 1 |  |  | CFE |  |  |  |  | OpenStreetMap | {"type":"Feature","properties":{},"geometry":{"type":"LineString","coordinates":[[-100.90806,22.09397],[-100.90897,22.09493],[-100.9084,22.09542],[-100.90911,22.09611],[-100.9103,22.09734],[-100.91146,22.0985],[-100.91265,22.09747],[-100.91374,22.09656],[-100.9149,22.09556],[-100.91579,22.09646],[-100.9166,22.09729],[-100.91538,22.09833],[-100.91415,22.09936],[-100.91276,22.10057],[-100.91136,22.10178],[-100.91061,22.10243],[-100.91117,22.10307]]}}
Línea 230.0 kV | LineString | 230.0 kV | 2 |  |  | CFE |  |  |  |  | OpenStreetMap | {"type":"Feature","properties":{},"geometry":{"type":"LineString","coordinates":[[-100.90662,22.10266],[-100.90719,22.10323],[-100.90776,22.1038],[-100.90823,22.10429]]}}
Línea 230.0 kV | LineString | 230.0 kV | 1 |  |  | CFE |  |  |  |  | OpenStreetMap | {"type":"Feature","properties":{},"geometry":{"type":"LineString","coordinates":[[-100.90633,22.09769],[-100.90704,22.09841],[-100.90775,22.09912],[-100.90839,22.09979],[-100.90913,22.10049],[-100.90828,22.10123],[-100.90742,22.10195],[-100.90662,22.10266]]}}
Línea 230.0 kV | LineString | 230.0 kV | 2 |  |  | CFE |  |  |  |  | OpenStreetMap | {"type":"Feature","properties":{},"geometry":{"type":"LineString","coordinates":[[-100.90778,22.09648],[-100.90703,22.09709],[-100.90633,22.09769]]}}
Línea 230.0 kV | LineString | 230.0 kV | 1 |  |  | CFE |  |  |  |  | OpenStreetMap | {"type":"Feature","properties":{},"geometry":{"type":"LineString","coordinates":[[-100.9065,22.09449],[-100.90639,22.09438],[-100.90601,22.09472],[-100.90659,22.09531],[-100.90718,22.09591],[-100.90778,22.09648]]}}
Línea 230.0 kV | LineString | 230.0 kV | 2 |  |  | CFE |  |  |  |  | OpenStreetMap | {"type":"Feature","properties":{},"geometry":{"type":"LineString","coordinates":[[-100.84692,21.97871],[-100.84728,21.97838]]}}
Línea 230.0 kV | LineString | 230.0 kV |  |  |  | CFE |  |  |  |  | OpenStreetMap | {"type":"Feature","properties":{},"geometry":{"type":"LineString","coordinates":[[-100.80686,21.93246],[-100.8066,21.93514],[-100.80635,21.93813],[-100.80807,21.94147],[-100.81035,21.94545],[-100.81203,21.94838],[-100.81428,21.95231],[-100.8161,21.95546],[-100.81838,21.95944],[-100.82029,21.96278],[-100.8221,21.96593],[-100.82398,21.96921],[-100.82587,21.9725],[-100.82777,21.97582],[-100.8289,21.97776],[-100.82935,21.97857]]}}
Línea 230.0 kV | LineString | 230.0 kV | 2 |  |  | CFE |  |  |  |  | OpenStreetMap | {"type":"Feature","properties":{},"geometry":{"type":"LineString","coordinates":[[-100.82935,21.97857],[-100.83065,21.97791],[-100.83286,21.97682],[-100.83513,21.97572],[-100.83819,21.97665],[-100.83959,21.97921],[-100.84083,21.98152],[-100.84259,21.98183],[-100.8454,21.97953],[-100.84599,21.97906]]}}
Línea 230.0 kV | LineString | 230.0 kV |  |  |  | CFE |  |  |  |  | OpenStreetMap | {"type":"Feature","properties":{},"geometry":{"type":"LineString","coordinates":[[-100.8749,21.99509],[-100.87424,21.99509]]}}
Línea 230.0 kV | LineString | 230.0 kV | 1 |  |  | CFE |  |  |  |  | OpenStreetMap | {"type":"Feature","properties":{},"geometry":{"type":"LineString","coordinates":[[-102.19739,21.77402],[-102.19784,21.77401],[-102.2008,21.77376],[-102.2016,21.77303],[-102.20239,21.7723],[-102.2031,21.77251],[-102.20398,21.7728],[-102.20475,21.77287],[-102.20628,21.77301],[-102.20854,21.77197],[-102.21088,21.77091],[-102.21366,21.76964],[-102.21646,21.76835],[-102.21862,21.76736]]}}
Línea 230.0 kV | LineString | 230.0 kV | 1 |  |  | CFE |  |  |  |  | OpenStreetMap | {"type":"Feature","properties":{},"geometry":{"type":"LineString","coordinates":[[-102.07515,21.89464],[-102.07502,21.89492]]}}
Línea 230.0 kV | LineString | 230.0 kV | 1 |  |  | CFE |  |  |  |  | OpenStreetMap | {"type":"Feature","properties":{},"geometry":{"type":"LineString","coordinates":[[-102.08667,21.86914],[-102.08665,21.86967],[-102.08664,21.8717],[-102.0866,21.87376],[-102.08677,21.87595],[-102.08691,21.87799],[-102.08708,21.88024],[-102.08697,21.88162],[-102.08702,21.88323],[-102.08466,21.884],[-102.08536,21.88559],[-102.08288,21.88665],[-102.08133,21.88789],[-102.07886,21.88863],[-102.07633,21.88944],[-102.07664,21.89182],[-102.07693,21.8943],[-102.07502,21.89492]]}}
Línea 230.0 kV | LineString | 230.0 kV | 2 |  |  | CFE |  |  |  |  | OpenStreetMap | {"type":"Feature","properties":{},"geometry":{"type":"LineString","coordinates":[[-102.07502,21.89492],[-102.07498,21.89545],[-102.07502,21.89601],[-102.07506,21.89663],[-102.0751,21.89725],[-102.07516,21.89807],[-102.07524,21.89894],[-102.07555,21.90042],[-102.07573,21.90317],[-102.07589,21.90568],[-102.07404,21.906],[-102.07084,21.90656],[-102.069,21.90605],[-102.06718,21.90623],[-102.0652,21.90642],[-102.06515,21.9071]]}}
Línea 230.0 kV | LineString | 230.0 kV | 1 |  |  | CFE |  |  |  |  | OpenStreetMap | {"type":"Feature","properties":{},"geometry":{"type":"LineString","coordinates":[[-101.20794,21.6845],[-101.2083,21.685],[-101.21036,21.68546],[-101.21206,21.68648],[-101.21454,21.68796],[-101.21746,21.68965],[-101.21914,21.69223],[-101.2209,21.6949],[-101.22255,21.6974],[-101.22437,21.70013],[-101.22639,21.70324],[-101.22806,21.70575],[-101.23057,21.70841],[-101.23265,21.71077],[-101.23479,21.71319],[-101.23677,21.71543],[-101.23881,21.71894],[-101.2408,21.72235],[-101.24088,21.72503],[-101.24095,21.72721],[-101.24438,21.72993],[-101.24736,21.73229],[-101.24985,21.73425],[-101.25115,21.73643],[-101.25259,21.73878],[-101.25123,21.74125],[-101.24985,21.74371],[-101.25125,21.74636],[-101.25292,21.74958],[-101.25451,21.75265],[-101.25625,21.75584],[-101.25795,21.75915],[-101.25965,21.76244],[-101.26108,21.76523],[-101.26,21.76802],[-101.25892,21.77071],[-101.25793,21.77319],[-101.26068,21.77629],[-101.2635,21.77954],[-101.26588,21.78221],[-101.26819,21.78494],[-101.27084,21.78792],[-101.27351,21.79097],[-101.27205,21.79348],[-101.27046,21.79628],[-101.26917,21.79846],[-101.26775,21.80086],[-101.26617,21.80357],[-101.26419,21.80616],[-101.26218,21.80876],[-101.26011,21.81143],[-101.25783,21.81446],[-101.25565,21.81727],[-101.25384,21.81961],[-101.25355,21.82018]]}}
Línea 230.0 kV | LineString | 230.0 kV | 1 |  |  | CFE |  |  |  |  | OpenStreetMap | {"type":"Feature","properties":{},"geometry":{"type":"LineString","coordinates":[[-101.71909,21.84324],[-101.71743,21.84427],[-101.71498,21.84578],[-101.71178,21.84776],[-101.70857,21.84975],[-101.70555,21.85161],[-101.703,21.85318],[-101.70022,21.8549],[-101.69719,21.85677],[-101.69425,21.85858],[-101.69133,21.86038],[-101.68828,21.86227],[-101.68535,21.86408],[-101.68237,21.86591],[-101.67935,21.86778],[-101.67637,21.8696],[-101.67365,21.87128],[-101.6709,21.8708],[-101.66817,21.87032],[-101.6652,21.8698],[-101.66157,21.86916],[-101.65786,21.86851],[-101.65489,21.868],[-101.65085,21.86729],[-101.64698,21.86661],[-101.64414,21.86611],[-101.64045,21.86547],[-101.6372,21.86492],[-101.6339,21.86434],[-101.63046,21.86371],[-101.62601,21.86292],[-101.62202,21.86224],[-101.61873,21.86166],[-101.61529,21.86105],[-101.61213,21.86049],[-101.60861,21.85989],[-101.60491,21.85926],[-101.60153,21.85867],[-101.59778,21.85801],[-101.59397,21.85735],[-101.59026,21.8567],[-101.58674,21.85608],[-101.58327,21.85548],[-101.57979,21.85487],[-101.57645,21.85428],[-101.57303,21.85369],[-101.5694,21.85305],[-101.56592,21.85244],[-101.56241,21.85183],[-101.55888,21.85121],[-101.55528,21.85058],[-101.55206,21.85002],[-101.54869,21.85044],[-101.54485,21.85092],[-101.53956,21.85159],[-101.53621,21.85201],[-101.53256,21.85247],[-101.52909,21.85291],[-101.52545,21.85337],[-101.52263,21.85372],[-101.51909,21.85418],[-101.51556,21.85462],[-101.5121,21.85505],[-101.50855,21.8555],[-101.505,21.85595],[-101.50173,21.85636],[-101.49833,21.85679],[-101.49478,21.85723],[-101.49127,21.85768],[-101.48773,21.85813],[-101.48419,21.85858],[-101.48073,21.85901],[-101.47719,21.85946],[-101.47373,21.85989],[-101.47038,21.86031],[-101.46683,21.86076],[-101.46328,21.86118],[-101.46,21.8616],[-101.45633,21.86206],[-101.45311,21.86247],[-101.45012,21.86285],[-101.4473,21.86271],[-101.44449,21.86258],[-101.4414,21.8624],[-101.43801,21.86222],[-101.43464,21.86204],[-101.43106,21.86184],[-101.42734,21.86164],[-101.42571,21.86155],[-101.42371,21.86144],[-101.4201,21.86125],[-101.4166,21.86106],[-101.41299,21.86086],[-101.40932,21.86066],[-101.40574,21.86047],[-101.4022,21.86028],[-101.39844,21.86007],[-101.3951,21.85989],[-101.39158,21.8597],[-101.38863,21.85954],[-101.38537,21.85937],[-101.38168,21.85917],[-101.37813,21.85897],[-101.37453,21.85878],[-101.37086,21.85858],[-101.36723,21.85838],[-101.36354,21.85818],[-101.36039,21.85801],[-101.35725,21.85698],[-101.3539,21.85589],[-101.35052,21.85477],[-101.34704,21.85364],[-101.34365,21.85254],[-101.33928,21.85112],[-101.33691,21.85033],[-101.33042,21.84823],[-101.32671,21.84701],[-101.32335,21.8459],[-101.31918,21.84455],[-101.31598,21.84351],[-101.31285,21.84248],[-101.31002,21.84155],[-101.30683,21.8405],[-101.30129,21.83869],[-101.29876,21.83787],[-101.29542,21.83678],[-101.29212,21.8357],[-101.28852,21.83452],[-101.28479,21.8333],[-101.28128,21.83209],[-101.27741,21.83081],[-101.27412,21.82976],[-101.27013,21.82843],[-101.26755,21.82759],[-101.26403,21.82646],[-101.26121,21.82554],[-101.257,21.82416],[-101.25379,21.82312],[-101.25257,21.82134],[-101.253,21.82072]]}}
Línea 230.0 kV | LineString | 230.0 kV | 1 |  |  | CFE |  |  |  |  | OpenStreetMap | {"type":"Feature","properties":{},"geometry":{"type":"LineString","coordinates":[[-101.68293,21.80424],[-101.68252,21.80418],[-101.6824,21.80475],[-101.68302,21.80649],[-101.68383,21.80867],[-101.685,21.80927],[-101.68642,21.80998],[-101.68984,21.81167],[-101.6926,21.81304],[-101.6981,21.81579],[-101.70112,21.81731],[-101.70318,21.82022],[-101.70518,21.82311],[-101.70707,21.82577],[-101.70893,21.8284],[-101.71081,21.83106],[-101.71242,21.83332],[-101.71444,21.83614],[-101.71637,21.8389],[-101.71813,21.84135],[-101.71852,21.842]]}}
Línea 230.0 kV | LineString | 230.0 kV | 1 |  |  | CFE |  |  |  |  | OpenStreetMap | {"type":"Feature","properties":{},"geometry":{"type":"LineString","coordinates":[[-101.72007,21.8405],[-101.71957,21.84079],[-101.71864,21.84133],[-101.71897,21.84174]]}}
Línea 230.0 kV | LineString | 230.0 kV |  |  |  | CFE |  |  |  |  | OpenStreetMap | {"type":"Feature","properties":{},"geometry":{"type":"LineString","coordinates":[[-101.71909,21.84324],[-101.71875,21.84275]]}}
Línea 230.0 kV | LineString | 230.0 kV | 1 |  |  | CFE |  |  |  |  | OpenStreetMap | {"type":"Feature","properties":{},"geometry":{"type":"LineString","coordinates":[[-102.21965,21.7641],[-102.21991,21.76478],[-102.22033,21.76606],[-102.21887,21.76789],[-102.21721,21.76984],[-102.21447,21.77127],[-102.21141,21.77286],[-102.20855,21.77436],[-102.20365,21.77691],[-102.2003,21.77867],[-102.19695,21.78042],[-102.19391,21.78201],[-102.19101,21.78353],[-102.18658,21.78584],[-102.18433,21.78701],[-102.18019,21.78917],[-102.17638,21.79117],[-102.17291,21.79298],[-102.16962,21.7947],[-102.16667,21.79624],[-102.16398,21.79764],[-102.16013,21.79965],[-102.15618,21.80172],[-102.15216,21.80382],[-102.15008,21.80491],[-102.14684,21.8066],[-102.14429,21.80793],[-102.14138,21.80945],[-102.13717,21.81165],[-102.135,21.81284],[-102.13102,21.81487],[-102.12784,21.81653],[-102.12545,21.81777],[-102.12296,21.81907],[-102.12059,21.81802],[-102.11813,21.81689],[-102.11405,21.81507],[-102.11121,21.81379],[-102.10868,21.81265],[-102.10615,21.81151],[-102.10333,21.81025],[-102.10154,21.80945],[-102.09811,21.80853],[-102.09464,21.80759],[-102.09133,21.80671],[-102.08788,21.80578],[-102.08443,21.80485],[-102.08178,21.80414],[-102.07881,21.80334],[-102.07525,21.80238],[-102.07197,21.8015],[-102.06851,21.80057],[-102.06493,21.79961],[-102.06125,21.79862],[-102.05765,21.79765],[-102.05406,21.79668],[-102.05105,21.79587],[-102.04803,21.79506],[-102.04505,21.79425],[-102.04162,21.79334],[-102.03866,21.79254],[-102.03604,21.79183],[-102.03272,21.79093],[-102.02945,21.79006],[-102.02675,21.78933],[-102.02422,21.78865],[-102.02122,21.78785],[-102.01757,21.78686],[-102.01404,21.7859],[-102.01058,21.78496],[-102.00717,21.78406],[-102.00376,21.78313],[-102.00086,21.78235],[-101.99755,21.78146],[-101.9941,21.78053],[-101.99071,21.7796],[-101.98727,21.77868],[-101.98404,21.77779],[-101.9806,21.77684],[-101.97727,21.77596],[-101.97358,21.77495],[-101.97065,21.77417],[-101.96801,21.7733],[-101.96529,21.77241],[-101.96268,21.77155],[-101.95915,21.77042],[-101.95584,21.7693],[-101.95242,21.76816],[-101.94899,21.76701],[-101.94571,21.76594],[-101.94233,21.76481],[-101.93895,21.7637],[-101.93557,21.76257],[-101.93218,21.76144],[-101.92881,21.76031],[-101.92542,21.7592],[-101.92196,21.75837],[-101.91823,21.75741],[-101.9149,21.75655],[-101.91113,21.75558],[-101.90789,21.75478],[-101.90449,21.75391],[-101.90103,21.75303],[-101.89837,21.75235],[-101.89374,21.75117],[-101.89089,21.75045],[-101.88747,21.74958],[-101.88395,21.74868],[-101.88047,21.7478],[-101.87544,21.75037],[-101.87205,21.75213],[-101.86767,21.7544],[-101.86249,21.75709],[-101.85732,21.75975],[-101.8542,21.76136],[-101.84584,21.76567],[-101.844,21.76661],[-101.84106,21.76814],[-101.83659,21.77049],[-101.83265,21.77252],[-101.83073,21.7735],[-101.82747,21.77521],[-101.82453,21.77669],[-101.82101,21.77854],[-101.81935,21.7794],[-101.81624,21.78102],[-101.81334,21.78249],[-101.8104,21.78403],[-101.80657,21.786],[-101.8032,21.78775],[-101.80038,21.78924],[-101.79788,21.79056],[-101.79482,21.79212],[-101.79089,21.79413],[-101.7872,21.79605],[-101.78413,21.79764],[-101.78138,21.79905],[-101.77809,21.80078],[-101.77487,21.80319],[-101.77159,21.80564],[-101.76902,21.80759],[-101.76622,21.8097],[-101.76324,21.81194],[-101.76068,21.81392],[-101.75821,21.81577],[-101.75528,21.81796],[-101.75279,21.81981],[-101.74993,21.82195],[-101.74691,21.82421],[-101.74413,21.82632],[-101.74127,21.8285],[-101.73872,21.83044],[-101.73591,21.83252],[-101.73346,21.83437],[-101.73143,21.83567],[-101.72906,21.83717],[-101.72667,21.83857],[-101.72399,21.84025],[-101.72116,21.84198],[-101.71909,21.84324]]}}
Línea 230.0 kV | LineString | 230.0 kV | 1 |  |  | CFE |  |  |  |  | OpenStreetMap | {"type":"Feature","properties":{},"geometry":{"type":"LineString","coordinates":[[-102.27287,21.90665],[-102.27188,21.9066],[-102.26958,21.90956],[-102.26793,21.91181],[-102.26716,21.9122],[-102.26621,21.91249]]}}
Línea 230.0 kV | LineString | 230.0 kV | 2 |  |  | CFE |  |  |  |  | OpenStreetMap | {"type":"Feature","properties":{},"geometry":{"type":"LineString","coordinates":[[-102.26621,21.91249],[-102.26497,21.91304],[-102.26374,21.91358],[-102.26265,21.91407],[-102.26145,21.9146],[-102.26037,21.91508],[-102.25928,21.91556],[-102.25816,21.91604]]}}
Línea 230.0 kV | LineString | 230.0 kV | 2 |  |  | CFE |  |  |  |  | OpenStreetMap | {"type":"Feature","properties":{},"geometry":{"type":"LineString","coordinates":[[-104.56931,23.9654],[-104.56861,23.96587],[-104.56801,23.9663],[-104.56618,23.96774]]}}
Línea 230.0 kV | LineString | 230.0 kV |  |  |  | CFE |  |  |  |  | OpenStreetMap | {"type":"Feature","properties":{},"geometry":{"type":"LineString","coordinates":[[-104.50885,24.02076],[-104.50859,24.02211]]}}
Línea 230.0 kV | LineString | 230.0 kV | 1 |  |  | CFE |  |  |  |  | OpenStreetMap | {"type":"Feature","properties":{},"geometry":{"type":"LineString","coordinates":[[-104.60559,24.07764],[-104.60604,24.07786],[-104.60603,24.07853],[-104.60819,24.07972],[-104.61056,24.081],[-104.61096,24.08325],[-104.61201,24.08583],[-104.6134,24.08924],[-104.61482,24.09272],[-104.61623,24.09614],[-104.61759,24.09962],[-104.61928,24.10367],[-104.62087,24.10756],[-104.62233,24.11113],[-104.62513,24.11803],[-104.62612,24.12042],[-104.62727,24.12326],[-104.62854,24.12636],[-104.63122,24.13299],[-104.63328,24.13804],[-104.63504,24.14233],[-104.63666,24.14629],[-104.63812,24.1499],[-104.6397,24.15379],[-104.64118,24.15742],[-104.64229,24.16014],[-104.64235,24.16234],[-104.64236,24.16759],[-104.64238,24.17165],[-104.64238,24.17566],[-104.64242,24.17974],[-104.64238,24.18354],[-104.64244,24.18664],[-104.64246,24.18884],[-104.64246,24.19326],[-104.64248,24.19614],[-104.64252,24.19993],[-104.64254,24.20416],[-104.64258,24.20797],[-104.6426,24.21164],[-104.64261,24.21587],[-104.64263,24.21972],[-104.64266,24.22389],[-104.64268,24.22784],[-104.64269,24.23183],[-104.64272,24.23564],[-104.64274,24.23956],[-104.64276,24.24369],[-104.64279,24.24767],[-104.64279,24.25147],[-104.64283,24.25556],[-104.64285,24.2595],[-104.64288,24.26366],[-104.64288,24.26756],[-104.64292,24.27163],[-104.64293,24.27547],[-104.64299,24.27915],[-104.64299,24.2825],[-104.64301,24.28623],[-104.64302,24.29002],[-104.64304,24.29388],[-104.64307,24.29791],[-104.64309,24.30189],[-104.64312,24.30596],[-104.64314,24.30998],[-104.64317,24.31388],[-104.64318,24.31809],[-104.64321,24.32194],[-104.64324,24.32616],[-104.64324,24.33005],[-104.64326,24.33385],[-104.64329,24.33804],[-104.64332,24.34166],[-104.64333,24.34543],[-104.64335,24.34954],[-104.64336,24.35135],[-104.64279,24.35163],[-104.64337,24.35189],[-104.64338,24.35354],[-104.6434,24.35757],[-104.64341,24.36146],[-104.64344,24.36532],[-104.64348,24.36935],[-104.64349,24.37315],[-104.6435,24.37721],[-104.64354,24.38127],[-104.64356,24.38508],[-104.64359,24.3891],[-104.64363,24.39316],[-104.64364,24.39703],[-104.64365,24.40129],[-104.64509,24.40473],[-104.64671,24.40871],[-104.64822,24.4123],[-104.64977,24.41601],[-104.65137,24.41989],[-104.65295,24.42366],[-104.6545,24.42744],[-104.6561,24.43124],[-104.65759,24.43483],[-104.6592,24.43868],[-104.66075,24.4424],[-104.66224,24.44598],[-104.66387,24.44994],[-104.66536,24.45351],[-104.66595,24.45493],[-104.6671,24.45769],[-104.66858,24.46125],[-104.67,24.46468],[-104.67157,24.46845],[-104.67309,24.47213],[-104.67462,24.47576],[-104.67611,24.47936],[-104.67758,24.48293],[-104.67907,24.48649],[-104.67986,24.48841],[-104.67979,24.4906],[-104.67971,24.49277],[-104.67959,24.49638],[-104.67951,24.49699]]}}
Línea 230.0 kV | LineString | 230.0 kV | 1 |  |  | CFE |  |  |  |  | OpenStreetMap | {"type":"Feature","properties":{},"geometry":{"type":"LineString","coordinates":[[-105.28727,20.7614],[-105.28797,20.76146]]}}
Línea 230.0 kV | LineString | 230.0 kV | 1 |  |  | CFE |  |  |  |  | OpenStreetMap | {"type":"Feature","properties":{},"geometry":{"type":"LineString","coordinates":[[-105.28727,20.7614],[-105.28792,20.76113]]}}
Línea 230.0 kV | LineString | 230.0 kV | 1 |  |  | CFE |  |  |  |  | OpenStreetMap | {"type":"Feature","properties":{},"geometry":{"type":"LineString","coordinates":[[-105.20894,20.78341],[-105.20917,20.78219],[-105.2097,20.779],[-105.21024,20.77583],[-105.21073,20.77289],[-105.21125,20.76973],[-105.21024,20.76693],[-105.20874,20.76273],[-105.20739,20.75905],[-105.20622,20.75589],[-105.20506,20.75272],[-105.20393,20.74964],[-105.20273,20.74638],[-105.20155,20.74316],[-105.20052,20.74033],[-105.19958,20.73776],[-105.19865,20.73522],[-105.19749,20.73207],[-105.1968,20.72698],[-105.19633,20.72334],[-105.19614,20.72282]]}}
Línea 230.0 kV | LineString | 230.0 kV | 2 |  |  | CFE |  |  |  |  | OpenStreetMap | {"type":"Feature","properties":{},"geometry":{"type":"LineString","coordinates":[[-105.20894,20.78341],[-105.20982,20.78341],[-105.21088,20.78343],[-105.21261,20.78344],[-105.21444,20.78346],[-105.21628,20.78347],[-105.21798,20.78348],[-105.21895,20.78363],[-105.21989,20.78375],[-105.22162,20.78399],[-105.22263,20.78412],[-105.22445,20.78435],[-105.22642,20.78461],[-105.22794,20.7848],[-105.22928,20.78478],[-105.23035,20.78492],[-105.23137,20.78505],[-105.23253,20.7852],[-105.2333,20.78549],[-105.23507,20.78574],[-105.2369,20.78601],[-105.2392,20.78626],[-105.24142,20.7865],[-105.24442,20.7869],[-105.2479,20.78737],[-105.2497,20.78761],[-105.25086,20.78817],[-105.25399,20.78863],[-105.25735,20.78911],[-105.26077,20.78963],[-105.26365,20.79003],[-105.26722,20.79054],[-105.27049,20.79101],[-105.27216,20.78878],[-105.27422,20.78595],[-105.27606,20.78339],[-105.27814,20.78057],[-105.27913,20.77708],[-105.2801,20.77359],[-105.27986,20.77223],[-105.2807,20.77002],[-105.28205,20.76648],[-105.2832,20.76346],[-105.28516,20.76179],[-105.28727,20.7614]]}}
Línea 230.0 kV | LineString | 230.0 kV |  |  |  | C.F.E. |  |  |  |  | OpenStreetMap | {"type":"Feature","properties":{},"geometry":{"type":"LineString","coordinates":[[-103.41466,20.67991],[-103.41452,20.67988]]}}
Línea 230.0 kV | LineString | 230.0 kV |  |  |  | CFE |  |  |  |  | OpenStreetMap | {"type":"Feature","properties":{},"geometry":{"type":"LineString","coordinates":[[-103.41452,20.67988],[-103.41453,20.67979]]}}
Línea 230.0 kV | LineString | 230.0 kV |  |  |  | CFE |  |  |  |  | OpenStreetMap | {"type":"Feature","properties":{},"geometry":{"type":"LineString","coordinates":[[-103.41466,20.67991],[-103.41467,20.67982]]}}
Línea 230.0 kV | LineString | 230.0 kV | 2 |  |  | CFE |  |  |  |  | OpenStreetMap | {"type":"Feature","properties":{},"geometry":{"type":"LineString","coordinates":[[-103.31704,20.63355],[-103.31765,20.63381],[-103.31738,20.63442],[-103.31722,20.63436]]}}
Línea 230.0 kV | LineString | 230.0 kV | 2 |  |  | CFE |  |  |  |  | OpenStreetMap | {"type":"Feature","properties":{},"geometry":{"type":"LineString","coordinates":[[-103.27615,20.62198],[-103.27711,20.6224],[-103.27865,20.62305],[-103.28034,20.62377],[-103.28256,20.62472],[-103.285,20.62575],[-103.28711,20.62664],[-103.28878,20.62736],[-103.2904,20.628],[-103.29245,20.62836],[-103.293,20.62852],[-103.29478,20.6285],[-103.2952,20.6284]]}}
Línea 230.0 kV | LineString | 230.0 kV |  |  |  | Comisión Federal de Electricidad |  |  |  |  | OpenStreetMap | {"type":"Feature","properties":{},"geometry":{"type":"LineString","coordinates":[[-103.41452,20.67988],[-103.41411,20.67982],[-103.4128,20.67935],[-103.4119,20.67901],[-103.41047,20.67847],[-103.4094,20.67806],[-103.4082,20.67761],[-103.40673,20.67705],[-103.40567,20.67664],[-103.40433,20.67613],[-103.40292,20.67559],[-103.40157,20.67509],[-103.40042,20.67465],[-103.39941,20.67426],[-103.39811,20.67374],[-103.39689,20.67328],[-103.39561,20.6728],[-103.39416,20.67226],[-103.39278,20.67171],[-103.39155,20.67125],[-103.39031,20.67078],[-103.38858,20.67011],[-103.38701,20.66951],[-103.38573,20.66903],[-103.38433,20.66849],[-103.38292,20.66796],[-103.38166,20.66748],[-103.38023,20.66697],[-103.37883,20.66642],[-103.37724,20.66581],[-103.37613,20.66539],[-103.37505,20.66497],[-103.3743,20.66468],[-103.37381,20.66535],[-103.37374,20.66549]]}}
Línea 230.0 kV | LineString | 230.0 kV |  |  |  | CFE |  |  |  |  | OpenStreetMap | {"type":"Feature","properties":{},"geometry":{"type":"LineString","coordinates":[[-104.23797,19.06717],[-104.23836,19.06667],[-104.23853,19.06644]]}}
Línea 230.0 kV | LineString | 230.0 kV | 1 |  |  | CFE |  |  |  |  | OpenStreetMap | {"type":"Feature","properties":{},"geometry":{"type":"LineString","coordinates":[[-103.23585,20.47719],[-103.23632,20.47735]]}}
Línea 230.0 kV | LineString | 230.0 kV | 1 |  |  | CFE |  |  |  |  | OpenStreetMap | {"type":"Feature","properties":{},"geometry":{"type":"LineString","coordinates":[[-103.28557,20.56052],[-103.28591,20.56078]]}}
Línea 230.0 kV | LineString | 230.0 kV | 2 |  |  | CFE |  |  |  |  | OpenStreetMap | {"type":"Feature","properties":{},"geometry":{"type":"LineString","coordinates":[[-103.25846,20.53775],[-103.25928,20.53874],[-103.26009,20.53979],[-103.26092,20.54083],[-103.2617,20.54184]]}}
Línea 230.0 kV | LineString | 230.0 kV | 2 |  |  | CFE |  |  |  |  | OpenStreetMap | {"type":"Feature","properties":{},"geometry":{"type":"LineString","coordinates":[[-103.25368,20.53169],[-103.25472,20.533]]}}
Línea 230.0 kV | LineString | 230.0 kV | 3 |  |  | CFE |  |  |  |  | OpenStreetMap | {"type":"Feature","properties":{},"geometry":{"type":"LineString","coordinates":[[-103.25268,20.53039],[-103.25368,20.53169]]}}
Línea 230.0 kV | LineString | 230.0 kV | 3 |  |  | CFE |  |  |  |  | OpenStreetMap | {"type":"Feature","properties":{},"geometry":{"type":"LineString","coordinates":[[-103.25472,20.533],[-103.25568,20.53422],[-103.25643,20.53517],[-103.25715,20.53607],[-103.25776,20.53686],[-103.25846,20.53775]]}}
Línea 230.0 kV | LineString | 230.0 kV | 1 |  |  | CFE |  |  |  |  | OpenStreetMap | {"type":"Feature","properties":{},"geometry":{"type":"LineString","coordinates":[[-102.68731,20.30569],[-102.68748,20.3057],[-102.68783,20.30573],[-102.69415,20.30628],[-102.69828,20.30663],[-102.70412,20.30714],[-102.70699,20.30741],[-102.71449,20.30803],[-102.7189,20.30842],[-102.72196,20.30868],[-102.72605,20.31024],[-102.72975,20.31164],[-102.73487,20.31356],[-102.73815,20.31481],[-102.74178,20.31619],[-102.74629,20.31789],[-102.74992,20.31926],[-102.75349,20.32062],[-102.75713,20.322],[-102.76069,20.32334],[-102.76377,20.32451],[-102.76679,20.32565],[-102.7706,20.32709],[-102.77416,20.32844],[-102.77752,20.32971],[-102.78108,20.33106],[-102.78379,20.33208],[-102.78826,20.33377],[-102.79289,20.33552],[-102.79948,20.33803],[-102.80472,20.34],[-102.80793,20.34122],[-102.81238,20.34289],[-102.81636,20.34437],[-102.82064,20.34597],[-102.82511,20.34771],[-102.82851,20.34834],[-102.83233,20.34906],[-102.83715,20.34996],[-102.84189,20.35085],[-102.84533,20.35149],[-102.84855,20.35209],[-102.85276,20.35288],[-102.85739,20.35375],[-102.86022,20.3543],[-102.86414,20.35502],[-102.8681,20.35576],[-102.87196,20.35648],[-102.87524,20.35709],[-102.8792,20.35783],[-102.88305,20.35855],[-102.88692,20.35929],[-102.89068,20.35998],[-102.89443,20.36068],[-102.89818,20.36138],[-102.90195,20.36209],[-102.90475,20.36262],[-102.90561,20.36278],[-102.90919,20.36344],[-102.9123,20.36402],[-102.91661,20.36483],[-102.91999,20.36546],[-102.92343,20.36611],[-102.9273,20.36684],[-102.93085,20.3675],[-102.93288,20.36788],[-102.93364,20.36802],[-102.93471,20.36822],[-102.93958,20.36913],[-102.94488,20.37012],[-102.94808,20.37072],[-102.9524,20.37152],[-102.95632,20.37226],[-102.96044,20.37302],[-102.96453,20.37379],[-102.96838,20.37452],[-102.97149,20.37509],[-102.97495,20.37574],[-102.97841,20.37639],[-102.98159,20.37697],[-102.98626,20.37785],[-102.99081,20.37869],[-102.99581,20.37963],[-103.00021,20.38045],[-103.00275,20.38091],[-103.00659,20.38162],[-103.00917,20.38211],[-103.01256,20.38273],[-103.01583,20.38336],[-103.01882,20.38391],[-103.02272,20.38463],[-103.02666,20.3854],[-103.03192,20.38632],[-103.03658,20.38718],[-103.04243,20.38828],[-103.04568,20.3889],[-103.04969,20.38964],[-103.05332,20.39032],[-103.05779,20.39116],[-103.06258,20.39202],[-103.0668,20.39282],[-103.06953,20.39333],[-103.07437,20.39422],[-103.07848,20.39499],[-103.08208,20.39431],[-103.08575,20.39362],[-103.08956,20.3929],[-103.09313,20.39223],[-103.09677,20.39155],[-103.10015,20.39091],[-103.10362,20.39027],[-103.10767,20.3895],[-103.1115,20.3888],[-103.11526,20.38808],[-103.11882,20.38743],[-103.12259,20.38671],[-103.12701,20.38798],[-103.13131,20.38921],[-103.13681,20.39081],[-103.13865,20.39134],[-103.14071,20.39194],[-103.14595,20.39345],[-103.15061,20.39481],[-103.15462,20.39596],[-103.15853,20.39708],[-103.16203,20.39809],[-103.16549,20.39889],[-103.16893,20.39968],[-103.17272,20.40056],[-103.17618,20.40136],[-103.17986,20.40219],[-103.18098,20.40377],[-103.18275,20.40627],[-103.18421,20.40834],[-103.18616,20.41112],[-103.18816,20.41394],[-103.19052,20.4173],[-103.19267,20.42034],[-103.19444,20.42287],[-103.19638,20.42562],[-103.19838,20.42851],[-103.20039,20.43137],[-103.20252,20.43435],[-103.20494,20.43779],[-103.20689,20.44054],[-103.20959,20.44437],[-103.21208,20.44789],[-103.21421,20.4509],[-103.21616,20.45369],[-103.21875,20.45738],[-103.22084,20.46031],[-103.221,20.46354],[-103.22118,20.46688],[-103.22133,20.46999],[-103.22152,20.47357],[-103.22167,20.47681],[-103.22211,20.47701]]}}
Línea 230.0 kV | LineString | 230.0 kV | 1 |  |  | CFE |  |  |  |  | OpenStreetMap | {"type":"Feature","properties":{},"geometry":{"type":"LineString","coordinates":[[-102.68711,20.30603],[-102.68714,20.30567],[-102.68717,20.3053],[-102.6865,20.30181],[-102.6859,20.29861],[-102.68564,20.29708],[-102.68555,20.29657]]}}
Línea 230.0 kV | LineString | 230.0 kV | 1 |  |  | CFE |  |  |  |  | OpenStreetMap | {"type":"Feature","properties":{},"geometry":{"type":"LineString","coordinates":[[-102.68589,20.29651],[-102.68597,20.29703],[-102.68625,20.29854],[-102.68684,20.30174],[-102.68751,20.30533],[-102.68748,20.3057],[-102.68745,20.30606]]}}
Línea 230.0 kV | LineString | 230.0 kV | 1 |  |  | CFE |  |  |  |  | OpenStreetMap | {"type":"Feature","properties":{},"geometry":{"type":"LineString","coordinates":[[-101.25225,19.69063],[-101.25274,19.69068]]}}
Línea 230.0 kV | LineString | 230.0 kV | 1 |  |  | CFE |  |  |  |  | OpenStreetMap | {"type":"Feature","properties":{},"geometry":{"type":"LineString","coordinates":[[-101.2522,19.691],[-101.25274,19.69068]]}}
Línea 230.0 kV | LineString | 230.0 kV | 2 |  |  | CFE |  |  |  |  | OpenStreetMap | {"type":"Feature","properties":{},"geometry":{"type":"LineString","coordinates":[[-101.25274,19.69068],[-101.25526,19.69076],[-101.25752,19.68941]]}}
Línea 230.0 kV | LineString | 230.0 kV | 2 |  |  | CFE |  |  |  |  | OpenStreetMap | {"type":"Feature","properties":{},"geometry":{"type":"LineString","coordinates":[[-102.00723,19.84501],[-102.00669,19.84859],[-102.00656,19.84918]]}}
Línea 230.0 kV | LineString | 230.0 kV | 1 |  |  | CFE |  |  |  |  | OpenStreetMap | {"type":"Feature","properties":{},"geometry":{"type":"LineString","coordinates":[[-102.28635,21.64151],[-102.28661,21.63757],[-102.28677,21.63434],[-102.28712,21.63145]]}}
Línea 230.0 kV | LineString | 230.0 kV | 2 |  |  | CFE |  |  |  |  | OpenStreetMap | {"type":"Feature","properties":{},"geometry":{"type":"LineString","coordinates":[[-102.223,21.76332],[-102.22314,21.76379],[-102.22399,21.76356],[-102.22502,21.76281],[-102.22631,21.75985],[-102.22734,21.75754],[-102.2282,21.75558],[-102.22556,21.75288],[-102.22397,21.75127],[-102.22592,21.74691],[-102.22706,21.74436],[-102.2285,21.74114],[-102.22992,21.73796],[-102.23123,21.73503],[-102.23325,21.73051],[-102.23456,21.72756],[-102.23589,21.72455],[-102.23766,21.71891],[-102.23875,21.71542],[-102.24009,21.71112],[-102.24102,21.70814],[-102.24235,21.70386],[-102.24338,21.70058],[-102.24432,21.69756],[-102.24572,21.69309],[-102.24661,21.69025],[-102.24789,21.68617],[-102.24902,21.68251],[-102.25031,21.67839],[-102.25141,21.67486],[-102.25243,21.6716],[-102.25541,21.66912],[-102.25891,21.66622],[-102.26188,21.66376],[-102.26541,21.66085],[-102.26835,21.6584],[-102.27107,21.65613],[-102.27396,21.65372],[-102.2772,21.65105],[-102.28025,21.64852],[-102.28318,21.64608],[-102.2862,21.64358],[-102.28635,21.64151]]}}
Línea 230.0 kV | LineString | 230.0 kV | 4 |  |  | CFE |  |  |  |  | OpenStreetMap | {"type":"Feature","properties":{},"geometry":{"type":"LineString","coordinates":[[-116.67454,31.95053],[-116.68174,31.95423],[-116.68673,31.95629],[-116.69112,31.95813],[-116.69618,31.96026],[-116.70068,31.96211],[-116.70255,31.9629],[-116.70541,31.96411],[-116.70889,31.96555],[-116.71382,31.96759],[-116.71622,31.9705],[-116.71852,31.97333],[-116.72176,31.97725],[-116.7235,31.97937],[-116.72573,31.9821],[-116.7281,31.98498],[-116.73146,31.98906],[-116.73353,31.99161],[-116.73608,31.99471],[-116.73849,31.99764],[-116.74,31.99947],[-116.74342,32.00364],[-116.74563,32.00633],[-116.7497,32.01132],[-116.75234,32.01452],[-116.75541,32.01826],[-116.75655,32.01963],[-116.75982,32.02358],[-116.7618,32.02602],[-116.76463,32.02947],[-116.76681,32.03214],[-116.76929,32.03512],[-116.77314,32.03986],[-116.77491,32.04196],[-116.77681,32.04433],[-116.78028,32.04859]]}}
Línea 230.0 kV | LineString | 230.0 kV | 1 |  |  | CFE |  |  |  |  | OpenStreetMap | {"type":"Feature","properties":{},"geometry":{"type":"LineString","coordinates":[[-101.46671,20.90623],[-101.46715,20.90627],[-101.46702,20.90573],[-101.46615,20.90477],[-101.46491,20.90203],[-101.46362,20.89891],[-101.46224,20.8956],[-101.46195,20.89474],[-101.46162,20.89405]]}}
Línea 230.0 kV | LineString | 230.0 kV | 1 |  |  | CFE |  |  |  |  | OpenStreetMap | {"type":"Feature","properties":{},"geometry":{"type":"LineString","coordinates":[[-101.46671,20.90705],[-101.46713,20.90711],[-101.46769,20.90668],[-101.46862,20.90894],[-101.47001,20.91245],[-101.47125,20.91389],[-101.47208,20.91489],[-101.47451,20.91773],[-101.47571,20.91913],[-101.47692,20.92056],[-101.47924,20.92335],[-101.48175,20.92626],[-101.48402,20.92894],[-101.48644,20.93182],[-101.48885,20.93463],[-101.4911,20.93727],[-101.49361,20.94025],[-101.49605,20.9431],[-101.498,20.94542],[-101.49839,20.94589],[-101.50019,20.94799],[-101.50258,20.95086],[-101.50499,20.9537],[-101.50747,20.95657],[-101.50954,20.95901],[-101.51219,20.96213],[-101.51433,20.96464],[-101.51721,20.96669],[-101.52031,20.96896],[-101.52331,20.97115],[-101.52635,20.97338],[-101.52935,20.97556],[-101.53208,20.97756],[-101.53509,20.97976],[-101.53806,20.98195],[-101.54115,20.9842],[-101.54414,20.98638],[-101.54718,20.98859],[-101.54993,20.99061],[-101.553,20.99286],[-101.5561,20.99511],[-101.55895,20.99721],[-101.5618,20.99929],[-101.56499,21.00162],[-101.5679,21.00375],[-101.57075,21.00584],[-101.57392,21.00815],[-101.57693,21.01035],[-101.58004,21.01262],[-101.58273,21.01459],[-101.58555,21.01665],[-101.58854,21.01885],[-101.59159,21.02107],[-101.59462,21.02327],[-101.5976,21.02545],[-101.60065,21.02768],[-101.60369,21.0299],[-101.60672,21.03211],[-101.60977,21.03436],[-101.61281,21.03656],[-101.61553,21.03854],[-101.61806,21.0404],[-101.61956,21.0415],[-101.62148,21.04288],[-101.62461,21.04434],[-101.62633,21.04517],[-101.62947,21.04668],[-101.62933,21.04772],[-101.62917,21.04886]]}}
Línea 230.0 kV | LineString | 230.0 kV | 1 |  |  | CFE |  |  |  |  | OpenStreetMap | {"type":"Feature","properties":{},"geometry":{"type":"LineString","coordinates":[[-101.17009,20.57156],[-101.16969,20.57228]]}}
Línea 230.0 kV | LineString | 230.0 kV | 1 |  |  | CFE |  |  |  |  | OpenStreetMap | {"type":"Feature","properties":{},"geometry":{"type":"LineString","coordinates":[[-101.1698,20.57148],[-101.16969,20.57228]]}}
Línea 230.0 kV | LineString | 230.0 kV | 2 |  |  | CFE |  |  |  |  | OpenStreetMap | {"type":"Feature","properties":{},"geometry":{"type":"LineString","coordinates":[[-101.16969,20.57228],[-101.16929,20.57339],[-101.16882,20.57477],[-101.1684,20.57597],[-101.16807,20.57687],[-101.16715,20.5772]]}}
Línea 230.0 kV | LineString | 230.0 kV | 2 |  |  | CFE |  |  |  |  | OpenStreetMap | {"type":"Feature","properties":{},"geometry":{"type":"LineString","coordinates":[[-101.16271,20.5797],[-101.16259,20.57933]]}}
Línea 230.0 kV | LineString | 230.0 kV | 2 |  |  | CFE |  |  |  |  | OpenStreetMap | {"type":"Feature","properties":{},"geometry":{"type":"LineString","coordinates":[[-101.16238,20.57981],[-101.16219,20.57946]]}}
Línea 230.0 kV | LineString | 230.0 kV | 2 |  |  | CFE |  |  |  |  | OpenStreetMap | {"type":"Feature","properties":{},"geometry":{"type":"LineString","coordinates":[[-101.15772,20.58284],[-101.15764,20.58426],[-101.15761,20.58539],[-101.15757,20.58651],[-101.15755,20.58739]]}}
Línea 230.0 kV | LineString | 230.0 kV | 2 |  |  | CFE |  |  |  |  | OpenStreetMap | {"type":"Feature","properties":{},"geometry":{"type":"LineString","coordinates":[[-101.16109,20.58029],[-101.16067,20.58043],[-101.15996,20.58092]]}}
Línea 230.0 kV | LineString | 230.0 kV | 2 |  |  | CFE |  |  |  |  | OpenStreetMap | {"type":"Feature","properties":{},"geometry":{"type":"LineString","coordinates":[[-101.16119,20.58059],[-101.16076,20.58075],[-101.15996,20.58092]]}}
Línea 230.0 kV | LineString | 230.0 kV | 4 |  |  | CFE |  |  |  |  | OpenStreetMap | {"type":"Feature","properties":{},"geometry":{"type":"LineString","coordinates":[[-101.15996,20.58092],[-101.15917,20.58124],[-101.15839,20.58155],[-101.15834,20.58306],[-101.15829,20.58468],[-101.15825,20.58576],[-101.15821,20.58729],[-101.15973,20.58742],[-101.16124,20.58754],[-101.16279,20.58767],[-101.16433,20.5878],[-101.16552,20.58774],[-101.16659,20.58783]]}}
Línea 230.0 kV | LineString | 230.0 kV | 3 |  |  | CFE |  |  |  |  | OpenStreetMap | {"type":"Feature","properties":{},"geometry":{"type":"LineString","coordinates":[[-101.16659,20.58783],[-101.1674,20.58791]]}}
Línea 230.0 kV | LineString | 230.0 kV | 2 |  |  | CFE |  |  |  |  | OpenStreetMap | {"type":"Feature","properties":{},"geometry":{"type":"LineString","coordinates":[[-101.1674,20.58791],[-101.16844,20.58801],[-101.1695,20.5881]]}}
Línea 230.0 kV | LineString | 230.0 kV | 2 |  |  | CFE |  |  |  |  | OpenStreetMap | {"type":"Feature","properties":{},"geometry":{"type":"LineString","coordinates":[[-101.46162,20.89405],[-101.46075,20.89438],[-101.45779,20.89429],[-101.45443,20.89421],[-101.45048,20.89413],[-101.44666,20.89398],[-101.44364,20.89391],[-101.43837,20.89377],[-101.43457,20.89366],[-101.43174,20.89662],[-101.42887,20.8996],[-101.42621,20.90239],[-101.42351,20.90517],[-101.42063,20.90818],[-101.4184,20.91051],[-101.41514,20.91213],[-101.41152,20.91397],[-101.40951,20.91561],[-101.40748,20.91728],[-101.40387,20.92021],[-101.40165,20.92201],[-101.39942,20.92383],[-101.39766,20.92625],[-101.39514,20.92976],[-101.39314,20.93254],[-101.39127,20.93513],[-101.39153,20.93669],[-101.39176,20.93818],[-101.39195,20.93947],[-101.3922,20.94109],[-101.39247,20.94269],[-101.3907,20.94337],[-101.38984,20.94349],[-101.38892,20.94363],[-101.38703,20.94391],[-101.38554,20.94415],[-101.38451,20.94441],[-101.3835,20.94458],[-101.38138,20.94493],[-101.38094,20.94455],[-101.37943,20.94476],[-101.37795,20.94496],[-101.37739,20.94431],[-101.37572,20.94455],[-101.37382,20.94481],[-101.37218,20.94504],[-101.37052,20.94527],[-101.36861,20.94553],[-101.36896,20.9469],[-101.3695,20.9468]]}}
Línea 230.0 kV | LineString | 230.0 kV | 1 |  |  | CFE |  |  |  |  | OpenStreetMap | {"type":"Feature","properties":{},"geometry":{"type":"LineString","coordinates":[[-101.57217,20.42778],[-101.57278,20.42952],[-101.57321,20.43229],[-101.5731,20.4338]]}}
Línea 230.0 kV | LineString | 230.0 kV | 2 |  |  | CFE |  |  |  |  | OpenStreetMap | {"type":"Feature","properties":{},"geometry":{"type":"LineString","coordinates":[[-101.5731,20.4338],[-101.57347,20.43619],[-101.57395,20.4393],[-101.57441,20.44228],[-101.57482,20.44488],[-101.5754,20.44862],[-101.57591,20.45194],[-101.57642,20.45526],[-101.57691,20.45847],[-101.57739,20.46155],[-101.57791,20.4649],[-101.57842,20.46824],[-101.57895,20.4717],[-101.57946,20.475],[-101.58,20.47846],[-101.58051,20.48177],[-101.58108,20.48545],[-101.58155,20.48851],[-101.58208,20.49193],[-101.5825,20.49469],[-101.58291,20.49745],[-101.5833,20.49988],[-101.58382,20.50321],[-101.58462,20.50513],[-101.58537,20.50694],[-101.58653,20.50973],[-101.58781,20.51289],[-101.58924,20.51626],[-101.58918,20.51687]]}}
Línea 230.0 kV | LineString | 230.0 kV | 1 |  |  | CFE |  |  |  |  | OpenStreetMap | {"type":"Feature","properties":{},"geometry":{"type":"LineString","coordinates":[[-101.57217,20.42778],[-101.57242,20.42961],[-101.5728,20.43234],[-101.5731,20.4338]]}}
Línea 230.0 kV | LineString | 230.0 kV | 1 |  |  | CFE |  |  |  |  | OpenStreetMap | {"type":"Feature","properties":{},"geometry":{"type":"LineString","coordinates":[[-101.72828,21.14297],[-101.72811,21.14245]]}}
Línea 230.0 kV | LineString | 230.0 kV | 1 |  |  | CFE |  |  |  |  | OpenStreetMap | {"type":"Feature","properties":{},"geometry":{"type":"LineString","coordinates":[[-101.72831,21.1431],[-101.72811,21.14245]]}}
Línea 230.0 kV | LineString | 230.0 kV | 1 |  |  | CFE |  |  |  |  | OpenStreetMap | {"type":"Feature","properties":{},"geometry":{"type":"LineString","coordinates":[[-101.74192,21.13251],[-101.74177,21.13237],[-101.73932,21.13003],[-101.73588,21.12676],[-101.73298,21.12398],[-101.7304,21.12152],[-101.72795,21.11918],[-101.7252,21.11655],[-101.72176,21.11327],[-101.71918,21.11082],[-101.71756,21.10647],[-101.71599,21.10202],[-101.71492,21.09912],[-101.71363,21.09557],[-101.71074,21.09331],[-101.70791,21.09231],[-101.70491,21.09125],[-101.7014,21.09002],[-101.69785,21.08878],[-101.69509,21.08779],[-101.69241,21.08525],[-101.6895,21.08245],[-101.68632,21.07943],[-101.68378,21.07698],[-101.68284,21.07509],[-101.68251,21.07443],[-101.6824,21.07357]]}}
Línea 230.0 kV | LineString | 230.0 kV | 1 |  |  | CFE |  |  |  |  | OpenStreetMap | {"type":"Feature","properties":{},"geometry":{"type":"LineString","coordinates":[[-102.0134,18.03096],[-102.01072,18.03108],[-102.00783,18.0313],[-102.00264,18.0315],[-101.99998,18.03163],[-101.99571,18.03185],[-101.99054,18.03212],[-101.98704,18.03026],[-101.98318,18.0282],[-101.97942,18.0262],[-101.97579,18.02432],[-101.97329,18.02299],[-101.97059,18.02159],[-101.96847,18.02041],[-101.96653,18.01937],[-101.96343,18.01773],[-101.95895,18.01542],[-101.95632,18.01405],[-101.95323,18.01241],[-101.94558,18.00835],[-101.94157,18.00625],[-101.93834,18.00454],[-101.93472,18.00262],[-101.93164,18.00098],[-101.92929,17.99976],[-101.92537,17.99769],[-101.92196,17.99589],[-101.91777,17.99366],[-101.91406,17.99171],[-101.91018,17.98967],[-101.90684,17.98789],[-101.90204,17.98535],[-101.8984,17.98351],[-101.89588,17.98211],[-101.89264,17.98045],[-101.88878,17.97836],[-101.88504,17.97644],[-101.88128,17.97445],[-101.87428,17.97072],[-101.87207,17.96961],[-101.86849,17.96764],[-101.86457,17.96564],[-101.86166,17.96409],[-101.85997,17.96322],[-101.85523,17.96069],[-101.85103,17.95849],[-101.84981,17.95777],[-101.84455,17.95499],[-101.84277,17.9541],[-101.84035,17.95283],[-101.83773,17.95141],[-101.83474,17.94928],[-101.83205,17.94746],[-101.8286,17.9449],[-101.82391,17.94157],[-101.81992,17.93871],[-101.8178,17.93726],[-101.81529,17.93545],[-101.81351,17.93411],[-101.81019,17.93173],[-101.80723,17.92959],[-101.80537,17.92831],[-101.80272,17.92643],[-101.80094,17.92522],[-101.79797,17.92304],[-101.79451,17.92056],[-101.79181,17.91863],[-101.78999,17.91734],[-101.78606,17.91453],[-101.78189,17.91156],[-101.77756,17.90846],[-101.77578,17.90719],[-101.774,17.90592],[-101.77066,17.90355],[-101.76702,17.90094],[-101.76285,17.89796],[-101.76018,17.89605],[-101.75774,17.89431],[-101.75397,17.89162],[-101.75203,17.89023],[-101.74917,17.88819],[-101.74687,17.88655],[-101.74383,17.88438],[-101.74186,17.88297],[-101.73934,17.88116],[-101.73647,17.87913],[-101.73388,17.87727],[-101.73244,17.87624],[-101.73098,17.87383],[-101.72823,17.86927],[-101.72672,17.86675],[-101.72408,17.8624],[-101.7225,17.85978],[-101.72075,17.85688],[-101.71884,17.85372],[-101.71757,17.85161],[-101.71562,17.84838],[-101.71357,17.845],[-101.71229,17.84288],[-101.71082,17.84044],[-101.70886,17.83721],[-101.70781,17.83545],[-101.70607,17.83257],[-101.70481,17.8305],[-101.70294,17.8274],[-101.70091,17.82404],[-101.69967,17.82199],[-101.69835,17.81978],[-101.69634,17.81646],[-101.6951,17.81439],[-101.69258,17.81023],[-101.69098,17.80757],[-101.68986,17.80569],[-101.6877,17.80213],[-101.68655,17.80025],[-101.68474,17.79723],[-101.6828,17.79408],[-101.6802,17.7899],[-101.67811,17.78641],[-101.67662,17.78393],[-101.67369,17.77912],[-101.66922,17.77685],[-101.66328,17.77394],[-101.65793,17.77116],[-101.65294,17.76868],[-101.65106,17.76769],[-101.64828,17.76636],[-101.64613,17.76522],[-101.6435,17.76388],[-101.64083,17.76257],[-101.63639,17.7603],[-101.63373,17.75898],[-101.63021,17.7572],[-101.62761,17.7559],[-101.62559,17.75485],[-101.62228,17.75319],[-101.61934,17.75171],[-101.61394,17.74909],[-101.61094,17.74754],[-101.60767,17.74585],[-101.6039,17.74395],[-101.6038,17.74259]]}}
Línea 230.0 kV | LineString | 230.0 kV |  |  |  | Comisión Federal de Electricidad |  |  |  |  | OpenStreetMap | {"type":"Feature","properties":{},"geometry":{"type":"LineString","coordinates":[[-102.08203,18.02747],[-102.07704,18.0277],[-102.07249,18.02795],[-102.0684,18.02815],[-102.0651,18.02831],[-102.06271,18.02843],[-102.05868,18.02865],[-102.05582,18.02878],[-102.05397,18.02887],[-102.05113,18.02903],[-102.04699,18.02925],[-102.04293,18.02946],[-102.0399,18.0296],[-102.03497,18.02985],[-102.03067,18.03006],[-102.0278,18.03023],[-102.02505,18.03038],[-102.02231,18.03053],[-102.02001,18.03061],[-102.01502,18.0309],[-102.0134,18.03096]]}}
Línea 230.0 kV | LineString | 230.0 kV | 1 |  |  | Comisión Federal de Electricidad |  |  |  |  | OpenStreetMap | {"type":"Feature","properties":{},"geometry":{"type":"LineString","coordinates":[[-102.08978,18.02467],[-102.08903,18.02445],[-102.08698,18.02389],[-102.08278,18.02682],[-102.08203,18.02747]]}}
Línea 230.0 kV | LineString | 230.0 kV | 1 |  |  | Comisión Federal de Electricidad |  |  |  |  | OpenStreetMap | {"type":"Feature","properties":{},"geometry":{"type":"LineString","coordinates":[[-102.08978,18.02467],[-102.08899,18.02474],[-102.08677,18.02468],[-102.08291,18.02707],[-102.08203,18.02747]]}}
Línea 230.0 kV | LineString | 230.0 kV | 1 |  |  | Comisión Federal de Electricidad |  |  |  |  | OpenStreetMap | {"type":"Feature","properties":{},"geometry":{"type":"LineString","coordinates":[[-102.12154,17.98801],[-102.12226,17.98825],[-102.12327,17.98837]]}}
Línea 230.0 kV | LineString | 230.0 kV | 2 |  |  | CFE |  |  |  |  | OpenStreetMap | {"type":"Feature","properties":{},"geometry":{"type":"LineString","coordinates":[[-102.21292,17.94107],[-102.21326,17.94122],[-102.21361,17.94059],[-102.21524,17.93744],[-102.21657,17.9349],[-102.21628,17.93431],[-102.21397,17.93319],[-102.2138,17.93352]]}}
Línea 230.0 kV | LineString | 230.0 kV | 1 |  |  | Comisión Federal de Electricidad |  |  |  |  | OpenStreetMap | {"type":"Feature","properties":{},"geometry":{"type":"LineString","coordinates":[[-102.12188,17.98707],[-102.12347,17.98786]]}}
Línea 230.0 kV | LineString | 230.0 kV | 1 |  |  | Comisión Federal de Electricidad |  |  |  |  | OpenStreetMap | {"type":"Feature","properties":{},"geometry":{"type":"LineString","coordinates":[[-102.12178,17.98735],[-102.12347,17.98786]]}}
Línea 230.0 kV | LineString | 230.0 kV | 1 |  |  | Comisión Federal de Electricidad |  |  |  |  | OpenStreetMap | {"type":"Feature","properties":{},"geometry":{"type":"LineString","coordinates":[[-102.12173,17.9875],[-102.1234,17.98813]]}}
Línea 230.0 kV | LineString | 230.0 kV | 1 |  |  | Comisión Federal de Electricidad |  |  |  |  | OpenStreetMap | {"type":"Feature","properties":{},"geometry":{"type":"LineString","coordinates":[[-102.12162,17.98779],[-102.1234,17.98813]]}}
Línea 230.0 kV | LineString | 230.0 kV | 2 |  |  | Comisión Federal de Electricidad |  |  |  |  | OpenStreetMap | {"type":"Feature","properties":{},"geometry":{"type":"LineString","coordinates":[[-102.12417,17.98635],[-102.12638,17.98831],[-102.12859,17.98904],[-102.13243,17.99033],[-102.13531,17.99128],[-102.13819,17.99225],[-102.1406,17.99306],[-102.14327,17.99395],[-102.14595,17.99484],[-102.14827,17.99562],[-102.1507,17.99643],[-102.15342,17.99734],[-102.15548,17.99803],[-102.15844,17.99715],[-102.16036,17.99526],[-102.16231,17.99342],[-102.1639,17.99187],[-102.16566,17.99021]]}}
Línea 230.0 kV | LineString | 230.0 kV | 1 |  |  | Comisión Federal de Electricidad |  |  |  |  | OpenStreetMap | {"type":"Feature","properties":{},"geometry":{"type":"LineString","coordinates":[[-102.17048,18.05095],[-102.17042,18.0512],[-102.1685,18.05126],[-102.16602,18.05148],[-102.16351,18.05169],[-102.15738,18.05221],[-102.15259,18.05261],[-102.14412,18.05334],[-102.14119,18.05358],[-102.13781,18.05387],[-102.13508,18.0541],[-102.13152,18.0544],[-102.12739,18.05474],[-102.11998,18.05538],[-102.11543,18.05577],[-102.10886,18.05631],[-102.1009,18.057],[-102.0979,18.05724],[-102.09029,18.05811],[-102.08428,18.05974],[-102.07925,18.06118],[-102.0757,18.06228],[-102.06899,18.06432],[-102.06371,18.06592],[-102.05577,18.06832],[-102.05032,18.06995],[-102.04325,18.07207],[-102.03979,18.07313],[-102.0365,18.07411],[-102.03058,18.07593],[-102.02369,18.07798],[-102.01885,18.07943],[-102.0149,18.08063],[-102.01221,18.08145],[-102.00847,18.08259],[-102.00482,18.0837],[-102.00171,18.08462],[-101.9983,18.08565],[-101.99148,18.08773],[-101.98521,18.0896],[-101.97732,18.09199],[-101.97158,18.09369],[-101.96784,18.09482],[-101.96285,18.09638],[-101.9584,18.09929],[-101.95612,18.10084],[-101.95219,18.10349],[-101.94972,18.10509],[-101.94616,18.10746],[-101.94348,18.10926],[-101.94086,18.11098],[-101.9367,18.11378],[-101.93342,18.11591],[-101.92463,18.12177],[-101.91983,18.12497],[-101.91845,18.1288],[-101.91541,18.13782],[-101.91448,18.14071],[-101.91312,18.14481],[-101.91171,18.14884],[-101.91055,18.15229],[-101.909,18.15683],[-101.90767,18.16082],[-101.9062,18.16513],[-101.90491,18.16897],[-101.90271,18.17541],[-101.90026,18.18257],[-101.89872,18.18712],[-101.89788,18.18964],[-101.89767,18.19324],[-101.89752,18.19551],[-101.8973,18.20065],[-101.89707,18.20379],[-101.89685,18.20709],[-101.8966,18.2114],[-101.8962,18.21817],[-101.89589,18.22318],[-101.89555,18.22823],[-101.89542,18.23041],[-101.89503,18.23925],[-101.89767,18.24304],[-101.90305,18.25008],[-101.90736,18.25581],[-101.91005,18.25953],[-101.90755,18.26736],[-101.90618,18.27191],[-101.90411,18.27865],[-101.90278,18.27915],[-101.90257,18.27911]]}}
Línea 230.0 kV | LineString | 230.0 kV | 1 |  |  | CFE |  |  |  |  | OpenStreetMap | {"type":"Feature","properties":{},"geometry":{"type":"LineString","coordinates":[[-102.183,18.04782],[-102.18321,18.04804],[-102.17919,18.05079],[-102.17554,18.05065],[-102.17057,18.05126],[-102.17048,18.05095]]}}
Línea 230.0 kV | LineString | 230.0 kV | 1 |  |  | CFE |  |  |  |  | OpenStreetMap | {"type":"Feature","properties":{},"geometry":{"type":"LineString","coordinates":[[-102.18321,18.04769],[-102.1834,18.04796],[-102.18773,18.04959],[-102.18895,18.05015]]}}
Línea 230.0 kV | LineString | 230.0 kV | 1 |  |  | CFE |  |  |  |  | OpenStreetMap | {"type":"Feature","properties":{},"geometry":{"type":"LineString","coordinates":[[-102.19622,17.93984],[-102.19657,17.93934]]}}
Línea 230.0 kV | LineString | 230.0 kV | 1 |  |  | CFE |  |  |  |  | OpenStreetMap | {"type":"Feature","properties":{},"geometry":{"type":"LineString","coordinates":[[-102.19622,17.93984],[-102.19694,17.93952]]}}
Línea 230.0 kV | LineString | 230.0 kV | 2 |  |  | CFE |  |  |  |  | OpenStreetMap | {"type":"Feature","properties":{},"geometry":{"type":"LineString","coordinates":[[-102.19497,17.94819],[-102.19372,17.94454],[-102.19622,17.93984]]}}
Línea 230.0 kV | LineString | 230.0 kV | 1 |  |  | CFE |  |  |  |  | OpenStreetMap | {"type":"Feature","properties":{},"geometry":{"type":"LineString","coordinates":[[-102.18405,18.04718],[-102.18416,18.04733],[-102.18902,18.04911],[-102.19333,18.04863],[-102.19613,18.04615],[-102.19994,18.04279],[-102.20328,18.03982],[-102.20733,18.03622],[-102.21079,18.03316],[-102.21514,18.0293],[-102.21828,18.02649],[-102.21944,18.02363],[-102.22094,18.01984],[-102.2223,18.01639],[-102.22363,18.013],[-102.22488,18.0099],[-102.22606,18.00678],[-102.22728,18.00365],[-102.22939,18.00147],[-102.23159,17.99917],[-102.23215,17.99603],[-102.23269,17.99278],[-102.23319,17.98987],[-102.23383,17.98638],[-102.2344,17.98301],[-102.2349,17.98017],[-102.23507,17.97915],[-102.23538,17.97734],[-102.2359,17.97424],[-102.23641,17.97137],[-102.23648,17.97094],[-102.2364,17.96734],[-102.23606,17.96699],[-102.23417,17.96504],[-102.23206,17.96449],[-102.22894,17.96368],[-102.2264,17.96193],[-102.22336,17.95981],[-102.22059,17.95793],[-102.21897,17.95682],[-102.21786,17.95605],[-102.21475,17.9539],[-102.21154,17.95366],[-102.20821,17.95338],[-102.20314,17.95234],[-102.20119,17.9514],[-102.19733,17.94954],[-102.19497,17.94819]]}}
Línea 230.0 kV | LineString | 230.0 kV | 1 |  |  | CFE |  |  |  |  | OpenStreetMap | {"type":"Feature","properties":{},"geometry":{"type":"LineString","coordinates":[[-102.18396,18.04723],[-102.18407,18.04742],[-102.18908,18.04953],[-102.19338,18.04914],[-102.19794,18.0451],[-102.19994,18.04332],[-102.20314,18.0404],[-102.20766,18.03646],[-102.21102,18.03348],[-102.21552,18.02946],[-102.21878,18.02658],[-102.21979,18.02395],[-102.22108,18.02067],[-102.22195,18.01842],[-102.22275,18.01637],[-102.22393,18.01332],[-102.22522,18.01003],[-102.22651,18.00653],[-102.22756,18.0039],[-102.22951,18.0019],[-102.23,18.00137],[-102.23195,17.99935],[-102.23223,17.99777],[-102.23232,17.99733],[-102.23251,17.99614],[-102.23272,17.99487],[-102.23302,17.99313],[-102.23365,17.98956],[-102.2338,17.98868],[-102.2342,17.98629],[-102.23484,17.98268],[-102.23551,17.97893],[-102.23611,17.97529],[-102.23618,17.97486],[-102.23671,17.97176],[-102.23751,17.96734],[-102.23546,17.96514],[-102.23225,17.96421],[-102.2291,17.96334],[-102.22605,17.96124],[-102.22299,17.95914],[-102.22031,17.9573],[-102.21926,17.95662],[-102.21825,17.95586],[-102.21489,17.95355],[-102.21133,17.95328],[-102.20806,17.95303],[-102.20316,17.95192],[-102.20125,17.95102],[-102.1975,17.94922],[-102.19497,17.94819]]}}
Línea 230.0 kV | LineString | 230.0 kV | 1 |  |  | CFE |  |  |  |  | OpenStreetMap | {"type":"Feature","properties":{},"geometry":{"type":"LineString","coordinates":[[-102.12237,17.98573],[-102.12417,17.98635]]}}
Línea 230.0 kV | LineString | 230.0 kV | 1 |  |  | CFE |  |  |  |  | OpenStreetMap | {"type":"Feature","properties":{},"geometry":{"type":"LineString","coordinates":[[-102.12226,17.98601],[-102.12417,17.98635]]}}
Línea 230.0 kV | LineString | 230.0 kV | 1 |  |  | CFE |  |  |  |  | OpenStreetMap | {"type":"Feature","properties":{},"geometry":{"type":"LineString","coordinates":[[-96.23839,19.15033],[-96.23873,19.15008],[-96.24122,19.14886]]}}
Línea 230.0 kV | LineString | 230.0 kV | 1 |  |  | CFE |  |  |  |  | OpenStreetMap | {"type":"Feature","properties":{},"geometry":{"type":"LineString","coordinates":[[-96.23846,19.15047],[-96.23883,19.15028],[-96.24122,19.14886]]}}
Línea 230.0 kV | LineString | 230.0 kV | 1 |  |  | CFE |  |  |  |  | OpenStreetMap | {"type":"Feature","properties":{},"geometry":{"type":"LineString","coordinates":[[-96.25264,19.14272],[-96.2485,19.14489],[-96.24469,19.14704]]}}
Línea 230.0 kV | LineString | 230.0 kV | 2 |  |  | CFE |  |  |  |  | OpenStreetMap | {"type":"Feature","properties":{},"geometry":{"type":"LineString","coordinates":[[-96.24122,19.14886],[-96.24469,19.14704]]}}
Línea 230.0 kV | LineString | 230.0 kV | 1 |  |  | CFE |  |  |  |  | OpenStreetMap | {"type":"Feature","properties":{},"geometry":{"type":"LineString","coordinates":[[-99.71727,20.20268],[-99.71771,20.20372],[-99.71877,20.20625],[-99.71961,20.2092],[-99.71948,20.21162],[-99.719,20.21198],[-99.71832,20.21171]]}}
Línea 230.0 kV | LineString | 230.0 kV |  |  |  | CFE |  |  |  |  | OpenStreetMap | {"type":"Feature","properties":{},"geometry":{"type":"LineString","coordinates":[[-99.71417,20.18498],[-99.71412,20.18567],[-99.71393,20.18981],[-99.71383,20.19155],[-99.71435,20.19337],[-99.71486,20.19511],[-99.71482,20.19628],[-99.71447,20.19738],[-99.71363,20.20015],[-99.71348,20.20109]]}}
Línea 230.0 kV | LineString | 230.0 kV | 1 |  |  | CFE |  |  |  |  | OpenStreetMap | {"type":"Feature","properties":{},"geometry":{"type":"LineString","coordinates":[[-99.05942,19.55459],[-99.05888,19.55494]]}}
Línea 230.0 kV | LineString | 230.0 kV | 2 |  |  | CFE |  |  |  |  | OpenStreetMap | {"type":"Feature","properties":{},"geometry":{"type":"LineString","coordinates":[[-98.97657,19.62128],[-98.97503,19.62214],[-98.97183,19.62394],[-98.96859,19.62537],[-98.96556,19.62669],[-98.96221,19.62817],[-98.9612,19.62861],[-98.96065,19.62883],[-98.96017,19.62905],[-98.95902,19.62955],[-98.95569,19.63102],[-98.95191,19.63267],[-98.94889,19.634],[-98.94601,19.63498],[-98.94254,19.63616],[-98.93903,19.63735],[-98.9355,19.63856],[-98.93218,19.63968],[-98.92884,19.64082],[-98.92557,19.64196],[-98.92185,19.6432],[-98.91849,19.64435],[-98.91517,19.64547],[-98.91184,19.64658],[-98.90842,19.64772],[-98.9066,19.64836]]}}
Línea 230.0 kV | LineString | 230.0 kV | 1 |  |  | CFE |  |  |  |  | OpenStreetMap | {"type":"Feature","properties":{},"geometry":{"type":"LineString","coordinates":[[-100.1203,20.45891],[-100.12014,20.45978],[-100.12006,20.46267]]}}
Línea 230.0 kV | LineString | 230.0 kV | 1 |  |  | CFE |  |  |  |  | OpenStreetMap | {"type":"Feature","properties":{},"geometry":{"type":"LineString","coordinates":[[-100.12063,20.45895],[-100.12052,20.4597],[-100.12006,20.46267]]}}
Línea 230.0 kV | LineString | 230.0 kV | 2 |  |  | CFE |  |  |  |  | OpenStreetMap | {"type":"Feature","properties":{},"geometry":{"type":"LineString","coordinates":[[-100.12006,20.46267],[-100.12142,20.46543],[-100.12282,20.4682],[-100.12427,20.4712],[-100.12575,20.47419],[-100.12679,20.47623],[-100.12781,20.47834]]}}
Línea 230.0 kV | LineString | 230.0 kV | 1 |  |  | CFE |  |  |  |  | OpenStreetMap | {"type":"Feature","properties":{},"geometry":{"type":"LineString","coordinates":[[-100.12781,20.47834],[-100.13007,20.48063],[-100.1329,20.48315],[-100.13592,20.48587],[-100.1388,20.48844],[-100.14139,20.49075],[-100.14417,20.49323],[-100.14698,20.49573],[-100.14958,20.49806],[-100.15224,20.50045],[-100.15524,20.50313],[-100.15837,20.50591],[-100.16153,20.50875],[-100.16435,20.51126],[-100.16703,20.51363],[-100.16965,20.51599],[-100.17243,20.51846],[-100.17529,20.52107],[-100.17805,20.52353],[-100.1815,20.52524],[-100.18501,20.52699],[-100.18853,20.52872],[-100.19228,20.53059],[-100.19629,20.53258],[-100.20049,20.53467],[-100.20426,20.53653],[-100.2076,20.53819],[-100.21115,20.53993],[-100.21463,20.54167],[-100.21779,20.54324],[-100.2213,20.54498],[-100.22504,20.54684],[-100.22849,20.54854],[-100.23198,20.55028],[-100.23546,20.552],[-100.23902,20.55376],[-100.24259,20.55553],[-100.24727,20.55785],[-100.25055,20.55948],[-100.25417,20.56128],[-100.25866,20.56351],[-100.26155,20.56494],[-100.26453,20.56643],[-100.26873,20.56849],[-100.27208,20.57017],[-100.27556,20.57188],[-100.27899,20.57358],[-100.2816,20.57504],[-100.28349,20.57661],[-100.2854,20.5782],[-100.28819,20.57957],[-100.28882,20.57989]]}}
Línea 230.0 kV | LineString | 230.0 kV | 1 |  |  | CFE |  |  |  |  | OpenStreetMap | {"type":"Feature","properties":{},"geometry":{"type":"LineString","coordinates":[[-99.27684,19.93375],[-99.27673,19.93343],[-99.27805,19.93264],[-99.27821,19.93024],[-99.27754,19.92685],[-99.27744,19.92419],[-99.27719,19.92084],[-99.27705,19.91702],[-99.27682,19.91352],[-99.27659,19.91018],[-99.27626,19.90662],[-99.276,19.90306],[-99.2759,19.8997],[-99.27567,19.89582],[-99.27527,19.8949],[-99.27514,19.89459]]}}
Línea 230.0 kV | LineString | 230.0 kV | 1 |  |  | CFE |  |  |  |  | OpenStreetMap | {"type":"Feature","properties":{},"geometry":{"type":"LineString","coordinates":[[-100.54229,20.57307],[-100.54155,20.57333]]}}
Línea 230.0 kV | LineString | 230.0 kV | 2 |  |  | CFE |  |  |  |  | OpenStreetMap | {"type":"Feature","properties":{},"geometry":{"type":"LineString","coordinates":[[-100.51406,20.63223],[-100.51195,20.62898],[-100.51024,20.62637],[-100.50854,20.62375],[-100.5065,20.6206],[-100.50437,20.61737],[-100.50333,20.61465],[-100.50226,20.61198],[-100.50177,20.61079],[-100.50127,20.60956],[-100.50022,20.60689],[-100.49916,20.60441],[-100.49752,20.6006],[-100.4956,20.59624],[-100.49423,20.59304],[-100.49326,20.59072],[-100.49306,20.59027]]}}
Línea 230.0 kV | LineString | 230.0 kV | 2 |  |  | CFE |  |  |  |  | OpenStreetMap | {"type":"Feature","properties":{},"geometry":{"type":"LineString","coordinates":[[-100.49306,20.59027],[-100.49411,20.59018],[-100.49523,20.59008],[-100.4964,20.58993],[-100.49785,20.58973],[-100.499,20.58933],[-100.50068,20.58912],[-100.50223,20.58892],[-100.50335,20.58868],[-100.50441,20.58825],[-100.50616,20.58738],[-100.5078,20.58655],[-100.50887,20.58616],[-100.51047,20.58571],[-100.51214,20.58524],[-100.51377,20.58477],[-100.51542,20.5843],[-100.51707,20.58383],[-100.51742,20.58416],[-100.51774,20.5855],[-100.51806,20.58684],[-100.51961,20.58654],[-100.5232,20.58493],[-100.52688,20.58324],[-100.53055,20.58156],[-100.5343,20.57986],[-100.53806,20.57814],[-100.54127,20.57669],[-100.54276,20.57601],[-100.54246,20.57409],[-100.54229,20.57307]]}}
Línea 230.0 kV | LineString | 230.0 kV | 1 |  |  | CFE |  |  |  |  | OpenStreetMap | {"type":"Feature","properties":{},"geometry":{"type":"LineString","coordinates":[[-100.54229,20.57307],[-100.54147,20.57301]]}}
Línea 230.0 kV | LineString | 230.0 kV | 2 |  |  | CFE |  |  |  |  | OpenStreetMap | {"type":"Feature","properties":{},"geometry":{"type":"LineString","coordinates":[[-99.2561,19.48675],[-99.25664,19.48663]]}}
Línea 230.0 kV | LineString | 230.0 kV | 2 |  |  | CFE |  |  |  |  | OpenStreetMap | {"type":"Feature","properties":{},"geometry":{"type":"LineString","coordinates":[[-99.18808,19.68003],[-99.1882,19.68199],[-99.18822,19.68394]]}}
Línea 230.0 kV | LineString | 230.0 kV | 1 |  |  | CFE |  |  |  |  | OpenStreetMap | {"type":"Feature","properties":{},"geometry":{"type":"LineString","coordinates":[[-99.18721,19.63856],[-99.18748,19.63804]]}}
Línea 230.0 kV | LineString | 230.0 kV | 1 |  |  | CFE |  |  |  |  | OpenStreetMap | {"type":"Feature","properties":{},"geometry":{"type":"LineString","coordinates":[[-99.18721,19.63856],[-99.18708,19.63804]]}}
Línea 230.0 kV | LineString | 230.0 kV | 2 |  |  | CFE |  |  |  |  | OpenStreetMap | {"type":"Feature","properties":{},"geometry":{"type":"LineString","coordinates":[[-99.18595,19.63908],[-99.18721,19.63856]]}}
Línea 230.0 kV | LineString | 230.0 kV | 4 |  |  | CFE |  |  |  |  | OpenStreetMap | {"type":"Feature","properties":{},"geometry":{"type":"LineString","coordinates":[[-99.21733,19.76141],[-99.21789,19.76451],[-99.21823,19.76676],[-99.21868,19.76973],[-99.21918,19.77266],[-99.21965,19.77542],[-99.21997,19.77746],[-99.22024,19.77856],[-99.22061,19.77984],[-99.22116,19.78236],[-99.22137,19.78359],[-99.22189,19.78595],[-99.22259,19.78886],[-99.22322,19.79178],[-99.22391,19.79464],[-99.22438,19.79689],[-99.22502,19.7997],[-99.22542,19.80183],[-99.22588,19.8048],[-99.22623,19.80688],[-99.22671,19.80977],[-99.22718,19.81258],[-99.22762,19.81539],[-99.22802,19.81785],[-99.22849,19.82069],[-99.22893,19.82339],[-99.22942,19.82629],[-99.22994,19.82941],[-99.23034,19.83188],[-99.23079,19.83468],[-99.23128,19.83744],[-99.23169,19.84008],[-99.23216,19.84289],[-99.23259,19.84557],[-99.23307,19.84851],[-99.23352,19.85119],[-99.23401,19.85417],[-99.23442,19.85653],[-99.23468,19.85794]]}}
Línea 230.0 kV | LineString | 230.0 kV | 1 |  |  | CFE |  |  |  |  | OpenStreetMap | {"type":"Feature","properties":{},"geometry":{"type":"LineString","coordinates":[[-99.23637,19.85832],[-99.23653,19.85844]]}}
Línea 230.0 kV | LineString | 230.0 kV | 1 |  |  | CFE |  |  |  |  | OpenStreetMap | {"type":"Feature","properties":{},"geometry":{"type":"LineString","coordinates":[[-99.23656,19.85826],[-99.23637,19.85832]]}}
Línea 230.0 kV | LineString | 230.0 kV | 4 |  |  | CFE |  |  |  |  | OpenStreetMap | {"type":"Feature","properties":{},"geometry":{"type":"LineString","coordinates":[[-99.23468,19.85794],[-99.23481,19.85883],[-99.23525,19.86159],[-99.23574,19.86455],[-99.23614,19.86708],[-99.23646,19.86903],[-99.23777,19.87151],[-99.23807,19.87255]]}}
Línea 230.0 kV | LineString | 230.0 kV | 2 |  |  | CFE |  |  |  |  | OpenStreetMap | {"type":"Feature","properties":{},"geometry":{"type":"LineString","coordinates":[[-99.07287,19.33349],[-99.0718,19.33313],[-99.06921,19.33271],[-99.0668,19.3323],[-99.06532,19.33202]]}}
Línea 230.0 kV | LineString | 230.0 kV | 1 |  |  | CFE |  |  |  |  | OpenStreetMap | {"type":"Feature","properties":{},"geometry":{"type":"LineString","coordinates":[[-99.54277,19.31367],[-99.54292,19.31361]]}}
Línea 230.0 kV | LineString | 230.0 kV | 2 |  |  | CFE |  |  |  |  | OpenStreetMap | {"type":"Feature","properties":{},"geometry":{"type":"LineString","coordinates":[[-99.54292,19.31361],[-99.54344,19.31427]]}}
Línea 230.0 kV | LineString | 230.0 kV | 1 |  |  | CFE |  |  |  |  | OpenStreetMap | {"type":"Feature","properties":{},"geometry":{"type":"LineString","coordinates":[[-100.58922,21.33622],[-100.58965,21.33574],[-100.59189,21.3335],[-100.59364,21.33169],[-100.59583,21.32948],[-100.59799,21.32726],[-100.60011,21.32512],[-100.60072,21.32183],[-100.60132,21.31882],[-100.60194,21.31541],[-100.60253,21.31217],[-100.603,21.30982],[-100.6035,21.30701],[-100.60132,21.30545],[-100.59964,21.30426],[-100.6004,21.30218],[-100.60118,21.30011],[-100.60301,21.29879],[-100.60495,21.29741],[-100.60599,21.29668],[-100.60899,21.29449],[-100.61066,21.29362],[-100.61205,21.29289],[-100.61343,21.29217],[-100.61495,21.29138],[-100.61613,21.29031],[-100.61731,21.28924],[-100.61834,21.28846],[-100.61942,21.28766],[-100.62051,21.28766],[-100.62168,21.28765],[-100.62274,21.28764],[-100.62385,21.28698],[-100.62497,21.28696],[-100.62613,21.28694],[-100.62753,21.28638],[-100.62864,21.28593],[-100.62786,21.28422],[-100.6288,21.28382],[-100.62991,21.28335],[-100.63103,21.2829],[-100.63234,21.28237],[-100.63296,21.28202],[-100.63332,21.28182],[-100.63363,21.28165],[-100.63438,21.28133],[-100.63473,21.28207]]}}
Línea 230.0 kV | LineString | 230.0 kV | 1 |  |  | CFE |  |  |  |  | OpenStreetMap | {"type":"Feature","properties":{},"geometry":{"type":"LineString","coordinates":[[-100.61258,21.24793],[-100.61201,21.24806],[-100.61007,21.24885],[-100.60931,21.25245],[-100.60853,21.25628],[-100.61354,21.2618],[-100.61617,21.26475],[-100.61884,21.2677],[-100.62156,21.27067],[-100.62422,21.27363],[-100.62661,21.27593],[-100.62923,21.27843],[-100.63173,21.28083],[-100.63291,21.28222],[-100.63317,21.28275]]}}
Línea 230.0 kV | LineString | 230.0 kV | 1 |  |  | CFE |  |  |  |  | OpenStreetMap | {"type":"Feature","properties":{},"geometry":{"type":"LineString","coordinates":[[-100.61199,21.2453],[-100.61204,21.24583],[-100.61189,21.24651],[-100.61209,21.24697]]}}
Línea 230.0 kV | LineString | 230.0 kV | 1 |  |  | CFE |  |  |  |  | OpenStreetMap | {"type":"Feature","properties":{},"geometry":{"type":"LineString","coordinates":[[-100.61233,21.24506],[-100.61279,21.24551],[-100.61311,21.24602]]}}
Línea 230.0 kV | LineString | 230.0 kV | 1 |  |  | CFE |  |  |  |  | OpenStreetMap | {"type":"Feature","properties":{},"geometry":{"type":"LineString","coordinates":[[-100.60751,21.24344],[-100.60776,21.24415],[-100.60924,21.24781],[-100.60998,21.24863],[-100.61201,21.24806],[-100.61251,21.24777]]}}
Línea 230.0 kV | LineString | 230.0 kV | 1 |  |  | CFE |  |  |  |  | OpenStreetMap | {"type":"Feature","properties":{},"geometry":{"type":"LineString","coordinates":[[-103.37617,20.45742],[-103.3765,20.45664]]}}
Línea 230.0 kV | LineString | 230.0 kV | 1 |  |  | CFE |  |  |  |  | OpenStreetMap | {"type":"Feature","properties":{},"geometry":{"type":"LineString","coordinates":[[-103.37577,20.45708],[-103.37604,20.45644]]}}
Línea 230.0 kV | LineString | 230.0 kV | 1 |  |  | CFE |  |  |  |  | OpenStreetMap | {"type":"Feature","properties":{},"geometry":{"type":"LineString","coordinates":[[-103.37618,20.45652],[-103.37577,20.45708]]}}
Línea 230.0 kV | LineString | 230.0 kV | 1 |  |  | CFE |  |  |  |  | OpenStreetMap | {"type":"Feature","properties":{},"geometry":{"type":"LineString","coordinates":[[-103.37666,20.45672],[-103.37617,20.45742]]}}
Línea 230.0 kV | LineString | 230.0 kV | 2 |  |  | CFE |  |  |  |  | OpenStreetMap | {"type":"Feature","properties":{},"geometry":{"type":"LineString","coordinates":[[-103.37577,20.45708],[-103.37465,20.45922],[-103.37342,20.46158],[-103.3678,20.46434]]}}
Línea 230.0 kV | LineString | 230.0 kV | 2 |  |  | CFE |  |  |  |  | OpenStreetMap | {"type":"Feature","properties":{},"geometry":{"type":"LineString","coordinates":[[-103.37617,20.45742],[-103.37542,20.46001],[-103.37672,20.46164],[-103.37804,20.46326]]}}
Línea 230.0 kV | LineString | 230.0 kV | 1 |  |  | CFE |  |  |  |  | OpenStreetMap | {"type":"Feature","properties":{},"geometry":{"type":"LineString","coordinates":[[-99.22763,18.9606],[-99.22724,18.96076]]}}
Línea 230.0 kV | LineString | 230.0 kV | 1 |  |  | CFE |  |  |  |  | OpenStreetMap | {"type":"Feature","properties":{},"geometry":{"type":"LineString","coordinates":[[-99.22763,18.9606],[-99.22724,18.96053]]}}
Línea 230.0 kV | LineString | 230.0 kV | 1 |  |  | CFE |  |  |  |  | OpenStreetMap | {"type":"Feature","properties":{},"geometry":{"type":"LineString","coordinates":[[-97.89924,22.36856],[-97.8988,22.36872]]}}
Línea 230.0 kV | LineString | 230.0 kV | 1 |  |  | CFE |  |  |  |  | OpenStreetMap | {"type":"Feature","properties":{},"geometry":{"type":"LineString","coordinates":[[-97.8989,22.36887],[-97.89924,22.36856]]}}
Línea 230.0 kV | LineString | 230.0 kV |  |  |  | CFE |  |  |  |  | OpenStreetMap | {"type":"Feature","properties":{},"geometry":{"type":"LineString","coordinates":[[-98.07335,19.39486],[-98.07324,19.39905],[-98.0723,19.40187],[-98.07135,19.4047],[-98.07016,19.40822],[-98.06897,19.41172],[-98.06777,19.41523],[-98.06663,19.41857],[-98.06556,19.42183],[-98.06455,19.42487],[-98.06364,19.42827],[-98.06276,19.43178],[-98.06174,19.43549],[-98.06093,19.4387],[-98.05997,19.44214],[-98.05897,19.44582],[-98.05814,19.44899],[-98.05721,19.45244],[-98.05633,19.45581],[-98.05531,19.4597],[-98.05432,19.46325],[-98.05339,19.46683],[-98.0524,19.47047],[-98.05151,19.47397],[-98.05058,19.47738],[-98.0497,19.48074],[-98.04885,19.48396],[-98.04822,19.48632],[-98.04747,19.48913],[-98.04674,19.49197],[-98.04398,19.49404],[-98.04338,19.49717],[-98.04433,19.49836],[-98.04529,19.49839],[-98.04611,19.49842]]}}
Línea 230.0 kV | LineString | 230.0 kV |  |  |  | CFE |  |  |  |  | OpenStreetMap | {"type":"Feature","properties":{},"geometry":{"type":"LineString","coordinates":[[-98.07381,19.36915],[-98.07379,19.37086]]}}
Línea 230.0 kV | LineString | 230.0 kV | 1 |  |  | CFE |  |  |  |  | OpenStreetMap | {"type":"Feature","properties":{},"geometry":{"type":"LineString","coordinates":[[-98.09307,19.38571],[-98.09253,19.38547],[-98.09151,19.385],[-98.09051,19.38529]]}}
Línea 230.0 kV | LineString | 230.0 kV | 1 |  |  | CFE |  |  |  |  | OpenStreetMap | {"type":"Feature","properties":{},"geometry":{"type":"LineString","coordinates":[[-98.08426,19.39636],[-98.08574,19.39539],[-98.0858,19.39521]]}}
Línea 230.0 kV | LineString | 230.0 kV | 2 |  |  | CFE |  |  |  |  | OpenStreetMap | {"type":"Feature","properties":{},"geometry":{"type":"LineString","coordinates":[[-98.09246,19.38606],[-98.09135,19.38562],[-98.09051,19.38529]]}}
Línea 230.0 kV | LineString | 230.0 kV |  |  |  | CFE |  |  |  |  | OpenStreetMap | {"type":"Feature","properties":{},"geometry":{"type":"LineString","coordinates":[[-98.07379,19.37086],[-98.0737,19.37474],[-98.07363,19.37929],[-98.07356,19.38221],[-98.07359,19.38527],[-98.07347,19.38832],[-98.07338,19.39153],[-98.07335,19.39486]]}}
Línea 230.0 kV | LineString | 230.0 kV | 2 |  |  | CFE |  |  |  |  | OpenStreetMap | {"type":"Feature","properties":{},"geometry":{"type":"LineString","coordinates":[[-98.09051,19.38529],[-98.08805,19.38632],[-98.08537,19.38815],[-98.08175,19.39064],[-98.0781,19.39312],[-98.07553,19.39488],[-98.07335,19.39486]]}}
Línea 230.0 kV | LineString | 230.0 kV |  |  |  | CFE |  |  |  |  | OpenStreetMap | {"type":"Feature","properties":{},"geometry":{"type":"LineString","coordinates":[[-98.09246,19.38606],[-98.09285,19.38615]]}}
Línea 230.0 kV | LineString | 230.0 kV |  |  |  | CFE |  |  |  |  | OpenStreetMap | {"type":"Feature","properties":{},"geometry":{"type":"LineString","coordinates":[[-98.09277,19.3863],[-98.09246,19.38606]]}}
Línea 230.0 kV | LineString | 230.0 kV | 1 |  |  | CFE |  |  |  |  | OpenStreetMap | {"type":"Feature","properties":{},"geometry":{"type":"LineString","coordinates":[[-98.3541,19.54975],[-98.35378,19.55032]]}}
Línea 230.0 kV | LineString | 230.0 kV | 1 |  |  | CFE |  |  |  |  | OpenStreetMap | {"type":"Feature","properties":{},"geometry":{"type":"LineString","coordinates":[[-98.3541,19.54975],[-98.35407,19.55038]]}}
Línea 230.0 kV | LineString | 230.0 kV | 2 |  |  | CFE |  |  |  |  | OpenStreetMap | {"type":"Feature","properties":{},"geometry":{"type":"LineString","coordinates":[[-98.3541,19.54975],[-98.35836,19.55055],[-98.36211,19.55136],[-98.36617,19.55225],[-98.36987,19.55313],[-98.37373,19.55384],[-98.37765,19.55473],[-98.3817,19.55563],[-98.38563,19.55655],[-98.3894,19.5573],[-98.39311,19.55808],[-98.39706,19.55889],[-98.40092,19.55969],[-98.4047,19.5605],[-98.40845,19.56131],[-98.41229,19.56216],[-98.41617,19.56304],[-98.41994,19.56388],[-98.42383,19.56461],[-98.42781,19.5655],[-98.4318,19.5664],[-98.43576,19.56724],[-98.43947,19.56803],[-98.44324,19.56883],[-98.44694,19.56958],[-98.45064,19.57039],[-98.45444,19.57126],[-98.4582,19.57202],[-98.46214,19.57286],[-98.46581,19.57369],[-98.46961,19.5745],[-98.47505,19.5757],[-98.4787,19.57643],[-98.48268,19.57728],[-98.48655,19.57809],[-98.49034,19.579],[-98.49414,19.57968],[-98.49781,19.58053],[-98.50202,19.58141],[-98.50609,19.58222],[-98.50963,19.58296],[-98.51474,19.58406],[-98.51781,19.58479],[-98.52177,19.58563],[-98.52553,19.58642],[-98.52938,19.58723],[-98.53297,19.588],[-98.53661,19.58877],[-98.54016,19.58954],[-98.54365,19.59031],[-98.5473,19.5911],[-98.5515,19.592],[-98.55489,19.59271],[-98.55899,19.59356],[-98.56242,19.59429],[-98.56609,19.59505],[-98.57129,19.59624],[-98.57254,19.59649],[-98.57385,19.59672]]}}
Línea 230.0 kV | LineString | 230.0 kV | 1 |  |  | CFE |  |  |  |  | OpenStreetMap | {"type":"Feature","properties":{},"geometry":{"type":"LineString","coordinates":[[-98.57548,19.62733],[-98.5757,19.62664],[-98.57599,19.62563],[-98.57632,19.62451],[-98.57662,19.62331],[-98.57692,19.62212],[-98.57732,19.62092],[-98.57769,19.61978],[-98.57722,19.61834],[-98.57666,19.61658],[-98.57606,19.61472],[-98.5755,19.61297],[-98.57499,19.61138],[-98.57454,19.61],[-98.57426,19.60879],[-98.57432,19.60739],[-98.5744,19.60589],[-98.57428,19.60466],[-98.57436,19.60323],[-98.57451,19.60187],[-98.57456,19.60057],[-98.57397,19.59934],[-98.57429,19.59802],[-98.57443,19.59714],[-98.5742,19.59709],[-98.57412,19.59745]]}}
Línea 230.0 kV | LineString | 230.0 kV | 1 |  |  | CFE |  |  |  |  | OpenStreetMap | {"type":"Feature","properties":{},"geometry":{"type":"LineString","coordinates":[[-97.81033,19.44348],[-97.81085,19.44321]]}}
Línea 230.0 kV | LineString | 230.0 kV | 1 |  |  | CFE |  |  |  |  | OpenStreetMap | {"type":"Feature","properties":{},"geometry":{"type":"LineString","coordinates":[[-97.81033,19.44348],[-97.81072,19.44306]]}}
Línea 230.0 kV | LineString | 230.0 kV | 2 |  |  | CFE |  |  |  |  | OpenStreetMap | {"type":"Feature","properties":{},"geometry":{"type":"LineString","coordinates":[[-97.80755,19.44736],[-97.80847,19.44607],[-97.80943,19.4447],[-97.81033,19.44348]]}}
Línea 230.0 kV | LineString | 230.0 kV | 1 |  |  | CFE |  |  |  |  | OpenStreetMap | {"type":"Feature","properties":{},"geometry":{"type":"LineString","coordinates":[[-97.81206,19.4428],[-97.81149,19.44313]]}}
Línea 230.0 kV | LineString | 230.0 kV | 1 |  |  | CFE |  |  |  |  | OpenStreetMap | {"type":"Feature","properties":{},"geometry":{"type":"LineString","coordinates":[[-97.81206,19.4428],[-97.8116,19.44325]]}}
Línea 230.0 kV | LineString | 230.0 kV | 2 |  |  | CFE |  |  |  |  | OpenStreetMap | {"type":"Feature","properties":{},"geometry":{"type":"LineString","coordinates":[[-97.80933,19.40088],[-97.80913,19.39853]]}}
Línea 230.0 kV | LineString | 230.0 kV | 2 |  |  | CFE |  |  |  |  | OpenStreetMap | {"type":"Feature","properties":{},"geometry":{"type":"LineString","coordinates":[[-97.81206,19.4428],[-97.81305,19.44168],[-97.81274,19.43884],[-97.81241,19.43577],[-97.81198,19.43195],[-97.8115,19.42758],[-97.81113,19.42423],[-97.81079,19.42111],[-97.81203,19.41764],[-97.81271,19.41578],[-97.81019,19.41307],[-97.80996,19.40972],[-97.80971,19.40634],[-97.8095,19.40332],[-97.80933,19.40088]]}}
Línea 230.0 kV | LineString | 230.0 kV | 2 |  |  | CFE |  |  |  |  | OpenStreetMap | {"type":"Feature","properties":{},"geometry":{"type":"LineString","coordinates":[[-97.80913,19.39853],[-97.80887,19.39556],[-97.80867,19.39314],[-97.80838,19.38965],[-97.80581,19.38778],[-97.80333,19.386],[-97.80387,19.38361],[-97.80442,19.38123],[-97.80497,19.37881],[-97.80657,19.37716],[-97.80819,19.37549],[-97.80811,19.37267],[-97.808,19.36981],[-97.80937,19.36736],[-97.81042,19.36547],[-97.81177,19.36305],[-97.81217,19.36037],[-97.81256,19.35776],[-97.81289,19.35547],[-97.8126,19.35273],[-97.81242,19.35116],[-97.81403,19.34778],[-97.81446,19.34495],[-97.81488,19.34213],[-97.81531,19.3393],[-97.81326,19.33603],[-97.81108,19.33254],[-97.80898,19.32921],[-97.80694,19.32595],[-97.80846,19.32277],[-97.80992,19.31978],[-97.8113,19.31686],[-97.81043,19.31385],[-97.80974,19.31146],[-97.80897,19.3088],[-97.8084,19.30684],[-97.8076,19.30405],[-97.80803,19.30235],[-97.81009,19.29993],[-97.81171,19.29797],[-97.81345,19.29599],[-97.81538,19.2937],[-97.81763,19.29107],[-97.81991,19.2884]]}}
Línea 230.0 kV | LineString | 230.0 kV | 1 |  |  | CFE |  |  |  |  | OpenStreetMap | {"type":"Feature","properties":{},"geometry":{"type":"LineString","coordinates":[[-97.76539,19.22037],[-97.76475,19.2207]]}}
Línea 230.0 kV | LineString | 230.0 kV | 1 |  |  | CFE |  |  |  |  | OpenStreetMap | {"type":"Feature","properties":{},"geometry":{"type":"LineString","coordinates":[[-97.76467,19.2204],[-97.76539,19.22037]]}}
Línea 230.0 kV | LineString | 230.0 kV | 1 |  |  | CFE |  |  |  |  | OpenStreetMap | {"type":"Feature","properties":{},"geometry":{"type":"LineString","coordinates":[[-97.80858,19.44722],[-97.80755,19.44736]]}}
Línea 230.0 kV | LineString | 230.0 kV | 1 |  |  | CFE |  |  |  |  | OpenStreetMap | {"type":"Feature","properties":{},"geometry":{"type":"LineString","coordinates":[[-97.80858,19.44722],[-97.80691,19.44685]]}}
Línea 230.0 kV | LineString | 230.0 kV | 2 |  |  | CFE |  |  |  |  | OpenStreetMap | {"type":"Feature","properties":{},"geometry":{"type":"LineString","coordinates":[[-98.04527,19.4988],[-98.04229,19.49837],[-98.04063,19.49805],[-98.03578,19.49702],[-98.03211,19.49633],[-98.02563,19.49505],[-98.02165,19.49428],[-98.01776,19.49343],[-98.01382,19.49259],[-98.01013,19.49181],[-98.00578,19.49082],[-98.00108,19.48983],[-97.99675,19.48891],[-97.99293,19.48806],[-97.98934,19.48723],[-97.98544,19.48623],[-97.98152,19.48532],[-97.97589,19.48398],[-97.97257,19.4833],[-97.96877,19.48241],[-97.9647,19.48137],[-97.96049,19.48049],[-97.95464,19.47913],[-97.95194,19.4785],[-97.94871,19.47773],[-97.94506,19.47693],[-97.94091,19.47588],[-97.93742,19.47513],[-97.93388,19.47433],[-97.93058,19.47347],[-97.92567,19.4724],[-97.9234,19.47185],[-97.91957,19.47088],[-97.91448,19.46987],[-97.90702,19.4681],[-97.90413,19.46751],[-97.89728,19.46601],[-97.8937,19.46522],[-97.8893,19.46429],[-97.88511,19.46344],[-97.88186,19.46271],[-97.87691,19.46163],[-97.87236,19.46063],[-97.86979,19.46009],[-97.8645,19.45892],[-97.85665,19.4572],[-97.85295,19.45642],[-97.84989,19.45573],[-97.84727,19.45527],[-97.84435,19.45463],[-97.83771,19.45323],[-97.83433,19.45254],[-97.8313,19.45193],[-97.82684,19.45099],[-97.82399,19.45038],[-97.82046,19.44969],[-97.81759,19.44911],[-97.81388,19.44835],[-97.81027,19.44759],[-97.80858,19.44722]]}}
Línea 230.0 kV | LineString | 230.0 kV | 1 |  |  | CFE |  |  |  |  | OpenStreetMap | {"type":"Feature","properties":{},"geometry":{"type":"LineString","coordinates":[[-97.80755,19.44736],[-97.80691,19.44685]]}}
Línea 230.0 kV | LineString | 230.0 kV | 1 |  |  | CFE |  |  |  |  | OpenStreetMap | {"type":"Feature","properties":{},"geometry":{"type":"LineString","coordinates":[[-99.82353,16.94282],[-99.82401,16.94283]]}}
Línea 230.0 kV | LineString | 230.0 kV | 1 |  |  | CFE |  |  |  |  | OpenStreetMap | {"type":"Feature","properties":{},"geometry":{"type":"LineString","coordinates":[[-99.82985,16.93937],[-99.82714,16.94282],[-99.8249,16.94347],[-99.82404,16.94314],[-99.82353,16.94282]]}}
Línea 230.0 kV | LineString | 230.0 kV | 2 |  |  | CFE |  |  |  |  | OpenStreetMap | {"type":"Feature","properties":{},"geometry":{"type":"LineString","coordinates":[[-99.82401,16.94283],[-99.82466,16.94086],[-99.82615,16.93608],[-99.82654,16.93475],[-99.82655,16.9347],[-99.82707,16.93288],[-99.82741,16.9318],[-99.82844,16.92853],[-99.82913,16.92623],[-99.83051,16.92175],[-99.83164,16.91832],[-99.83176,16.91498],[-99.83379,16.91179],[-99.83414,16.9114]]}}
Línea 230.0 kV | LineString | 230.0 kV | 1 |  |  | CFE |  |  |  |  | OpenStreetMap | {"type":"Feature","properties":{},"geometry":{"type":"LineString","coordinates":[[-98.88304,18.87078],[-98.88281,18.8703]]}}
Línea 230.0 kV | LineString | 230.0 kV | 1 |  |  | CFE |  |  |  |  | OpenStreetMap | {"type":"Feature","properties":{},"geometry":{"type":"LineString","coordinates":[[-98.88304,18.87078],[-98.88305,18.87026]]}}
Línea 230.0 kV | LineString | 230.0 kV | 2 |  |  | CFE |  |  |  |  | OpenStreetMap | {"type":"Feature","properties":{},"geometry":{"type":"LineString","coordinates":[[-98.88768,18.89969],[-98.8872,18.89656],[-98.88668,18.89327],[-98.88621,18.89021],[-98.88578,18.88754],[-98.88532,18.88458],[-98.88483,18.88147],[-98.88443,18.87896],[-98.88407,18.87647],[-98.88322,18.87156],[-98.88304,18.87078]]}}
Línea 230.0 kV | LineString | 230.0 kV | 1 |  |  | CFE |  |  |  |  | OpenStreetMap | {"type":"Feature","properties":{},"geometry":{"type":"LineString","coordinates":[[-98.88768,18.89969],[-98.8891,18.89926],[-98.89296,18.89811],[-98.89686,18.89694],[-98.90065,18.89581],[-98.90395,18.89483],[-98.90772,18.89369],[-98.91169,18.8925],[-98.91553,18.89135],[-98.91988,18.89005],[-98.9238,18.88887],[-98.92784,18.88765],[-98.93192,18.88644],[-98.93611,18.88519],[-98.94026,18.88394],[-98.94452,18.88265],[-98.94853,18.88146],[-98.95266,18.88023],[-98.95695,18.87894],[-98.96092,18.87774],[-98.96485,18.87656],[-98.96919,18.87527],[-98.97281,18.87418],[-98.97673,18.87302],[-98.97983,18.87214],[-98.9831,18.87114],[-98.98657,18.87007],[-98.98943,18.86924],[-98.99051,18.86887]]}}
Línea 230.0 kV | LineString | 230.0 kV | 1 |  |  | CFE |  |  |  |  | OpenStreetMap | {"type":"Feature","properties":{},"geometry":{"type":"LineString","coordinates":[[-107.63158,30.19826],[-107.63141,30.19856]]}}
Línea 230.0 kV | LineString | 230.0 kV | 1 |  |  | CFE |  |  |  |  | OpenStreetMap | {"type":"Feature","properties":{},"geometry":{"type":"LineString","coordinates":[[-107.63162,30.19859],[-107.63158,30.19826]]}}
Línea 230.0 kV | LineString | 230.0 kV | 2 |  |  | CFE |  |  |  |  | OpenStreetMap | {"type":"Feature","properties":{},"geometry":{"type":"LineString","coordinates":[[-98.87768,19.65816],[-98.8772,19.65862]]}}
Línea 230.0 kV | LineString | 230.0 kV | 3 |  |  | CFE |  |  |  |  | OpenStreetMap | {"type":"Feature","properties":{},"geometry":{"type":"LineString","coordinates":[[-98.8772,19.65862],[-98.87492,19.65939]]}}
Línea 230.0 kV | LineString | 230.0 kV | 1 |  |  | CFE |  |  |  |  | OpenStreetMap | {"type":"Feature","properties":{},"geometry":{"type":"LineString","coordinates":[[-98.90574,19.64822],[-98.90527,19.64881]]}}
Línea 230.0 kV | LineString | 230.0 kV | 1 |  |  | CFE |  |  |  |  | OpenStreetMap | {"type":"Feature","properties":{},"geometry":{"type":"LineString","coordinates":[[-98.9066,19.64836],[-98.90574,19.64822]]}}
Línea 230.0 kV | LineString | 230.0 kV | 1 |  |  | CFE |  |  |  |  | OpenStreetMap | {"type":"Feature","properties":{},"geometry":{"type":"LineString","coordinates":[[-98.9066,19.64836],[-98.90527,19.64881]]}}
Línea 230.0 kV | LineString | 230.0 kV | 4 |  |  | CFE |  |  |  |  | OpenStreetMap | {"type":"Feature","properties":{},"geometry":{"type":"LineString","coordinates":[[-98.54367,20.029],[-98.54421,20.02875],[-98.5455,20.02831],[-98.54683,20.02785],[-98.54808,20.02741],[-98.54908,20.02706],[-98.55044,20.02658],[-98.55192,20.02607],[-98.55339,20.02555],[-98.55486,20.02502],[-98.55628,20.02453],[-98.55775,20.02401],[-98.55884,20.02365],[-98.55981,20.02333]]}}
Línea 230.0 kV | LineString | 230.0 kV | 2 |  |  | CFE |  |  |  |  | OpenStreetMap | {"type":"Feature","properties":{},"geometry":{"type":"LineString","coordinates":[[-98.55981,20.02333],[-98.56105,20.02265],[-98.56258,20.02225],[-98.56411,20.02213],[-98.56568,20.02228],[-98.56712,20.02287],[-98.56849,20.02358],[-98.57028,20.02414],[-98.57356,20.02538],[-98.5763,20.02641],[-98.57887,20.02739],[-98.58051,20.02813],[-98.58194,20.02865],[-98.58593,20.03107],[-98.58849,20.03261],[-98.59087,20.03402],[-98.59321,20.03543],[-98.59569,20.03694],[-98.59943,20.03916],[-98.60312,20.04138],[-98.60509,20.04258],[-98.6068,20.04358],[-98.60734,20.04377],[-98.60835,20.04436],[-98.60882,20.04482],[-98.60973,20.04537],[-98.61165,20.04651],[-98.61322,20.04744],[-98.61549,20.04882],[-98.61702,20.04975],[-98.619,20.05093],[-98.62138,20.05237],[-98.62377,20.0538],[-98.62638,20.05536],[-98.6287,20.05677],[-98.6308,20.05827],[-98.63457,20.06054],[-98.63691,20.06196],[-98.63866,20.06297],[-98.6408,20.06382],[-98.64364,20.06499],[-98.64636,20.06608],[-98.64844,20.06693],[-98.65036,20.06769],[-98.65058,20.06778],[-98.65399,20.06916],[-98.65568,20.06983],[-98.6578,20.07068],[-98.66039,20.07173],[-98.66472,20.0735],[-98.66738,20.07457],[-98.66951,20.07542],[-98.67155,20.07636],[-98.67352,20.07747],[-98.67525,20.07873],[-98.67652,20.07981],[-98.67864,20.08233],[-98.68012,20.08506],[-98.6808,20.08639],[-98.68188,20.0886],[-98.68247,20.08993],[-98.68339,20.09155],[-98.68434,20.09358],[-98.68532,20.09564],[-98.68622,20.09747],[-98.6867,20.09796]]}}
Línea 230.0 kV | LineString | 230.0 kV | 2 |  |  | CFE |  |  |  |  | OpenStreetMap | {"type":"Feature","properties":{},"geometry":{"type":"LineString","coordinates":[[-98.30038,19.98087],[-98.30082,19.98166],[-98.30137,19.98141],[-98.30169,19.98182],[-98.30356,19.98304]]}}
Línea 230.0 kV | LineString | 230.0 kV | 1 |  |  | CFE |  |  |  |  | OpenStreetMap | {"type":"Feature","properties":{},"geometry":{"type":"LineString","coordinates":[[-98.5563,19.69071],[-98.55506,19.6916],[-98.55382,19.69246],[-98.55258,19.69333],[-98.55134,19.69419],[-98.55007,19.69508],[-98.54883,19.69595],[-98.54758,19.69681],[-98.54634,19.69768],[-98.54509,19.69855],[-98.54385,19.69941],[-98.5426,19.70028],[-98.54145,19.70108],[-98.541,19.70047]]}}
Línea 230.0 kV | LineString | 230.0 kV | 2 |  |  | CFE |  |  |  |  | OpenStreetMap | {"type":"Feature","properties":{},"geometry":{"type":"LineString","coordinates":[[-98.58918,19.74808],[-98.5892,19.74733],[-98.58885,19.74661],[-98.58835,19.74608],[-98.58771,19.74568],[-98.58683,19.74521],[-98.58593,19.74475],[-98.58503,19.74427],[-98.58415,19.7438],[-98.58325,19.74332],[-98.58236,19.74286],[-98.58146,19.74238],[-98.58057,19.74192],[-98.57967,19.74144],[-98.57877,19.74096],[-98.57785,19.74047],[-98.57704,19.74005],[-98.57618,19.7396],[-98.57519,19.73909],[-98.57421,19.73856],[-98.57361,19.73809],[-98.57319,19.73746],[-98.57295,19.73679],[-98.57266,19.73579],[-98.57246,19.73505],[-98.57213,19.73382],[-98.57183,19.73282],[-98.57157,19.7319],[-98.57131,19.73098],[-98.57105,19.73007],[-98.57079,19.72915],[-98.57053,19.72823],[-98.57027,19.72731],[-98.57002,19.72641],[-98.56976,19.72549],[-98.56951,19.72457],[-98.56924,19.72365],[-98.56899,19.72273],[-98.56873,19.72182],[-98.56851,19.72104],[-98.56831,19.72033],[-98.56803,19.71934],[-98.56777,19.71842],[-98.56752,19.7175],[-98.56726,19.71659],[-98.56701,19.7157],[-98.56674,19.71476],[-98.56648,19.71384],[-98.56623,19.71293],[-98.56597,19.71201],[-98.56571,19.7111],[-98.56545,19.71017],[-98.56519,19.70926],[-98.56493,19.70834],[-98.56467,19.70742],[-98.56442,19.70653],[-98.56416,19.70559],[-98.56388,19.70463],[-98.56361,19.70367],[-98.56334,19.70271],[-98.56308,19.70175],[-98.56281,19.70083],[-98.56255,19.69991],[-98.5623,19.699],[-98.56204,19.69808],[-98.56179,19.6972],[-98.56152,19.69625],[-98.56126,19.69533],[-98.56101,19.69441],[-98.56075,19.69352],[-98.56049,19.69258],[-98.56023,19.69167],[-98.55998,19.69075],[-98.55973,19.68986],[-98.55946,19.68889],[-98.5586,19.68935],[-98.558,19.68968],[-98.55692,19.69028]]}}
Línea 230.0 kV | LineString | 230.0 kV | 1 |  |  | CFE |  |  |  |  | OpenStreetMap | {"type":"Feature","properties":{},"geometry":{"type":"LineString","coordinates":[[-98.60126,19.75267],[-98.60096,19.75221]]}}
Línea 230.0 kV | LineString | 230.0 kV | 1 |  |  | CFE |  |  |  |  | OpenStreetMap | {"type":"Feature","properties":{},"geometry":{"type":"LineString","coordinates":[[-98.59651,19.76562],[-98.59606,19.76614]]}}
Línea 230.0 kV | LineString | 230.0 kV | 2 |  |  | CFE |  |  |  |  | OpenStreetMap | {"type":"Feature","properties":{},"geometry":{"type":"LineString","coordinates":[[-98.57385,19.59672],[-98.57368,19.59752]]}}
Línea 230.0 kV | LineString | 230.0 kV | 1 |  |  | CFE |  |  |  |  | OpenStreetMap | {"type":"Feature","properties":{},"geometry":{"type":"LineString","coordinates":[[-97.97873,18.84953],[-97.97868,18.84973],[-97.97857,18.85011],[-97.97839,18.85135],[-97.97787,18.85523],[-97.97723,18.85873],[-97.97669,18.86222],[-97.9761,18.86571],[-97.97704,18.86939],[-97.97782,18.87246],[-97.97765,18.87311],[-97.97788,18.87458],[-97.97726,18.87509],[-97.97679,18.87544],[-97.97589,18.87609],[-97.97538,18.87654],[-97.97385,18.87627],[-97.97133,18.87395],[-97.96883,18.87161],[-97.96632,18.86937],[-97.96246,18.86804],[-97.95861,18.86671],[-97.95492,18.86539],[-97.95087,18.86401],[-97.94858,18.86529],[-97.94463,18.86745],[-97.94063,18.86967],[-97.93658,18.87193],[-97.93342,18.87366],[-97.92962,18.87577],[-97.92579,18.87789],[-97.92221,18.87987],[-97.91876,18.88177],[-97.9144,18.88419],[-97.91051,18.88634],[-97.90653,18.88855],[-97.90287,18.89057],[-97.89889,18.89277],[-97.89493,18.89497],[-97.89094,18.89716],[-97.88687,18.89942],[-97.88231,18.9011],[-97.87785,18.90276],[-97.87337,18.90443],[-97.86887,18.9061],[-97.8644,18.90775],[-97.85995,18.90939],[-97.85872,18.91274],[-97.85741,18.9163],[-97.85612,18.91947],[-97.85413,18.92012],[-97.85053,18.91922],[-97.85005,18.92158],[-97.84835,18.92445],[-97.84791,18.9248],[-97.84748,18.92478],[-97.84626,18.92435],[-97.84498,18.92394],[-97.84321,18.92429],[-97.84132,18.92507],[-97.83896,18.92674],[-97.83446,18.92678],[-97.82995,18.92684],[-97.82544,18.92688],[-97.82042,18.92693],[-97.81608,18.92754],[-97.81176,18.92806],[-97.80742,18.9286],[-97.80339,18.93033],[-97.79934,18.93204],[-97.79507,18.93385],[-97.79128,18.93547],[-97.7872,18.93721],[-97.78638,18.93802],[-97.78501,18.93838],[-97.7844,18.93851],[-97.78361,18.93873],[-97.77989,18.93812],[-97.7761,18.93753],[-97.77309,18.93836],[-97.76963,18.93931],[-97.76502,18.94049],[-97.76033,18.93956],[-97.75565,18.93864],[-97.75107,18.93774],[-97.74626,18.93677],[-97.74503,18.93912],[-97.74473,18.93935],[-97.7443,18.93976],[-97.74355,18.94038],[-97.74164,18.94103],[-97.73737,18.93997],[-97.73306,18.93886],[-97.72879,18.93774],[-97.72456,18.93662],[-97.72026,18.93551],[-97.71602,18.93441],[-97.71175,18.93329],[-97.7075,18.93215],[-97.70323,18.93105],[-97.69897,18.92993],[-97.69468,18.92882],[-97.69178,18.93074],[-97.68897,18.93262],[-97.68609,18.93453],[-97.68586,18.9352],[-97.68576,18.93541],[-97.68564,18.93571],[-97.68533,18.93621],[-97.68476,18.93623],[-97.68422,18.93613],[-97.68177,18.93556],[-97.67776,18.93462],[-97.67343,18.93361],[-97.66921,18.93262],[-97.66462,18.93295],[-97.66004,18.93335],[-97.65547,18.93373],[-97.65074,18.93412],[-97.64598,18.93442],[-97.64165,18.93326],[-97.63731,18.93208],[-97.63299,18.93093],[-97.62887,18.92984],[-97.6249,18.92877],[-97.62103,18.92771],[-97.6168,18.92657],[-97.61277,18.92448],[-97.6088,18.92243],[-97.60483,18.92039],[-97.60079,18.91832],[-97.59691,18.91629],[-97.59287,18.91419],[-97.58895,18.91218],[-97.58557,18.91055],[-97.58359,18.90801],[-97.58147,18.90532],[-97.577,18.90354],[-97.57249,18.90169],[-97.56811,18.89992],[-97.56374,18.89816],[-97.55936,18.89639],[-97.55499,18.89463],[-97.55061,18.89286],[-97.54607,18.89102],[-97.54233,18.8902],[-97.5386,18.88953],[-97.53478,18.88865],[-97.53143,18.88599],[-97.52808,18.88321],[-97.52493,18.88301],[-97.52138,18.88281],[-97.5174,18.88253],[-97.51403,18.88233],[-97.51021,18.88213],[-97.50616,18.88131],[-97.50363,18.88081],[-97.49934,18.88002],[-97.49512,18.87918],[-97.49075,18.87832],[-97.48666,18.87753],[-97.48501,18.87511],[-97.48465,18.87476],[-97.48441,18.87435],[-97.48417,18.874],[-97.4839,18.87356],[-97.48342,18.87274],[-97.48005,18.87237],[-97.47527,18.87181],[-97.47049,18.87127],[-97.46574,18.8707],[-97.46097,18.87017],[-97.45619,18.86962],[-97.45138,18.86908],[-97.44665,18.86849],[-97.44188,18.86792],[-97.4371,18.86739],[-97.42754,18.86631],[-97.42275,18.86576],[-97.42033,18.86206],[-97.41785,18.85843],[-97.41524,18.85458],[-97.41273,18.85084],[-97.41022,18.8471],[-97.4077,18.8434],[-97.40689,18.84036],[-97.40607,18.83717],[-97.40533,18.83412],[-97.40459,18.83096],[-97.40382,18.82779],[-97.4031,18.82467],[-97.39936,18.82424],[-97.39568,18.82383],[-97.39195,18.82343],[-97.38828,18.82289],[-97.38677,18.82098],[-97.38514,18.81897],[-97.38352,18.81695],[-97.3815,18.81437],[-97.38064,18.81252],[-97.37913,18.80927],[-97.37788,18.80682],[-97.37675,18.80427],[-97.37552,18.80176],[-97.37427,18.7992],[-97.37327,18.79698],[-97.37174,18.79372],[-97.37075,18.79172],[-97.36989,18.78994],[-97.36995,18.78961]]}}
Línea 230.0 kV | LineString | 230.0 kV | 3 |  |  | CFE |  |  |  |  | OpenStreetMap | {"type":"Feature","properties":{},"geometry":{"type":"LineString","coordinates":[[-98.98069,19.62031],[-98.98169,19.61982],[-98.98379,19.61889],[-98.98572,19.61805],[-98.9876,19.61723],[-98.98953,19.61638],[-98.99145,19.61554],[-98.99339,19.61469],[-98.99533,19.61383],[-98.99728,19.61298],[-98.99921,19.61213],[-99.00139,19.61118],[-99.00355,19.61023],[-99.00571,19.6093],[-99.00787,19.60835],[-99.01002,19.60739],[-99.01186,19.60656],[-99.01356,19.60561],[-99.01522,19.60437],[-99.01644,19.60323],[-99.01785,19.60151],[-99.01901,19.60004],[-99.02021,19.5985],[-99.02139,19.59695],[-99.02253,19.5954],[-99.0237,19.59386],[-99.02485,19.59232],[-99.02602,19.59078],[-99.02706,19.5894],[-99.02782,19.58837],[-99.02887,19.587],[-99.02987,19.58568],[-99.03076,19.58451],[-99.0318,19.58312],[-99.03284,19.58172],[-99.03378,19.58048],[-99.03524,19.57856],[-99.03637,19.57706],[-99.03761,19.57542],[-99.03886,19.57376],[-99.04009,19.57211],[-99.04134,19.57047],[-99.04258,19.56882],[-99.04379,19.56721]]}}
Línea 230.0 kV | LineString | 230.0 kV | 1 |  |  | CFE |  |  |  |  | OpenStreetMap | {"type":"Feature","properties":{},"geometry":{"type":"LineString","coordinates":[[-99.05742,19.53328],[-99.05787,19.53347]]}}
Línea 230.0 kV | LineString | 230.0 kV | 1 |  |  | CFE |  |  |  |  | OpenStreetMap | {"type":"Feature","properties":{},"geometry":{"type":"LineString","coordinates":[[-98.97146,19.35285],[-98.97161,19.35254]]}}
Línea 230.0 kV | LineString | 230.0 kV | 1 |  |  | CFE |  |  |  |  | OpenStreetMap | {"type":"Feature","properties":{},"geometry":{"type":"LineString","coordinates":[[-98.97146,19.35285],[-98.9715,19.35251]]}}
Línea 230.0 kV | LineString | 230.0 kV | 2 |  |  | CFE |  |  |  |  | OpenStreetMap | {"type":"Feature","properties":{},"geometry":{"type":"LineString","coordinates":[[-98.9596,19.3551],[-98.96018,19.35504],[-98.96142,19.35498],[-98.9624,19.35492],[-98.96295,19.3548],[-98.96382,19.35461],[-98.96452,19.35444],[-98.96553,19.35421],[-98.96617,19.35406],[-98.9673,19.35381],[-98.96833,19.35357],[-98.96937,19.35333],[-98.97041,19.35309],[-98.97146,19.35285]]}}
Línea 230.0 kV | LineString | 230.0 kV |  |  |  | CFE |  |  |  |  | OpenStreetMap | {"type":"Feature","properties":{},"geometry":{"type":"LineString","coordinates":[[-97.89799,22.36923],[-97.89868,22.36889]]}}
Línea 230.0 kV | LineString | 230.0 kV |  |  |  | CFE |  |  |  |  | OpenStreetMap | {"type":"Feature","properties":{},"geometry":{"type":"LineString","coordinates":[[-97.89814,22.36954],[-97.89891,22.36928]]}}
Línea 230.0 kV | LineString | 230.0 kV |  |  |  | CFE |  |  |  |  | OpenStreetMap | {"type":"Feature","properties":{},"geometry":{"type":"LineString","coordinates":[[-97.89883,22.36914],[-97.89814,22.36954]]}}
Línea 230.0 kV | LineString | 230.0 kV |  |  |  | CFE |  |  |  |  | OpenStreetMap | {"type":"Feature","properties":{},"geometry":{"type":"LineString","coordinates":[[-97.89799,22.36923],[-97.89875,22.36902]]}}
Línea 230.0 kV | LineString | 230.0 kV |  |  |  | CFE |  |  |  |  | OpenStreetMap | {"type":"Feature","properties":{},"geometry":{"type":"LineString","coordinates":[[-97.89814,22.36954],[-97.89723,22.36985],[-97.89687,22.37133],[-97.89654,22.3727],[-97.89677,22.37293]]}}
Línea 230.0 kV | LineString | 230.0 kV | 1 |  |  | CFE |  |  |  |  | OpenStreetMap | {"type":"Feature","properties":{},"geometry":{"type":"LineString","coordinates":[[-98.97747,19.62063],[-98.97777,19.62132]]}}
Línea 230.0 kV | LineString | 230.0 kV | 1 |  |  | CFE |  |  |  |  | OpenStreetMap | {"type":"Feature","properties":{},"geometry":{"type":"LineString","coordinates":[[-98.97817,19.62115],[-98.9782,19.62077]]}}
Línea 230.0 kV | LineString | 230.0 kV | 1 |  |  | CFE |  |  |  |  | OpenStreetMap | {"type":"Feature","properties":{},"geometry":{"type":"LineString","coordinates":[[-98.97817,19.62115],[-98.97792,19.62071]]}}
Línea 230.0 kV | LineString | 230.0 kV | 1 |  |  | CFE |  |  |  |  | OpenStreetMap | {"type":"Feature","properties":{},"geometry":{"type":"LineString","coordinates":[[-98.97777,19.62132],[-98.97775,19.62069]]}}
Línea 230.0 kV | LineString | 230.0 kV | 1 |  |  | CFE |  |  |  |  | OpenStreetMap | {"type":"Feature","properties":{},"geometry":{"type":"LineString","coordinates":[[-98.97697,19.62095],[-98.97726,19.6206]]}}
Línea 230.0 kV | LineString | 230.0 kV | 1 |  |  | CFE |  |  |  |  | OpenStreetMap | {"type":"Feature","properties":{},"geometry":{"type":"LineString","coordinates":[[-98.97697,19.62095],[-98.97697,19.62055]]}}
Línea 230.0 kV | LineString | 230.0 kV | 1 |  |  | CFE |  |  |  |  | OpenStreetMap | {"type":"Feature","properties":{},"geometry":{"type":"LineString","coordinates":[[-98.97657,19.62128],[-98.97648,19.62047]]}}
Línea 230.0 kV | LineString | 230.0 kV | 1 |  |  | CFE |  |  |  |  | OpenStreetMap | {"type":"Feature","properties":{},"geometry":{"type":"LineString","coordinates":[[-98.97679,19.62051],[-98.97657,19.62128]]}}
Línea 230.0 kV | LineString | 230.0 kV | 1 |  |  | CFE |  |  |  |  | OpenStreetMap | {"type":"Feature","properties":{},"geometry":{"type":"LineString","coordinates":[[-98.97568,19.62074],[-98.97557,19.62024]]}}
Línea 230.0 kV | LineString | 230.0 kV | 1 |  |  | CFE |  |  |  |  | OpenStreetMap | {"type":"Feature","properties":{},"geometry":{"type":"LineString","coordinates":[[-98.97568,19.62074],[-98.97586,19.62029]]}}
Línea 230.0 kV | LineString | 230.0 kV | 1 |  |  | CFE |  |  |  |  | OpenStreetMap | {"type":"Feature","properties":{},"geometry":{"type":"LineString","coordinates":[[-98.97612,19.62107],[-98.97633,19.62037]]}}
Línea 230.0 kV | LineString | 230.0 kV | 1 |  |  | CFE |  |  |  |  | OpenStreetMap | {"type":"Feature","properties":{},"geometry":{"type":"LineString","coordinates":[[-98.97612,19.62107],[-98.97604,19.62032]]}}
Línea 230.0 kV | LineString | 230.0 kV |  |  |  | CFE |  |  |  |  | OpenStreetMap | {"type":"Feature","properties":{},"geometry":{"type":"LineString","coordinates":[[-99.03876,19.57902],[-99.03838,19.57942]]}}
Línea 230.0 kV | LineString | 230.0 kV |  |  |  | CFE |  |  |  |  | OpenStreetMap | {"type":"Feature","properties":{},"geometry":{"type":"LineString","coordinates":[[-99.03876,19.57902],[-99.03852,19.57952]]}}
Línea 230.0 kV | LineString | 230.0 kV | 2 |  |  | CFE |  |  |  |  | OpenStreetMap | {"type":"Feature","properties":{},"geometry":{"type":"LineString","coordinates":[[-99.03611,19.57709],[-99.03689,19.57763],[-99.03794,19.57835],[-99.03876,19.57902]]}}
Línea 230.0 kV | LineString | 230.0 kV | 2 |  |  | CFE |  |  |  |  | OpenStreetMap | {"type":"Feature","properties":{},"geometry":{"type":"LineString","coordinates":[[-99.05767,19.55615],[-99.05658,19.5556],[-99.05459,19.55685],[-99.05155,19.5587],[-99.04985,19.55983],[-99.04832,19.56117],[-99.04692,19.56276],[-99.04512,19.56514],[-99.04319,19.56769],[-99.0411,19.57047],[-99.039,19.57326],[-99.03681,19.57614],[-99.03611,19.57709]]}}
Línea 230.0 kV | LineString | 230.0 kV | 1 |  |  | CFE |  |  |  |  | OpenStreetMap | {"type":"Feature","properties":{},"geometry":{"type":"LineString","coordinates":[[-97.36995,18.78961],[-97.37008,18.78932],[-97.37132,18.78795],[-97.37222,18.78506],[-97.37317,18.78198],[-97.37401,18.7791],[-97.3748,18.77647],[-97.37318,18.77394],[-97.37175,18.77162],[-97.37013,18.76911],[-97.36853,18.76581],[-97.36725,18.76326],[-97.36586,18.76041],[-97.36514,18.75731],[-97.36539,18.75397],[-97.36566,18.75087],[-97.36774,18.74959],[-97.36971,18.74822],[-97.37038,18.74487],[-97.37104,18.74145],[-97.37168,18.73807],[-97.37235,18.73485],[-97.37293,18.73145],[-97.3736,18.72804],[-97.37427,18.72476],[-97.37484,18.72138],[-97.37497,18.72099]]}}
Línea 230.0 kV | LineString | 230.0 kV | 2 |  |  | CFE |  |  |  |  | OpenStreetMap | {"type":"Feature","properties":{},"geometry":{"type":"LineString","coordinates":[[-97.61215,19.5997],[-97.61289,19.59991],[-97.61275,19.60106],[-97.61205,19.60302],[-97.61066,19.60649],[-97.60933,19.61004],[-97.60812,19.61343],[-97.60679,19.61688],[-97.60551,19.62013],[-97.60412,19.62365],[-97.60189,19.62922],[-97.6004,19.63431],[-97.59936,19.63767],[-97.59837,19.64069],[-97.59721,19.64432],[-97.59616,19.64763],[-97.59507,19.65111],[-97.59395,19.65441],[-97.59288,19.65786],[-97.59182,19.66128],[-97.59064,19.66497],[-97.58948,19.66841],[-97.58833,19.67204],[-97.58717,19.6757],[-97.58604,19.67928],[-97.58495,19.68298],[-97.58381,19.68625],[-97.58269,19.68995],[-97.58168,19.69314],[-97.58044,19.69686],[-97.57932,19.7003],[-97.57835,19.7036],[-97.57684,19.70647],[-97.57685,19.70647],[-97.5756,19.70907],[-97.57406,19.7125],[-97.5708,19.71945],[-97.56949,19.72237],[-97.5676,19.72673],[-97.56573,19.73069],[-97.56384,19.73412],[-97.56233,19.73748],[-97.56079,19.74053],[-97.55936,19.74368],[-97.55746,19.74729],[-97.55575,19.75084],[-97.55451,19.75317],[-97.55308,19.75604],[-97.55168,19.75906],[-97.55022,19.76181],[-97.54879,19.76471],[-97.54648,19.76997],[-97.54551,19.77236],[-97.54349,19.77721],[-97.54197,19.78077],[-97.5405,19.78422],[-97.53927,19.78715],[-97.53805,19.79005],[-97.53568,19.79251],[-97.53355,19.79471],[-97.53109,19.79726],[-97.52945,19.79894],[-97.52655,19.80197],[-97.5244,19.80417],[-97.52216,19.80649],[-97.51838,19.81036],[-97.51579,19.81304],[-97.51428,19.81461],[-97.51116,19.81784],[-97.50736,19.82192],[-97.50601,19.82299],[-97.50273,19.8259],[-97.50026,19.82801],[-97.49744,19.83043]]}}
Línea 230.0 kV | LineString | 230.0 kV | 1 |  |  | CFE |  |  |  |  | OpenStreetMap | {"type":"Feature","properties":{},"geometry":{"type":"LineString","coordinates":[[-97.59193,19.58425],[-97.5926,19.58434],[-97.5937,19.58702],[-97.59714,19.59022],[-97.59998,19.59162],[-97.60588,19.58668],[-97.6075,19.58842],[-97.60746,19.59157],[-97.61048,19.59252],[-97.61043,19.59576],[-97.61037,19.59858],[-97.61145,19.599]]}}
Línea 230.0 kV | LineString | 230.0 kV | 1 |  |  | CFE |  |  |  |  | OpenStreetMap | {"type":"Feature","properties":{},"geometry":{"type":"LineString","coordinates":[[-101.30393,21.96296],[-101.30407,21.96368],[-101.30366,21.9643],[-101.29973,21.96519],[-101.29629,21.96595],[-101.2937,21.96787],[-101.29089,21.96992],[-101.28788,21.97214],[-101.28485,21.97436],[-101.28181,21.9766],[-101.27875,21.97882],[-101.27571,21.98106],[-101.27268,21.98328],[-101.26966,21.9855],[-101.26667,21.98771],[-101.26372,21.98987],[-101.26069,21.99208],[-101.25755,21.99439],[-101.25452,21.99661],[-101.25154,21.9988],[-101.24847,22.00107],[-101.24538,22.00333],[-101.24234,22.00555],[-101.23934,22.00777],[-101.23659,22.00978],[-101.23394,22.01174],[-101.23093,22.0139],[-101.22778,22.01625],[-101.22474,22.01848],[-101.22182,22.02063],[-101.21869,22.0229],[-101.21567,22.02512],[-101.21248,22.02746],[-101.20962,22.02957],[-101.20636,22.03134],[-101.20308,22.03317],[-101.19973,22.03501],[-101.19635,22.03687],[-101.19277,22.03883],[-101.18932,22.04074],[-101.18599,22.04258],[-101.18265,22.04441],[-101.17947,22.04615],[-101.17602,22.04806],[-101.1727,22.0499],[-101.16963,22.05158],[-101.16605,22.05355],[-101.16277,22.05535],[-101.15943,22.05718],[-101.15553,22.05932],[-101.15276,22.06083],[-101.1454,22.0649],[-101.14294,22.06626],[-101.13691,22.06957],[-101.13392,22.07121],[-101.12988,22.07342],[-101.12755,22.0747],[-101.12062,22.07852],[-101.11919,22.0793],[-101.11465,22.0818],[-101.1131,22.08265],[-101.1098,22.08447],[-101.10473,22.08724],[-101.09665,22.09171],[-101.09094,22.09482],[-101.08893,22.09593],[-101.08597,22.09756],[-101.0832,22.09906],[-101.07598,22.09946],[-101.07404,22.09957],[-101.0692,22.09984],[-101.06539,22.10006],[-101.0604,22.10031],[-101.05643,22.10054],[-101.05153,22.10081],[-101.0486,22.10097],[-101.04092,22.10136],[-101.03641,22.10162],[-101.03156,22.10191],[-101.02674,22.10214],[-101.02311,22.10235],[-101.0158,22.10274],[-101.0112,22.10298],[-101.00756,22.10319],[-101.00253,22.10346],[-100.99903,22.10365],[-100.99559,22.10294],[-100.99161,22.10211],[-100.98922,22.10163],[-100.98483,22.10071],[-100.98084,22.09985],[-100.97629,22.09888],[-100.97176,22.09794],[-100.96529,22.0966],[-100.96228,22.09591],[-100.95868,22.09519],[-100.95381,22.09416],[-100.94926,22.09321],[-100.94552,22.09242],[-100.94219,22.09173],[-100.93728,22.0907],[-100.93323,22.08983],[-100.92692,22.0885],[-100.92272,22.08764],[-100.91909,22.08686],[-100.91441,22.08588],[-100.91093,22.08691],[-100.90894,22.08892],[-100.90704,22.09083],[-100.90719,22.09334],[-100.90745,22.09362]]}}
Línea 230.0 kV | LineString | 230.0 kV | 1 |  |  | CFE |  |  |  |  | OpenStreetMap | {"type":"Feature","properties":{},"geometry":{"type":"LineString","coordinates":[[-101.24824,21.89419],[-101.24825,21.8949],[-101.25107,21.89623],[-101.25428,21.89771],[-101.25741,21.89919],[-101.26049,21.90064],[-101.26404,21.90226],[-101.26767,21.90393],[-101.27137,21.90564],[-101.27452,21.90709],[-101.27773,21.90856],[-101.2795,21.91152],[-101.28129,21.91454],[-101.28298,21.91742],[-101.28498,21.92085],[-101.28691,21.92416],[-101.28887,21.92747],[-101.29084,21.93081],[-101.29282,21.93408],[-101.29445,21.93694],[-101.29461,21.9388],[-101.29487,21.9426],[-101.29515,21.94601],[-101.29531,21.94885],[-101.29813,21.94973],[-101.29822,21.95288],[-101.29826,21.95609],[-101.29933,21.95794],[-101.30026,21.95971],[-101.30224,21.96077],[-101.30377,21.96161],[-101.30378,21.96225]]}}
Línea 230.0 kV | LineString | 230.0 kV |  |  |  | CFE |  |  |  |  | OpenStreetMap | {"type":"Feature","properties":{},"geometry":{"type":"LineString","coordinates":[[-98.66794,19.7463],[-98.66766,19.74694]]}}
Línea 230.0 kV | LineString | 230.0 kV |  |  |  | CFE |  |  |  |  | OpenStreetMap | {"type":"Feature","properties":{},"geometry":{"type":"LineString","coordinates":[[-98.66698,19.74657],[-98.66753,19.74696]]}}
Línea 230.0 kV | LineString | 230.0 kV |  |  |  | CFE |  |  |  |  | OpenStreetMap | {"type":"Feature","properties":{},"geometry":{"type":"LineString","coordinates":[[-98.66794,19.7463],[-98.66747,19.74644],[-98.66698,19.74657]]}}
Línea 230.0 kV | LineString | 230.0 kV | 2 |  |  | CFE |  |  |  |  | OpenStreetMap | {"type":"Feature","properties":{},"geometry":{"type":"LineString","coordinates":[[-98.67703,19.74436],[-98.67648,19.74393],[-98.67429,19.74454],[-98.67078,19.74546],[-98.66794,19.7463]]}}
Línea 230.0 kV | LineString | 230.0 kV |  |  |  | CFE |  |  |  |  | OpenStreetMap | {"type":"Feature","properties":{},"geometry":{"type":"LineString","coordinates":[[-98.67681,19.7448],[-98.67703,19.74436]]}}
Línea 230.0 kV | LineString | 230.0 kV |  |  |  | CFE |  |  |  |  | OpenStreetMap | {"type":"Feature","properties":{},"geometry":{"type":"LineString","coordinates":[[-98.67698,19.74485],[-98.67703,19.74436]]}}
Línea 230.0 kV | LineString | 230.0 kV |  |  |  | CFE |  |  |  |  | OpenStreetMap | {"type":"Feature","properties":{},"geometry":{"type":"LineString","coordinates":[[-98.67737,19.74448],[-98.67731,19.74494]]}}
Línea 230.0 kV | LineString | 230.0 kV |  |  |  | CFE |  |  |  |  | OpenStreetMap | {"type":"Feature","properties":{},"geometry":{"type":"LineString","coordinates":[[-98.67737,19.74448],[-98.67715,19.7449]]}}
Línea 230.0 kV | LineString | 230.0 kV | 2 |  |  | CFE |  |  |  |  | OpenStreetMap | {"type":"Feature","properties":{},"geometry":{"type":"LineString","coordinates":[[-98.66698,19.74657],[-98.66399,19.74742],[-98.66043,19.74834],[-98.65685,19.74933],[-98.65337,19.75034],[-98.64993,19.7513],[-98.64656,19.75222],[-98.64318,19.75313],[-98.63943,19.75416],[-98.63617,19.75505],[-98.63268,19.75603],[-98.63007,19.75677],[-98.62903,19.75707],[-98.62547,19.75801],[-98.62197,19.75901],[-98.61873,19.75993],[-98.61513,19.76087],[-98.61091,19.76203],[-98.60802,19.76272],[-98.60468,19.76375],[-98.60057,19.76486],[-98.59737,19.76577],[-98.59692,19.7659]]}}
Línea 230.0 kV | LineString | 230.0 kV | 1 |  |  | CFE |  |  |  |  | OpenStreetMap | {"type":"Feature","properties":{},"geometry":{"type":"LineString","coordinates":[[-101.50736,25.73805],[-101.50719,25.7375],[-101.5069,25.73654],[-101.50499,25.737],[-101.50265,25.73606],[-101.49956,25.7348],[-101.49688,25.73371],[-101.49432,25.7326],[-101.49268,25.73198],[-101.4915,25.72939],[-101.49042,25.72687],[-101.48957,25.72488],[-101.48823,25.72194],[-101.48694,25.71908],[-101.48618,25.71737],[-101.48534,25.71544],[-101.48468,25.71301],[-101.4841,25.7108],[-101.48352,25.70886],[-101.48251,25.70707],[-101.4815,25.70523],[-101.48218,25.70305],[-101.48287,25.70089],[-101.48264,25.69818],[-101.48249,25.69566],[-101.48224,25.69257],[-101.4821,25.69078],[-101.48247,25.6891],[-101.48275,25.68744],[-101.48504,25.68528],[-101.48686,25.6836],[-101.48934,25.68128],[-101.49143,25.67936],[-101.49355,25.67733],[-101.49602,25.67503],[-101.49843,25.6728],[-101.50078,25.67061],[-101.50305,25.66848],[-101.50313,25.66595],[-101.50307,25.66391],[-101.50499,25.66368],[-101.50567,25.66358],[-101.50611,25.6635],[-101.50675,25.66347],[-101.50707,25.66052],[-101.50738,25.65774],[-101.50773,25.65504],[-101.5081,25.65219],[-101.50833,25.65033],[-101.51113,25.64957],[-101.51414,25.6487],[-101.51693,25.64788],[-101.51985,25.64706],[-101.52273,25.64616],[-101.52327,25.64592]]}}
Línea 230.0 kV | LineString | 230.0 kV | 1 |  |  | CFE |  |  |  |  | OpenStreetMap | {"type":"Feature","properties":{},"geometry":{"type":"LineString","coordinates":[[-100.66052,26.1591],[-100.66061,26.15963],[-100.65939,26.16198],[-100.65847,26.16555],[-100.65347,26.18478],[-100.64985,26.19876],[-100.64819,26.19972],[-100.58059,26.20539],[-100.5728,26.20613],[-100.55609,26.20767],[-100.55463,26.20781]]}}
Línea 230.0 kV | LineString | 230.0 kV | 1 |  |  | CFE |  |  |  |  | OpenStreetMap | {"type":"Feature","properties":{},"geometry":{"type":"LineString","coordinates":[[-100.36922,25.8652],[-100.36947,25.86548],[-100.37002,25.86617],[-100.37038,25.86681],[-100.37058,25.86761],[-100.3717,25.86996],[-100.37331,25.87329],[-100.37488,25.87653],[-100.37648,25.87986],[-100.37809,25.8832],[-100.37983,25.88678],[-100.3817,25.89063],[-100.38307,25.89351],[-100.38443,25.89633],[-100.3868,25.89955],[-100.38946,25.90316],[-100.39155,25.90598],[-100.39348,25.90859],[-100.39498,25.91062],[-100.39656,25.91275],[-100.39851,25.91539],[-100.40113,25.9189],[-100.4038,25.92251],[-100.40649,25.92614],[-100.4088,25.92925],[-100.41132,25.93266],[-100.41359,25.93572],[-100.41564,25.93848],[-100.41749,25.94095],[-100.4213,25.94313],[-100.42518,25.94536],[-100.42961,25.94789],[-100.4332,25.94994],[-100.43702,25.95213],[-100.43932,25.95345],[-100.4423,25.95515],[-100.44492,25.95665],[-100.44852,25.95871],[-100.45241,25.96092],[-100.45514,25.96248],[-100.45794,25.96408],[-100.46137,25.96605],[-100.46491,25.96807],[-100.46839,25.97006],[-100.47186,25.97204],[-100.47513,25.9739],[-100.47808,25.97562],[-100.4815,25.97755],[-100.48401,25.98076],[-100.4863,25.98374],[-100.48829,25.9863],[-100.49083,25.98955],[-100.4935,25.99297],[-100.49593,25.99608],[-100.49952,25.99741],[-100.5033,25.99881],[-100.50651,26.00001],[-100.51027,26.0014],[-100.51421,26.00288],[-100.51775,26.00417],[-100.52105,26.00539],[-100.52438,26.00662],[-100.52566,26.0071],[-100.52751,26.00838],[-100.52968,26.00988],[-100.53313,26.01224],[-100.53679,26.01476],[-100.54009,26.01702],[-100.54363,26.01946],[-100.54729,26.02196],[-100.55124,26.02467],[-100.55404,26.02661],[-100.55686,26.02854],[-100.56042,26.03099],[-100.5635,26.0331],[-100.56651,26.03526],[-100.57018,26.03779],[-100.57333,26.04003],[-100.5764,26.04218],[-100.57948,26.04436],[-100.58255,26.04653],[-100.5857,26.04876],[-100.58873,26.05091],[-100.59192,26.05316],[-100.59495,26.05532],[-100.59813,26.05759],[-100.60125,26.05979],[-100.60418,26.06186],[-100.60737,26.06408],[-100.61001,26.0664],[-100.61283,26.0688],[-100.6155,26.07109],[-100.61826,26.07346],[-100.62138,26.07613],[-100.62399,26.07838],[-100.62716,26.08111],[-100.62881,26.08293],[-100.63286,26.08598],[-100.63563,26.08834],[-100.63789,26.09171],[-100.63984,26.09463],[-100.641,26.09793],[-100.64225,26.10154],[-100.64344,26.10503],[-100.64459,26.10838],[-100.64562,26.11131],[-100.64688,26.11496],[-100.64824,26.11889],[-100.6495,26.12263],[-100.65078,26.12623],[-100.65204,26.12985],[-100.65303,26.13276],[-100.65427,26.13629],[-100.65543,26.13969],[-100.65659,26.14305],[-100.65772,26.14625],[-100.65912,26.15029],[-100.66011,26.15319],[-100.66078,26.15649],[-100.66109,26.15784],[-100.66073,26.15821],[-100.66079,26.15849]]}}
Línea 230.0 kV | LineString | 230.0 kV |  |  |  | CFE |  |  |  |  | OpenStreetMap | {"type":"Feature","properties":{},"geometry":{"type":"LineString","coordinates":[[-104.47518,24.22982],[-104.47474,24.23002],[-104.47503,24.23066],[-104.47631,24.23017]]}}
Línea 230.0 kV | LineString | 230.0 kV | 1 |  |  | CFE |  |  |  |  | OpenStreetMap | {"type":"Feature","properties":{},"geometry":{"type":"LineString","coordinates":[[-106.48688,31.33275],[-106.48738,31.33252]]}}
Línea 230.0 kV | LineString | 230.0 kV | 1 |  |  | CFE |  |  |  |  | OpenStreetMap | {"type":"Feature","properties":{},"geometry":{"type":"LineString","coordinates":[[-106.48688,31.33275],[-106.48721,31.33311]]}}
Línea 230.0 kV | LineString | 230.0 kV | 1 |  |  | CFE |  |  |  |  | OpenStreetMap | {"type":"Feature","properties":{},"geometry":{"type":"LineString","coordinates":[[-106.48488,31.33229],[-106.48499,31.33194],[-106.48465,31.33189]]}}
Línea 230.0 kV | LineString | 230.0 kV | 1 |  |  | CFE |  |  |  |  | OpenStreetMap | {"type":"Feature","properties":{},"geometry":{"type":"LineString","coordinates":[[-106.48488,31.33229],[-106.48513,31.33177],[-106.48471,31.33168]]}}
Línea 230.0 kV | LineString | 230.0 kV | 2 |  |  | CFE |  |  |  |  | OpenStreetMap | {"type":"Feature","properties":{},"geometry":{"type":"LineString","coordinates":[[-106.48688,31.33275],[-106.48596,31.33253],[-106.48488,31.33229]]}}
Línea 230.0 kV | LineString | 230.0 kV | 1 |  |  | CFE |  |  |  |  | OpenStreetMap | {"type":"Feature","properties":{},"geometry":{"type":"LineString","coordinates":[[-106.45894,30.18154],[-106.45592,30.18141],[-106.45451,30.17927],[-106.45425,30.17864]]}}
Línea 230.0 kV | LineString | 230.0 kV | 1 |  |  | CFE |  |  |  |  | OpenStreetMap | {"type":"Feature","properties":{},"geometry":{"type":"LineString","coordinates":[[-106.46061,30.17658],[-106.46061,30.17699],[-106.45962,30.17765],[-106.45908,30.17762],[-106.4579,30.17713]]}}
Línea 230.0 kV | LineString | 230.0 kV | 2 |  |  | CFE |  |  |  |  | OpenStreetMap | {"type":"Feature","properties":{},"geometry":{"type":"LineString","coordinates":[[-106.19645,28.44527],[-106.19543,28.44892],[-106.19428,28.45282],[-106.19279,28.45809],[-106.19171,28.46177],[-106.19087,28.4647],[-106.18987,28.46818],[-106.18892,28.47141],[-106.1872,28.4774],[-106.18568,28.48272],[-106.18428,28.48751],[-106.18314,28.49156],[-106.18204,28.49533],[-106.18113,28.49858],[-106.1799,28.50269],[-106.17889,28.50631],[-106.17774,28.5102],[-106.17656,28.5143],[-106.17559,28.51771],[-106.17483,28.52041],[-106.17255,28.52352],[-106.1692,28.52819],[-106.16681,28.53147],[-106.16447,28.53476],[-106.16187,28.5383],[-106.15924,28.54195],[-106.15688,28.5452],[-106.15433,28.54874],[-106.15149,28.55273],[-106.15046,28.55415],[-106.14838,28.55408],[-106.14197,28.55392],[-106.13764,28.55381],[-106.13315,28.55368],[-106.12881,28.55358],[-106.12348,28.55344],[-106.11921,28.55336],[-106.1144,28.5532],[-106.10846,28.55305],[-106.10455,28.55293],[-106.09829,28.55276],[-106.09371,28.55264],[-106.08969,28.55253],[-106.0827,28.55235],[-106.07908,28.55227],[-106.07478,28.55214],[-106.07151,28.55205],[-106.06561,28.5519],[-106.06203,28.55181],[-106.05642,28.55166],[-106.05235,28.55154],[-106.04804,28.55143],[-106.04181,28.55126],[-106.0385,28.55118],[-106.03384,28.55105],[-106.02946,28.55092],[-106.02492,28.55081],[-106.02044,28.55068],[-106.01584,28.55056],[-106.01091,28.55044],[-106.00671,28.55034],[-106.00217,28.5502],[-105.99938,28.54711],[-105.99615,28.54355],[-105.99292,28.53997],[-105.98947,28.53618],[-105.98753,28.53401],[-105.98427,28.5304],[-105.98133,28.52716],[-105.97784,28.52331],[-105.97474,28.51986],[-105.97136,28.51612],[-105.96853,28.51295],[-105.96511,28.50919],[-105.96182,28.50558],[-105.95871,28.5021],[-105.95571,28.49872],[-105.95234,28.49504],[-105.94917,28.49152],[-105.9459,28.4879],[-105.94274,28.48442],[-105.93963,28.48092],[-105.93607,28.47701],[-105.93257,28.47314],[-105.92932,28.46952],[-105.92609,28.46593],[-105.92281,28.46225],[-105.91954,28.45865],[-105.91642,28.4552],[-105.91625,28.45254],[-105.91616,28.44994],[-105.91807,28.44894],[-105.91853,28.44866]]}}
Línea 230.0 kV | LineString | 230.0 kV | 1 |  |  | CFE |  |  |  |  | OpenStreetMap | {"type":"Feature","properties":{},"geometry":{"type":"LineString","coordinates":[[-105.91434,28.44415],[-105.91374,28.44449],[-105.91326,28.44381],[-105.9128,28.44315],[-105.91251,28.44275],[-105.91416,28.4419],[-105.91577,28.44104],[-105.91738,28.44022],[-105.91899,28.4394],[-105.9205,28.43861],[-105.92213,28.43778],[-105.92349,28.43706],[-105.92491,28.43678],[-105.92739,28.43626],[-105.93202,28.43528],[-105.93577,28.43451],[-105.93986,28.43362],[-105.94344,28.43286],[-105.94752,28.43204],[-105.95032,28.43145],[-105.95224,28.43106],[-105.95614,28.43185],[-105.96089,28.43293],[-105.96438,28.43371],[-105.96693,28.43375],[-105.97093,28.43391],[-105.97546,28.43389],[-105.97821,28.43396],[-105.98494,28.43407],[-105.9859,28.43394],[-105.99162,28.43302],[-105.99555,28.43239],[-106.00646,28.43072],[-106.00906,28.43025],[-106.0099,28.43133],[-106.01176,28.43345],[-106.01276,28.43477],[-106.01428,28.43701],[-106.01542,28.43836],[-106.01878,28.44264],[-106.02067,28.44508],[-106.02345,28.44841],[-106.02535,28.45088],[-106.02776,28.4539],[-106.03119,28.45816],[-106.03263,28.46003],[-106.03523,28.46332],[-106.03624,28.46293],[-106.04217,28.46082],[-106.04459,28.45989],[-106.0478,28.45871],[-106.05028,28.45773],[-106.05206,28.45704],[-106.05475,28.45606],[-106.05824,28.4548],[-106.05999,28.45412],[-106.0616,28.45351],[-106.06392,28.45208],[-106.06912,28.44897],[-106.06998,28.44843],[-106.07199,28.44716],[-106.07648,28.44435],[-106.07715,28.44398],[-106.0813,28.44135],[-106.08408,28.43967],[-106.08624,28.43834],[-106.09042,28.43574],[-106.09126,28.43523],[-106.09264,28.43543],[-106.09578,28.43567],[-106.10113,28.43601],[-106.1026,28.43613],[-106.10488,28.43628],[-106.10659,28.43667],[-106.10766,28.43687],[-106.11452,28.4382],[-106.11552,28.43827],[-106.11734,28.43851],[-106.11881,28.43869],[-106.12099,28.43899],[-106.1266,28.43978],[-106.13178,28.44036],[-106.13256,28.44047],[-106.13459,28.44083],[-106.13803,28.44127],[-106.14109,28.44168],[-106.14279,28.44193],[-106.14635,28.4424],[-106.15035,28.44294],[-106.15407,28.44347],[-106.15687,28.44385],[-106.15911,28.44419],[-106.16472,28.44498],[-106.1689,28.44549],[-106.17225,28.44595],[-106.17568,28.44646],[-106.17775,28.44673],[-106.18136,28.4464],[-106.18445,28.44613],[-106.18793,28.44587],[-106.19174,28.4456],[-106.19544,28.4453],[-106.19645,28.44527]]}}
Línea 230.0 kV | LineString | 230.0 kV | 2 |  |  | CFE |  |  |  |  | OpenStreetMap | {"type":"Feature","properties":{},"geometry":{"type":"LineString","coordinates":[[-99.63104,19.27301],[-99.63123,19.27445],[-99.63116,19.27659],[-99.63109,19.2789],[-99.63101,19.28125],[-99.63101,19.28178],[-99.63096,19.28362],[-99.6309,19.28494],[-99.63092,19.28576],[-99.62966,19.28662],[-99.62868,19.28727],[-99.62783,19.28875],[-99.62792,19.29142],[-99.62786,19.29342],[-99.62779,19.29529],[-99.62983,19.29526],[-99.63214,19.29518]]}}
Línea 230.0 kV | LineString | 230.0 kV | 2 |  |  | Comisión Federal de Electricidad |  |  |  |  | OpenStreetMap | {"type":"Feature","properties":{},"geometry":{"type":"LineString","coordinates":[[-99.63104,19.27301],[-99.63246,19.27273]]}}
Línea 230.0 kV | LineString | 230.0 kV |  |  |  | CFE |  |  |  |  | OpenStreetMap | {"type":"Feature","properties":{},"geometry":{"type":"LineString","coordinates":[[-99.34383,19.3061],[-99.34311,19.30514],[-99.34344,19.30481],[-99.34684,19.30123],[-99.34858,19.29903]]}}
Línea 230.0 kV | LineString | 230.0 kV | 2 |  |  | CFE |  |  |  |  | OpenStreetMap | {"type":"Feature","properties":{},"geometry":{"type":"LineString","coordinates":[[-99.42138,19.29333],[-99.4208,19.29393],[-99.42071,19.2945],[-99.41991,19.29503]]}}
Línea 230.0 kV | LineString | 230.0 kV | 2 |  |  | CFE Transmisión |  |  |  |  | OpenStreetMap | {"type":"Feature","properties":{},"geometry":{"type":"LineString","coordinates":[[-99.39786,19.29543],[-99.39397,19.29527],[-99.37914,19.29488],[-99.37688,19.29476],[-99.37206,19.29465],[-99.36783,19.29453],[-99.3654,19.29445],[-99.36254,19.29435],[-99.35846,19.29424],[-99.35477,19.29594],[-99.35108,19.29739],[-99.34965,19.29868],[-99.34787,19.30055],[-99.34671,19.30176],[-99.34422,19.30439],[-99.34361,19.30504],[-99.34275,19.30588],[-99.34326,19.30651]]}}
Línea 230.0 kV | LineString | 230.0 kV |  |  |  | CFE |  |  |  |  | OpenStreetMap | {"type":"Feature","properties":{},"geometry":{"type":"LineString","coordinates":[[-99.34373,19.30708],[-99.34306,19.30739]]}}
Línea 230.0 kV | LineString | 230.0 kV | 1 |  |  | CFE |  |  |  |  | OpenStreetMap | {"type":"Feature","properties":{},"geometry":{"type":"LineString","coordinates":[[-99.54344,19.31427],[-99.5459,19.31194],[-99.54682,19.31107],[-99.54886,19.30912],[-99.5518,19.30631],[-99.55459,19.30366],[-99.55701,19.30137],[-99.55906,19.29946]]}}
Línea 230.0 kV | LineString | 230.0 kV | 2 |  |  | CFE |  |  |  |  | OpenStreetMap | {"type":"Feature","properties":{},"geometry":{"type":"LineString","coordinates":[[-99.57655,19.32818],[-99.57623,19.32825],[-99.57641,19.32883],[-99.57489,19.32924],[-99.57333,19.32964],[-99.57223,19.33001],[-99.57194,19.32987],[-99.57215,19.32882],[-99.57234,19.32766],[-99.57054,19.32816],[-99.56997,19.32781],[-99.5692,19.32633],[-99.56859,19.32507],[-99.56773,19.32338],[-99.56685,19.32166],[-99.56594,19.31987],[-99.56537,19.31875],[-99.56464,19.31706],[-99.56382,19.31551],[-99.56267,19.31328],[-99.56231,19.31217],[-99.56175,19.30958],[-99.56122,19.30761],[-99.56057,19.30567],[-99.56026,19.30452],[-99.55988,19.30284],[-99.55948,19.30116],[-99.55906,19.29946]]}}
Línea 230.0 kV | LineString | 230.0 kV | 1 |  |  | CFE |  |  |  |  | OpenStreetMap | {"type":"Feature","properties":{},"geometry":{"type":"LineString","coordinates":[[-99.68118,19.27648],[-99.68122,19.27692]]}}
Línea 230.0 kV | LineString | 230.0 kV |  |  |  | CFE |  |  |  |  | OpenStreetMap | {"type":"Feature","properties":{},"geometry":{"type":"LineString","coordinates":[[-86.84824,21.0675],[-86.85069,21.06784]]}}
Línea 230.0 kV | LineString | 230.0 kV |  |  |  | CFE |  |  |  |  | OpenStreetMap | {"type":"Feature","properties":{},"geometry":{"type":"LineString","coordinates":[[-99.28165,20.06017],[-99.2843,20.05974],[-99.28738,20.05923],[-99.29049,20.05871],[-99.29324,20.05627],[-99.29464,20.05257],[-99.29609,20.0488],[-99.29739,20.04538],[-99.29865,20.04206],[-99.30026,20.03788],[-99.30175,20.034],[-99.30258,20.03185],[-99.30392,20.02827],[-99.30474,20.02622],[-99.30621,20.02238],[-99.30754,20.01889],[-99.30788,20.01815]]}}
Línea 230.0 kV | LineString | 230.0 kV | 2 |  |  | CFE |  |  |  |  | OpenStreetMap | {"type":"Feature","properties":{},"geometry":{"type":"LineString","coordinates":[[-99.3149,20.01784],[-99.3131,20.01805],[-99.31125,20.01816],[-99.30945,20.01813],[-99.30788,20.01815]]}}
Línea 230.0 kV | LineString | 230.0 kV | 2 |  |  | CFE |  |  |  |  | OpenStreetMap | {"type":"Feature","properties":{},"geometry":{"type":"LineString","coordinates":[[-98.9042,19.50592],[-98.90449,19.50618]]}}
Línea 230.0 kV | LineString | 230.0 kV | 2 |  |  | CFE |  |  |  |  | OpenStreetMap | {"type":"Feature","properties":{},"geometry":{"type":"LineString","coordinates":[[-92.9109,17.83679],[-92.91011,17.83849]]}}
Línea 230.0 kV | LineString | 230.0 kV | 1 |  |  | CFE |  |  |  |  | OpenStreetMap | {"type":"Feature","properties":{},"geometry":{"type":"LineString","coordinates":[[-92.92547,17.84373],[-92.92593,17.84387]]}}
Línea 230.0 kV | LineString | 230.0 kV | 1 |  |  | CFE |  |  |  |  | OpenStreetMap | {"type":"Feature","properties":{},"geometry":{"type":"LineString","coordinates":[[-92.92274,17.84375],[-92.92513,17.84387]]}}
Línea 230.0 kV | LineString | 230.0 kV | 1 |  |  | CFE |  |  |  |  | OpenStreetMap | {"type":"Feature","properties":{},"geometry":{"type":"LineString","coordinates":[[-92.91199,17.83443],[-92.9109,17.83679]]}}
Línea 230.0 kV | LineString | 230.0 kV | 1 |  |  | CFE |  |  |  |  | OpenStreetMap | {"type":"Feature","properties":{},"geometry":{"type":"LineString","coordinates":[[-92.91207,17.83571],[-92.91127,17.8357],[-92.9109,17.83679]]}}
Línea 230.0 kV | LineString | 230.0 kV | 1 |  |  | CFE |  |  |  |  | OpenStreetMap | {"type":"Feature","properties":{},"geometry":{"type":"LineString","coordinates":[[-92.91207,17.83571],[-92.91199,17.83443]]}}
Línea 230.0 kV | LineString | 230.0 kV | 1 |  |  | CFE |  |  |  |  | OpenStreetMap | {"type":"Feature","properties":{},"geometry":{"type":"LineString","coordinates":[[-92.60888,17.83281],[-92.60933,17.83283],[-92.60994,17.83391],[-92.61182,17.83714],[-92.61271,17.83885]]}}
Línea 230.0 kV | LineString | 230.0 kV | 1 |  |  | CFE |  |  |  |  | OpenStreetMap | {"type":"Feature","properties":{},"geometry":{"type":"LineString","coordinates":[[-99.56798,19.27816],[-99.56965,19.27837]]}}
Línea 230.0 kV | LineString | 230.0 kV | 1 |  |  | CFE |  |  |  |  | OpenStreetMap | {"type":"Feature","properties":{},"geometry":{"type":"LineString","coordinates":[[-99.57022,19.27806],[-99.56965,19.27837]]}}
Línea 230.0 kV | LineString | 230.0 kV | 1 |  |  | CFE |  |  |  |  | OpenStreetMap | {"type":"Feature","properties":{},"geometry":{"type":"LineString","coordinates":[[-99.68118,19.27648],[-99.68171,19.27664]]}}
Línea 230.0 kV | LineString | 230.0 kV | 1 |  |  | CFE |  |  |  |  | OpenStreetMap | {"type":"Feature","properties":{},"geometry":{"type":"LineString","coordinates":[[-99.68122,19.27692],[-99.68171,19.27664]]}}
Línea 230.0 kV | LineString | 230.0 kV | 1 |  |  | CFE |  |  |  |  | OpenStreetMap | {"type":"Feature","properties":{},"geometry":{"type":"LineString","coordinates":[[-99.63214,19.29518],[-99.63247,19.29454]]}}
Línea 230.0 kV | LineString | 230.0 kV | 1 |  |  | CFE |  |  |  |  | OpenStreetMap | {"type":"Feature","properties":{},"geometry":{"type":"LineString","coordinates":[[-99.63214,19.29518],[-99.63193,19.29454]]}}
Línea 230.0 kV | LineString | 230.0 kV | 2 |  |  | CFE |  |  |  |  | OpenStreetMap | {"type":"Feature","properties":{},"geometry":{"type":"LineString","coordinates":[[-99.62793,19.27359],[-99.62887,19.27368],[-99.63011,19.27353],[-99.63067,19.2734],[-99.63104,19.27301]]}}
Línea 230.0 kV | LineString | 230.0 kV | 2 |  |  | CFE |  |  |  |  | OpenStreetMap | {"type":"Feature","properties":{},"geometry":{"type":"LineString","coordinates":[[-98.97583,19.39591],[-98.97557,19.39659]]}}
Línea 230.0 kV | LineString | 230.0 kV | 1 |  |  | CFE |  |  |  |  | OpenStreetMap | {"type":"Feature","properties":{},"geometry":{"type":"LineString","coordinates":[[-98.95663,19.34523],[-98.95619,19.34487]]}}
Línea 230.0 kV | LineString | 230.0 kV | 1 |  |  | CFE |  |  |  |  | OpenStreetMap | {"type":"Feature","properties":{},"geometry":{"type":"LineString","coordinates":[[-98.95608,19.34542],[-98.95619,19.34487]]}}
Línea 230.0 kV | LineString | 230.0 kV |  |  |  | San Diego Gas & Electric |  |  |  |  | OpenStreetMap | {"type":"Feature","properties":{},"geometry":{"type":"LineString","coordinates":[[-116.07593,32.59905],[-116.07626,32.59928]]}}
Línea 230.0 kV | LineString | 230.0 kV |  |  |  | CFE |  |  |  |  | OpenStreetMap | {"type":"Feature","properties":{},"geometry":{"type":"LineString","coordinates":[[-116.0755,32.5989],[-116.07563,32.59879]]}}
Línea 230.0 kV | LineString | 230.0 kV |  |  |  | CFE |  |  |  |  | OpenStreetMap | {"type":"Feature","properties":{},"geometry":{"type":"LineString","coordinates":[[-116.07584,32.59898],[-116.07551,32.59925]]}}
Línea 230.0 kV | LineString | 230.0 kV |  |  |  | CFE |  |  |  |  | OpenStreetMap | {"type":"Feature","properties":{},"geometry":{"type":"LineString","coordinates":[[-116.07593,32.59905],[-116.07584,32.59898],[-116.07563,32.59879],[-116.07547,32.59865]]}}
Línea 230.0 kV | LineString | 230.0 kV | 3 |  |  | CFE |  |  |  |  | OpenStreetMap | {"type":"Feature","properties":{},"geometry":{"type":"LineString","coordinates":[[-99.04379,19.56721],[-99.04498,19.56565]]}}
Línea 230.0 kV | LineString | 230.0 kV | 4 |  |  | CFE |  |  |  |  | OpenStreetMap | {"type":"Feature","properties":{},"geometry":{"type":"LineString","coordinates":[[-99.04498,19.56565],[-99.04717,19.56263],[-99.04849,19.56115],[-99.05003,19.55981],[-99.05199,19.55856],[-99.05522,19.55663],[-99.05671,19.55572],[-99.05725,19.5554]]}}
Línea 230.0 kV | LineString | 230.0 kV | 2 |  |  | CFE |  |  |  |  | OpenStreetMap | {"type":"Feature","properties":{},"geometry":{"type":"LineString","coordinates":[[-99.05942,19.55459],[-99.06079,19.55278],[-99.06186,19.55212]]}}
Línea 230.0 kV | LineString | 230.0 kV | 2 |  |  | CFE |  |  |  |  | OpenStreetMap | {"type":"Feature","properties":{},"geometry":{"type":"LineString","coordinates":[[-86.9293,20.83327],[-86.92941,20.83329]]}}
Línea 230.0 kV | LineString | 230.0 kV | 1 |  |  | CFE |  |  |  |  | OpenStreetMap | {"type":"Feature","properties":{},"geometry":{"type":"LineString","coordinates":[[-86.93029,20.83312],[-86.93034,20.83259]]}}
Línea 230.0 kV | LineString | 230.0 kV | 1 |  |  | CFE |  |  |  |  | OpenStreetMap | {"type":"Feature","properties":{},"geometry":{"type":"LineString","coordinates":[[-86.92941,20.83329],[-86.92952,20.83329]]}}
Línea 230.0 kV | LineString | 230.0 kV | 1 |  |  | CFE |  |  |  |  | OpenStreetMap | {"type":"Feature","properties":{},"geometry":{"type":"LineString","coordinates":[[-86.92951,20.83344],[-86.92952,20.83329],[-86.92954,20.83307]]}}
Línea 230.0 kV | LineString | 230.0 kV | 1 |  |  | CFE |  |  |  |  | OpenStreetMap | {"type":"Feature","properties":{},"geometry":{"type":"LineString","coordinates":[[-86.93043,20.8326],[-86.93034,20.83259],[-86.92991,20.83242],[-86.92952,20.83239]]}}
Línea 230.0 kV | LineString | 230.0 kV | 1 |  |  | CFE |  |  |  |  | OpenStreetMap | {"type":"Feature","properties":{},"geometry":{"type":"LineString","coordinates":[[-86.92954,20.83307],[-86.93029,20.83312]]}}
Línea 230.0 kV | LineString | 230.0 kV |  |  |  | CFE |  |  |  |  | OpenStreetMap | {"type":"Feature","properties":{},"geometry":{"type":"LineString","coordinates":[[-103.47382,25.59703],[-103.47589,25.59871],[-103.47891,25.59989],[-103.48303,25.60147],[-103.48704,25.60302],[-103.49036,25.6043],[-103.49359,25.60555],[-103.49735,25.607],[-103.50169,25.60769],[-103.50612,25.60842],[-103.50955,25.6062],[-103.51247,25.60431],[-103.51617,25.60193],[-103.51862,25.59896],[-103.52102,25.59621],[-103.52351,25.59313],[-103.52565,25.59054],[-103.52796,25.58774],[-103.5305,25.5847],[-103.533,25.58168],[-103.53565,25.57849],[-103.53846,25.57514],[-103.54115,25.57187],[-103.54385,25.56861],[-103.54659,25.56535],[-103.54931,25.56205],[-103.55184,25.55897],[-103.55392,25.55648],[-103.55621,25.55375],[-103.55895,25.55046],[-103.56201,25.54676],[-103.56483,25.54337],[-103.56953,25.53766],[-103.57423,25.53195],[-103.57649,25.5292],[-103.57886,25.52632],[-103.58213,25.52384],[-103.58482,25.52178],[-103.588,25.51936],[-103.59134,25.51678],[-103.59456,25.51434],[-103.59766,25.51196],[-103.60102,25.5094],[-103.60403,25.50712],[-103.60754,25.50445],[-103.61152,25.50142],[-103.6174,25.49691],[-103.61983,25.49508],[-103.6221,25.49102],[-103.62434,25.487],[-103.62452,25.48668]]}}
Línea 230.0 kV | LineString | 230.0 kV |  |  |  | CFE |  |  |  |  | OpenStreetMap | {"type":"Feature","properties":{},"geometry":{"type":"LineString","coordinates":[[-103.62352,25.48596],[-103.62434,25.487],[-103.62443,25.48712]]}}
Línea 230.0 kV | LineString | 230.0 kV |  |  |  | CFE |  |  |  |  | OpenStreetMap | {"type":"Feature","properties":{},"geometry":{"type":"LineString","coordinates":[[-103.62352,25.48596],[-103.62466,25.48642],[-103.62484,25.48649]]}}
Línea 230.0 kV | LineString | 230.0 kV |  |  |  | Comisión Federal de Electricidad |  |  |  |  | OpenStreetMap | {"type":"Feature","properties":{},"geometry":{"type":"LineString","coordinates":[[-103.57066,25.49128],[-103.57055,25.48888],[-103.57049,25.48678],[-103.57313,25.48487],[-103.57772,25.48144],[-103.58192,25.4785],[-103.58462,25.4765],[-103.58761,25.47438],[-103.58994,25.47268],[-103.59243,25.47084],[-103.59589,25.47031],[-103.59959,25.46968],[-103.60148,25.47094],[-103.60334,25.47223],[-103.60581,25.4739],[-103.6076,25.47513],[-103.61024,25.47692],[-103.61391,25.47942],[-103.6178,25.48207],[-103.6214,25.48452],[-103.62352,25.48596]]}}
Línea 230.0 kV | LineString | 230.0 kV |  |  |  | CFE |  |  |  |  | OpenStreetMap | {"type":"Feature","properties":{},"geometry":{"type":"LineString","coordinates":[[-104.64279,24.35163],[-104.64223,24.35172]]}}
Línea 230.0 kV | LineString | 230.0 kV |  |  |  | CFE |  |  |  |  | OpenStreetMap | {"type":"Feature","properties":{},"geometry":{"type":"LineString","coordinates":[[-104.64279,24.35163],[-104.64223,24.35154]]}}
Línea 230.0 kV | LineString | 230.0 kV |  |  |  | CFE |  |  |  |  | OpenStreetMap | {"type":"Feature","properties":{},"geometry":{"type":"LineString","coordinates":[[-98.5907,19.76745],[-98.58983,19.76831],[-98.58974,19.76936],[-98.58953,19.77031],[-98.58949,19.77103],[-98.58908,19.77082]]}}
Línea 230.0 kV | LineString | 230.0 kV | 2 |  |  | CFE |  |  |  |  | OpenStreetMap | {"type":"Feature","properties":{},"geometry":{"type":"LineString","coordinates":[[-116.91045,32.57421],[-116.90971,32.57437],[-116.90757,32.57095],[-116.90569,32.56767],[-116.90441,32.56539],[-116.90358,32.56387],[-116.90204,32.56117],[-116.89978,32.55726],[-116.8977,32.55361]]}}
Línea 230.0 kV | LineString | 230.0 kV | 1 |  |  | CFE |  |  |  |  | OpenStreetMap | {"type":"Feature","properties":{},"geometry":{"type":"LineString","coordinates":[[-99.27152,19.45072],[-99.27173,19.45089],[-99.27222,19.45122]]}}
Línea 230.0 kV | LineString | 230.0 kV | 1 |  |  | CFE |  |  |  |  | OpenStreetMap | {"type":"Feature","properties":{},"geometry":{"type":"LineString","coordinates":[[-99.27233,19.45042],[-99.27222,19.45043],[-99.27169,19.45063]]}}
Línea 230.0 kV | LineString | 230.0 kV | 1 |  |  | CFE |  |  |  |  | OpenStreetMap | {"type":"Feature","properties":{},"geometry":{"type":"LineString","coordinates":[[-99.27233,19.45042],[-99.27222,19.45122]]}}
Línea 230.0 kV | LineString | 230.0 kV | 2 |  |  | CFE |  |  |  |  | OpenStreetMap | {"type":"Feature","properties":{},"geometry":{"type":"LineString","coordinates":[[-99.07288,19.51016],[-99.07379,19.50897],[-99.07516,19.50694]]}}
Línea 230.0 kV | LineString | 230.0 kV | 2 |  |  | CFE |  |  |  |  | OpenStreetMap | {"type":"Feature","properties":{},"geometry":{"type":"LineString","coordinates":[[-99.05303,19.4947],[-99.05623,19.49598],[-99.05917,19.49715],[-99.06198,19.49831],[-99.06512,19.49955],[-99.0681,19.50072],[-99.07099,19.50188],[-99.07335,19.50281],[-99.07432,19.50442],[-99.07525,19.50589],[-99.07516,19.50694]]}}
Línea 230.0 kV | LineString | 230.0 kV | 1 |  |  | CFE |  |  |  |  | OpenStreetMap | {"type":"Feature","properties":{},"geometry":{"type":"LineString","coordinates":[[-99.05303,19.4947],[-99.05272,19.49511]]}}
Línea 230.0 kV | LineString | 230.0 kV | 1 |  |  | CFE |  |  |  |  | OpenStreetMap | {"type":"Feature","properties":{},"geometry":{"type":"LineString","coordinates":[[-99.0529,19.49517],[-99.05303,19.4947]]}}
Línea 230.0 kV | LineString | 230.0 kV | 2 |  |  | CFE |  |  |  |  | OpenStreetMap | {"type":"Feature","properties":{},"geometry":{"type":"LineString","coordinates":[[-99.05676,19.53288],[-99.0578,19.53146],[-99.05965,19.52881],[-99.06131,19.52648]]}}
Línea 230.0 kV | LineString | 230.0 kV | 1 |  |  | CFE |  |  |  |  | OpenStreetMap | {"type":"Feature","properties":{},"geometry":{"type":"LineString","coordinates":[[-99.06131,19.52648],[-99.06037,19.52629]]}}
Línea 230.0 kV | LineString | 230.0 kV | 1 |  |  | CFE |  |  |  |  | OpenStreetMap | {"type":"Feature","properties":{},"geometry":{"type":"LineString","coordinates":[[-99.06046,19.52615],[-99.06131,19.52648]]}}
Línea 230.0 kV | LineString | 230.0 kV | 1 |  |  | CFE |  |  |  |  | OpenStreetMap | {"type":"Feature","properties":{},"geometry":{"type":"LineString","coordinates":[[-99.05742,19.53328],[-99.0578,19.53358]]}}
Línea 230.0 kV | LineString | 230.0 kV | 1 |  |  | CFE |  |  |  |  | OpenStreetMap | {"type":"Feature","properties":{},"geometry":{"type":"LineString","coordinates":[[-98.96762,19.60957],[-98.96888,19.61161]]}}
Línea 230.0 kV | LineString | 230.0 kV | 2 |  |  | CFE |  |  |  |  | OpenStreetMap | {"type":"Feature","properties":{},"geometry":{"type":"LineString","coordinates":[[-98.96888,19.61161],[-98.97063,19.61452],[-98.97226,19.61732],[-98.97414,19.62046],[-98.97568,19.62074]]}}
Línea 230.0 kV | LineString | 230.0 kV | 1 |  |  | CFE |  |  |  |  | OpenStreetMap | {"type":"Feature","properties":{},"geometry":{"type":"LineString","coordinates":[[-98.96786,19.61008],[-98.96762,19.60957]]}}
Línea 230.0 kV | LineString | 230.0 kV | 1 |  |  | CFE |  |  |  |  | OpenStreetMap | {"type":"Feature","properties":{},"geometry":{"type":"LineString","coordinates":[[-98.96888,19.61161],[-98.96814,19.61056]]}}
Línea 230.0 kV | LineString | 230.0 kV | 1 |  |  | CFE |  |  |  |  | OpenStreetMap | {"type":"Feature","properties":{},"geometry":{"type":"LineString","coordinates":[[-103.46054,20.77663],[-103.45978,20.77607],[-103.4595,20.77605]]}}
Línea 230.0 kV | LineString | 230.0 kV | 2 |  |  | CFE |  |  |  |  | OpenStreetMap | {"type":"Feature","properties":{},"geometry":{"type":"LineString","coordinates":[[-103.46055,20.77689],[-103.46054,20.77663]]}}
Línea 230.0 kV | LineString | 230.0 kV | 2 |  |  | CFE |  |  |  |  | OpenStreetMap | {"type":"Feature","properties":{},"geometry":{"type":"LineString","coordinates":[[-103.46055,20.77689],[-103.46518,20.77739]]}}
Línea 230.0 kV | LineString | 230.0 kV | 2 |  |  | CFE |  |  |  |  | OpenStreetMap | {"type":"Feature","properties":{},"geometry":{"type":"LineString","coordinates":[[-103.40563,20.53988],[-103.4056,20.54038],[-103.4055,20.54196],[-103.40635,20.54421],[-103.40766,20.54759],[-103.40893,20.5509],[-103.41018,20.55419],[-103.41144,20.55739],[-103.41255,20.5603],[-103.41383,20.56367],[-103.41501,20.56669],[-103.4161,20.56958],[-103.41738,20.57286],[-103.41845,20.57566],[-103.41971,20.57892],[-103.42047,20.58089],[-103.42159,20.58386],[-103.4228,20.58699],[-103.42398,20.59001],[-103.42303,20.59314],[-103.42214,20.59606],[-103.42154,20.5981],[-103.42052,20.60135]]}}
Línea 230.0 kV | LineString | 230.0 kV | 2 |  |  | CFE |  |  |  |  | OpenStreetMap | {"type":"Feature","properties":{},"geometry":{"type":"LineString","coordinates":[[-103.37271,20.55041],[-103.37198,20.54906],[-103.37281,20.54769],[-103.37363,20.54631],[-103.37446,20.54493],[-103.37529,20.54357],[-103.37611,20.54219],[-103.37686,20.54094],[-103.37781,20.53936],[-103.37918,20.53969],[-103.38055,20.54001],[-103.38191,20.54034],[-103.38328,20.54008],[-103.38463,20.53984],[-103.38601,20.53959],[-103.38693,20.54009],[-103.38786,20.54059],[-103.38958,20.54052],[-103.39113,20.54115],[-103.39266,20.5418],[-103.39423,20.5411],[-103.39581,20.54039],[-103.39719,20.54084],[-103.39858,20.54125],[-103.40019,20.54094],[-103.4018,20.54062],[-103.40309,20.54037],[-103.4045,20.54009],[-103.40563,20.53988]]}}
Línea 230.0 kV | LineString | 230.0 kV | 1 |  |  | CFE |  |  |  |  | OpenStreetMap | {"type":"Feature","properties":{},"geometry":{"type":"LineString","coordinates":[[-103.37271,20.55041],[-103.37242,20.55107]]}}
Línea 230.0 kV | LineString | 230.0 kV | 1 |  |  | CFE |  |  |  |  | OpenStreetMap | {"type":"Feature","properties":{},"geometry":{"type":"LineString","coordinates":[[-103.37227,20.55099],[-103.37271,20.55041]]}}
Línea 230.0 kV | LineString | 230.0 kV | 1 |  |  | CFE |  |  |  |  | OpenStreetMap | {"type":"Feature","properties":{},"geometry":{"type":"LineString","coordinates":[[-99.3149,20.01784],[-99.31486,20.0173]]}}
Línea 230.0 kV | LineString | 230.0 kV | 1 |  |  | CFE |  |  |  |  | OpenStreetMap | {"type":"Feature","properties":{},"geometry":{"type":"LineString","coordinates":[[-99.3149,20.01784],[-99.31469,20.01737]]}}
Línea 230.0 kV | LineString | 230.0 kV | 1 |  |  | CFE |  |  |  |  | OpenStreetMap | {"type":"Feature","properties":{},"geometry":{"type":"LineString","coordinates":[[-101.60471,21.1366],[-101.60495,21.13614]]}}
Línea 230.0 kV | LineString | 230.0 kV | 1 |  |  | CFE |  |  |  |  | OpenStreetMap | {"type":"Feature","properties":{},"geometry":{"type":"LineString","coordinates":[[-101.60471,21.1366],[-101.60509,21.13625]]}}
Línea 230.0 kV | LineString | 230.0 kV | 1 |  |  | CFE |  |  |  |  | OpenStreetMap | {"type":"Feature","properties":{},"geometry":{"type":"LineString","coordinates":[[-98.58893,19.7481],[-98.58918,19.74808]]}}
Línea 230.0 kV | LineString | 230.0 kV |  |  |  | CFE |  |  |  |  | OpenStreetMap | {"type":"Feature","properties":{},"geometry":{"type":"LineString","coordinates":[[-98.589,19.73489],[-98.58818,19.73456]]}}
Línea 230.0 kV | LineString | 230.0 kV | 2 |  |  | CFE |  |  |  |  | OpenStreetMap | {"type":"Feature","properties":{},"geometry":{"type":"LineString","coordinates":[[-115.22639,32.39047],[-115.22672,32.39026],[-115.22459,32.38814],[-115.22184,32.38535],[-115.21913,32.38265],[-115.21789,32.38141],[-115.21292,32.38174],[-115.20801,32.38214],[-115.20335,32.38249],[-115.19828,32.38288],[-115.1934,32.38326],[-115.19041,32.38232],[-115.18731,32.3814],[-115.18345,32.38401],[-115.17846,32.38438],[-115.1737,32.38474],[-115.16902,32.38511],[-115.1661,32.38473],[-115.1616,32.38417],[-115.15766,32.38367],[-115.15729,32.38362],[-115.15223,32.38298],[-115.14739,32.38241],[-115.14319,32.38183],[-115.13835,32.38129],[-115.13344,32.38065],[-115.12814,32.37993],[-115.12296,32.37929],[-115.11796,32.37864],[-115.11319,32.37891],[-115.10831,32.37923],[-115.10313,32.37956],[-115.09825,32.37988],[-115.09336,32.38011],[-115.08826,32.38042],[-115.0836,32.38072],[-115.07893,32.38096],[-115.07396,32.38128],[-115.06899,32.3816],[-115.06427,32.38188],[-115.05896,32.38219],[-115.05374,32.38253],[-115.04909,32.38282],[-115.04465,32.38237],[-115.04029,32.38193],[-115.03556,32.38151],[-115.03018,32.38093]]}}
Línea 230.0 kV | LineString | 230.0 kV | 1 |  |  | CFE |  |  |  |  | OpenStreetMap | {"type":"Feature","properties":{},"geometry":{"type":"LineString","coordinates":[[-115.03018,32.38093],[-115.03006,32.38072],[-115.03248,32.37869],[-115.0354,32.37624],[-115.03841,32.37374],[-115.04093,32.37168],[-115.04381,32.36927],[-115.04674,32.36677],[-115.04966,32.36437],[-115.05254,32.36202],[-115.05621,32.36197],[-115.05931,32.36202]]}}
Línea 230.0 kV | LineString | 230.0 kV | 1 |  |  | CFE |  |  |  |  | OpenStreetMap | {"type":"Feature","properties":{},"geometry":{"type":"LineString","coordinates":[[-92.96959,17.79514],[-92.96979,17.79465]]}}
Línea 230.0 kV | LineString | 230.0 kV | 1 |  |  | CFE |  |  |  |  | OpenStreetMap | {"type":"Feature","properties":{},"geometry":{"type":"LineString","coordinates":[[-92.97003,17.79539],[-92.97024,17.79491]]}}
Línea 230.0 kV | LineString | 230.0 kV | 2 |  |  | CFE |  |  |  |  | OpenStreetMap | {"type":"Feature","properties":{},"geometry":{"type":"LineString","coordinates":[[-92.96959,17.79514],[-92.96827,17.79669]]}}
Línea 230.0 kV | LineString | 230.0 kV | 2 |  |  | CFE |  |  |  |  | OpenStreetMap | {"type":"Feature","properties":{},"geometry":{"type":"LineString","coordinates":[[-92.97003,17.79539],[-92.96827,17.79669]]}}
Línea 230.0 kV | LineString | 230.0 kV | 3 |  |  | CFE |  |  |  |  | OpenStreetMap | {"type":"Feature","properties":{},"geometry":{"type":"LineString","coordinates":[[-99.18431,19.63684],[-99.18115,19.63706]]}}
Línea 230.0 kV | LineString | 230.0 kV | 1 |  |  | CFE |  |  |  |  | OpenStreetMap | {"type":"Feature","properties":{},"geometry":{"type":"LineString","coordinates":[[-99.18431,19.63684],[-99.18569,19.63646],[-99.18666,19.63646]]}}
Línea 230.0 kV | LineString | 230.0 kV | 1 |  |  | CFE |  |  |  |  | OpenStreetMap | {"type":"Feature","properties":{},"geometry":{"type":"LineString","coordinates":[[-98.39502,26.09669],[-98.39463,26.09655]]}}
Línea 230.0 kV | LineString | 230.0 kV | 1 |  |  | CFE |  |  |  |  | OpenStreetMap | {"type":"Feature","properties":{},"geometry":{"type":"LineString","coordinates":[[-98.39502,26.09669],[-98.39463,26.09681]]}}
Línea 230.0 kV | LineString | 230.0 kV | 1 |  |  | CFE |  |  |  |  | OpenStreetMap | {"type":"Feature","properties":{},"geometry":{"type":"LineString","coordinates":[[-99.25367,19.48619],[-99.25335,19.48613],[-99.25313,19.48615]]}}
Línea 230.0 kV | LineString | 230.0 kV | 1 |  |  | CFE |  |  |  |  | OpenStreetMap | {"type":"Feature","properties":{},"geometry":{"type":"LineString","coordinates":[[-99.25447,19.48552],[-99.25341,19.48541],[-99.25319,19.4854]]}}
Línea 230.0 kV | LineString | 230.0 kV | 1 |  |  | CFE |  |  |  |  | OpenStreetMap | {"type":"Feature","properties":{},"geometry":{"type":"LineString","coordinates":[[-99.25378,19.48489],[-99.25323,19.48487]]}}
Línea 230.0 kV | LineString | 230.0 kV | 1 |  |  | CFE |  |  |  |  | OpenStreetMap | {"type":"Feature","properties":{},"geometry":{"type":"LineString","coordinates":[[-99.25378,19.48489],[-99.25325,19.48469]]}}
Línea 230.0 kV | LineString | 230.0 kV |  |  |  | CFE |  |  |  |  | OpenStreetMap | {"type":"Feature","properties":{},"geometry":{"type":"LineString","coordinates":[[-99.25512,19.48586],[-99.25447,19.48552]]}}
Línea 230.0 kV | LineString | 230.0 kV | 1 |  |  | CFE |  |  |  |  | OpenStreetMap | {"type":"Feature","properties":{},"geometry":{"type":"LineString","coordinates":[[-99.27446,19.89475],[-99.27469,19.89511]]}}
Línea 230.0 kV | LineString | 230.0 kV | 1 |  |  | CFE |  |  |  |  | OpenStreetMap | {"type":"Feature","properties":{},"geometry":{"type":"LineString","coordinates":[[-99.27469,19.89511],[-99.27462,19.8947]]}}
Línea 230.0 kV | LineString | 230.0 kV | 1 |  |  | CFE |  |  |  |  | OpenStreetMap | {"type":"Feature","properties":{},"geometry":{"type":"LineString","coordinates":[[-91.73485,17.9386],[-91.73453,17.93888],[-91.73409,17.93934]]}}
Línea 230.0 kV | LineString | 230.0 kV | 1 |  |  | CFE |  |  |  |  | OpenStreetMap | {"type":"Feature","properties":{},"geometry":{"type":"LineString","coordinates":[[-91.73398,17.93926],[-91.73413,17.93856],[-91.73421,17.93809]]}}
Línea 230.0 kV | LineString | 230.0 kV | 1 |  |  | CFE |  |  |  |  | OpenStreetMap | {"type":"Feature","properties":{},"geometry":{"type":"LineString","coordinates":[[-90.76392,18.61007],[-90.76566,18.61141],[-90.76813,18.61336],[-90.77031,18.61503],[-90.77295,18.61432],[-90.77337,18.61131],[-90.77383,18.60818],[-90.77423,18.60533],[-90.7746,18.60286],[-90.77497,18.60032],[-90.77337,18.59831],[-90.77179,18.5963]]}}
Línea 230.0 kV | LineString | 230.0 kV | 2 |  |  | CFE |  |  |  |  | OpenStreetMap | {"type":"Feature","properties":{},"geometry":{"type":"LineString","coordinates":[[-99.06532,19.33202],[-99.06442,19.33438],[-99.06438,19.33753],[-99.06432,19.34026],[-99.06431,19.34316],[-99.06427,19.3448],[-99.06427,19.34506],[-99.06424,19.34687],[-99.06424,19.3483],[-99.06414,19.35137],[-99.06409,19.35416],[-99.06407,19.35726],[-99.06403,19.36032],[-99.06575,19.36242],[-99.06487,19.36437],[-99.06215,19.36413]]}}
Línea 230.0 kV | LineString | 230.0 kV | 1 |  |  | CFE |  |  |  |  | OpenStreetMap | {"type":"Feature","properties":{},"geometry":{"type":"LineString","coordinates":[[-99.07287,19.33349],[-99.07271,19.33376]]}}
Línea 230.0 kV | LineString | 230.0 kV | 1 |  |  | CFE |  |  |  |  | OpenStreetMap | {"type":"Feature","properties":{},"geometry":{"type":"LineString","coordinates":[[-99.07287,19.33349],[-99.0729,19.33379]]}}
Línea 230.0 kV | LineString | 230.0 kV | 1 |  |  | CFE |  |  |  |  | OpenStreetMap | {"type":"Feature","properties":{},"geometry":{"type":"LineString","coordinates":[[-99.12724,19.26889],[-99.12737,19.26967]]}}
Línea 230.0 kV | LineString | 230.0 kV | 1 |  |  | CFE |  |  |  |  | OpenStreetMap | {"type":"Feature","properties":{},"geometry":{"type":"LineString","coordinates":[[-99.16134,19.15791],[-99.16173,19.15728]]}}
Línea 230.0 kV | LineString | 230.0 kV | 1 |  |  | CFE |  |  |  |  | OpenStreetMap | {"type":"Feature","properties":{},"geometry":{"type":"LineString","coordinates":[[-99.2466,19.33099],[-99.2467,19.33085]]}}
Línea 230.0 kV | LineString | 230.0 kV | 2 |  |  | CFE |  |  |  |  | OpenStreetMap | {"type":"Feature","properties":{},"geometry":{"type":"LineString","coordinates":[[-99.2466,19.33099],[-99.24994,19.33006]]}}
Línea 230.0 kV | LineString | 230.0 kV | 1 |  |  | CFE |  |  |  |  | OpenStreetMap | {"type":"Feature","properties":{},"geometry":{"type":"LineString","coordinates":[[-98.67613,19.74556],[-98.67679,19.74566]]}}
Línea 230.0 kV | LineString | 230.0 kV | 1 |  |  | CFE |  |  |  |  | OpenStreetMap | {"type":"Feature","properties":{},"geometry":{"type":"LineString","coordinates":[[-98.67621,19.74578],[-98.67672,19.7459]]}}
Línea 230.0 kV | LineString | 230.0 kV | 1 |  |  | CFE |  |  |  |  | OpenStreetMap | {"type":"Feature","properties":{},"geometry":{"type":"LineString","coordinates":[[-97.50352,20.50839],[-97.50357,20.50863]]}}
Línea 230.0 kV | LineString | 230.0 kV | 2 |  |  | CFE |  |  |  |  | OpenStreetMap | {"type":"Feature","properties":{},"geometry":{"type":"LineString","coordinates":[[-97.50352,20.50839],[-97.50275,20.50851]]}}
Línea 230.0 kV | LineString | 230.0 kV |  |  |  | CFE |  |  |  |  | OpenStreetMap | {"type":"Feature","properties":{},"geometry":{"type":"LineString","coordinates":[[-110.33254,30.999],[-110.33611,30.99982],[-110.33654,30.99987],[-110.33859,31.00019],[-110.33929,31.00011],[-110.34147,30.99895],[-110.34217,30.99864],[-110.34335,30.99843],[-110.34383,30.99837]]}}
Línea 230.0 kV | LineString | 230.0 kV |  |  |  | Comisión Federal de Electricidad |  |  |  |  | OpenStreetMap | {"type":"Feature","properties":{},"geometry":{"type":"LineString","coordinates":[[-96.40608,18.23084],[-96.40219,18.23433],[-96.39822,18.23621],[-96.39441,18.23923],[-96.39196,18.24027],[-96.39135,18.24166],[-96.39193,18.24433],[-96.39016,18.2471],[-96.38855,18.24964],[-96.38736,18.2515],[-96.38747,18.25271],[-96.38795,18.25381],[-96.38873,18.25461],[-96.39031,18.25609],[-96.39068,18.25638]]}}
Línea 230.0 kV | LineString | 230.0 kV | 2 |  |  | CFE |  |  |  |  | OpenStreetMap | {"type":"Feature","properties":{},"geometry":{"type":"LineString","coordinates":[[-99.14999,19.33539],[-99.14942,19.33681]]}}
Línea 230.0 kV | LineString | 230.0 kV | 1 |  |  | CFE |  |  |  |  | OpenStreetMap | {"type":"Feature","properties":{},"geometry":{"type":"LineString","coordinates":[[-99.18808,19.30944],[-99.18829,19.30968]]}}
Línea 230.0 kV | LineString | 230.0 kV | 1 |  |  | CFE |  |  |  |  | OpenStreetMap | {"type":"Feature","properties":{},"geometry":{"type":"LineString","coordinates":[[-99.18835,19.30946],[-99.18838,19.30969]]}}
Línea 230.0 kV | LineString | 230.0 kV | 2 |  |  | CFE |  |  |  |  | OpenStreetMap | {"type":"Feature","properties":{},"geometry":{"type":"LineString","coordinates":[[-99.27515,19.56255],[-99.27705,19.55557],[-99.27802,19.55168],[-99.27908,19.54762],[-99.27957,19.54577]]}}
Línea 230.0 kV | LineString | 230.0 kV | 1 |  |  | CFE |  |  |  |  | OpenStreetMap | {"type":"Feature","properties":{},"geometry":{"type":"LineString","coordinates":[[-99.07535,19.51394],[-99.07555,19.51341]]}}
Línea 230.0 kV | LineString | 230.0 kV | 1 |  |  | CFE |  |  |  |  | OpenStreetMap | {"type":"Feature","properties":{},"geometry":{"type":"LineString","coordinates":[[-99.07555,19.51341],[-99.0755,19.514]]}}
Línea 230.0 kV | LineString | 230.0 kV | 1 |  |  | Comisión Federal de Electricidad |  |  |  |  | OpenStreetMap | {"type":"Feature","properties":{},"geometry":{"type":"LineString","coordinates":[[-96.29817,19.10574],[-96.29874,19.10589]]}}
Línea 230.0 kV | LineString | 230.0 kV | 1 |  |  | Comisión Federal de Electricidad |  |  |  |  | OpenStreetMap | {"type":"Feature","properties":{},"geometry":{"type":"LineString","coordinates":[[-96.29817,19.10574],[-96.29875,19.10573]]}}
Línea 230.0 kV | LineString | 230.0 kV | 1 |  |  | CFE |  |  |  |  | OpenStreetMap | {"type":"Feature","properties":{},"geometry":{"type":"LineString","coordinates":[[-96.29827,19.10461],[-96.29887,19.10458]]}}
Línea 230.0 kV | LineString | 230.0 kV | 1 |  |  | CFE |  |  |  |  | OpenStreetMap | {"type":"Feature","properties":{},"geometry":{"type":"LineString","coordinates":[[-96.29827,19.10461],[-96.29885,19.10475]]}}
Línea 230.0 kV | LineString | 230.0 kV | 2 |  |  | Comisión Federal de Electricidad |  |  |  |  | OpenStreetMap | {"type":"Feature","properties":{},"geometry":{"type":"LineString","coordinates":[[-96.29815,19.10607],[-96.29639,19.10609]]}}
Línea 230.0 kV | LineString | 230.0 kV | 1 |  |  | Comisión Federal de Electricidad |  |  |  |  | OpenStreetMap | {"type":"Feature","properties":{},"geometry":{"type":"LineString","coordinates":[[-96.29811,19.1064],[-96.29868,19.10654]]}}
Línea 230.0 kV | LineString | 230.0 kV | 1 |  |  | Comisión Federal de Electricidad |  |  |  |  | OpenStreetMap | {"type":"Feature","properties":{},"geometry":{"type":"LineString","coordinates":[[-96.29815,19.10607],[-96.29871,19.10621]]}}
Línea 230.0 kV | LineString | 230.0 kV | 1 |  |  | Comisión Federal de Electricidad |  |  |  |  | OpenStreetMap | {"type":"Feature","properties":{},"geometry":{"type":"LineString","coordinates":[[-96.29811,19.1064],[-96.2987,19.10637]]}}
Línea 230.0 kV | LineString | 230.0 kV | 1 |  |  | CFE |  |  |  |  | OpenStreetMap | {"type":"Feature","properties":{},"geometry":{"type":"LineString","coordinates":[[-101.38929,21.94485],[-101.38629,21.94558],[-101.38254,21.94642],[-101.37877,21.94728],[-101.37506,21.94812],[-101.37122,21.94899],[-101.36744,21.94984],[-101.36346,21.95074],[-101.35948,21.95165],[-101.35571,21.9525],[-101.35194,21.95337],[-101.34814,21.95423],[-101.34435,21.95507],[-101.34056,21.95595],[-101.33684,21.95679],[-101.33307,21.95764],[-101.32936,21.95849],[-101.32581,21.95929],[-101.32165,21.96027],[-101.31759,21.96115],[-101.31385,21.96199],[-101.31046,21.96276],[-101.30666,21.96364],[-101.3044,21.96413],[-101.30407,21.96368],[-101.30416,21.96295]]}}
Línea 230.0 kV | LineString | 230.0 kV | 1 |  |  | CFE |  |  |  |  | OpenStreetMap | {"type":"Feature","properties":{},"geometry":{"type":"LineString","coordinates":[[-101.38982,21.94659],[-101.38993,21.94693]]}}
Línea 230.0 kV | LineString | 230.0 kV | 1 |  |  | CFE |  |  |  |  | OpenStreetMap | {"type":"Feature","properties":{},"geometry":{"type":"LineString","coordinates":[[-101.38982,21.94659],[-101.38975,21.94694]]}}
Línea 230.0 kV | LineString | 230.0 kV | 2 |  |  | CFE |  |  |  |  | OpenStreetMap | {"type":"Feature","properties":{},"geometry":{"type":"LineString","coordinates":[[-101.38929,21.94485],[-101.38982,21.94659]]}}
Línea 230.0 kV | LineString | 230.0 kV | 1 |  |  | CFE |  |  |  |  | OpenStreetMap | {"type":"Feature","properties":{},"geometry":{"type":"LineString","coordinates":[[-101.4369,21.99982],[-101.43631,22.0002],[-101.43573,22.00057],[-101.43418,22.00057],[-101.43222,22.00057],[-101.43038,22.00058],[-101.42612,22.00061],[-101.4252,22.00058],[-101.4244,22.00062],[-101.42252,22.00064],[-101.42005,22.00064],[-101.41764,22.00067],[-101.41528,22.00068],[-101.41287,22.00071],[-101.41084,22.00073],[-101.4088,22.00074],[-101.40669,22.00077],[-101.40466,22.00083],[-101.40272,22.00086],[-101.40217,22.00059],[-101.40223,21.9992],[-101.40229,21.99775],[-101.4024,21.99638],[-101.40246,21.99498],[-101.40224,21.99358],[-101.40228,21.9922],[-101.40233,21.99059],[-101.40235,21.98889],[-101.40238,21.98714],[-101.40236,21.9863],[-101.40215,21.98437],[-101.40239,21.98274],[-101.40266,21.98096],[-101.40288,21.97923],[-101.40326,21.97854],[-101.40417,21.97697],[-101.40305,21.97574],[-101.40202,21.97459],[-101.40097,21.97344],[-101.39992,21.97229],[-101.39749,21.97224],[-101.39698,21.9702],[-101.3975,21.96968],[-101.39623,21.96829],[-101.39578,21.96765],[-101.39492,21.96614],[-101.39406,21.96461],[-101.39313,21.96298],[-101.39275,21.96257],[-101.3924,21.96089],[-101.39259,21.96029],[-101.39301,21.95905],[-101.39347,21.95772],[-101.39396,21.95631],[-101.39385,21.95607],[-101.39287,21.95389],[-101.39239,21.95212],[-101.39187,21.9503],[-101.39131,21.95002],[-101.38958,21.95003],[-101.38954,21.94806],[-101.38957,21.94741]]}}
Línea 230.0 kV | LineString | 230.0 kV | 1 |  |  | CFE |  |  |  |  | OpenStreetMap | {"type":"Feature","properties":{},"geometry":{"type":"LineString","coordinates":[[-102.575,22.7185],[-102.57553,22.71808]]}}
Línea 230.0 kV | LineString | 230.0 kV | 1 |  |  | CFE |  |  |  |  | OpenStreetMap | {"type":"Feature","properties":{},"geometry":{"type":"LineString","coordinates":[[-102.575,22.7185],[-102.57564,22.71822]]}}
Línea 230.0 kV | LineString | 230.0 kV | 1 |  |  | CFE |  |  |  |  | OpenStreetMap | {"type":"Feature","properties":{},"geometry":{"type":"LineString","coordinates":[[-100.54043,20.57337],[-100.53995,20.57364]]}}
Línea 230.0 kV | LineString | 230.0 kV | 2 |  |  | Comisión Federal de Electricidad |  |  |  |  | OpenStreetMap | {"type":"Feature","properties":{},"geometry":{"type":"LineString","coordinates":[[-115.50895,32.53343],[-115.50745,32.53477]]}}
Línea 230.0 kV | LineString | 230.0 kV | 2 |  |  | Comisión Federal de Electricidad |  |  |  |  | OpenStreetMap | {"type":"Feature","properties":{},"geometry":{"type":"LineString","coordinates":[[-115.50903,32.53405],[-115.50745,32.53477]]}}
Línea 230.0 kV | LineString | 230.0 kV | 1 |  |  | Comisión Federal de Electricidad |  |  |  |  | OpenStreetMap | {"type":"Feature","properties":{},"geometry":{"type":"LineString","coordinates":[[-115.50895,32.53343],[-115.50956,32.53318]]}}
Línea 230.0 kV | LineString | 230.0 kV | 1 |  |  | Comisión Federal de Electricidad |  |  |  |  | OpenStreetMap | {"type":"Feature","properties":{},"geometry":{"type":"LineString","coordinates":[[-115.50903,32.53405],[-115.50967,32.53382]]}}
Línea 230.0 kV | LineString | 230.0 kV | 1 |  |  | Comisión Federal de Electricidad |  |  |  |  | OpenStreetMap | {"type":"Feature","properties":{},"geometry":{"type":"LineString","coordinates":[[-115.50961,32.5335],[-115.50895,32.53343]]}}
Línea 230.0 kV | LineString | 230.0 kV | 1 |  |  | Comisión Federal de Electricidad |  |  |  |  | OpenStreetMap | {"type":"Feature","properties":{},"geometry":{"type":"LineString","coordinates":[[-115.50972,32.53414],[-115.50903,32.53405]]}}
Línea 230.0 kV | LineString | 230.0 kV | 2 |  |  | CFE |  |  |  |  | OpenStreetMap | {"type":"Feature","properties":{},"geometry":{"type":"LineString","coordinates":[[-115.48244,32.54375],[-115.48274,32.54388]]}}
Línea 230.0 kV | LineString | 230.0 kV | 2 |  |  | CFE |  |  |  |  | OpenStreetMap | {"type":"Feature","properties":{},"geometry":{"type":"LineString","coordinates":[[-115.48399,32.54447],[-115.48274,32.54388]]}}
Línea 230.0 kV | LineString | 230.0 kV | 2 |  |  | Comisión Federal de Electricidad |  |  |  |  | OpenStreetMap | {"type":"Feature","properties":{},"geometry":{"type":"LineString","coordinates":[[-115.48274,32.54388],[-115.48308,32.54333]]}}
Línea 230.0 kV | LineString | 230.0 kV | 2 |  |  | Comisión Federal de Electricidad |  |  |  |  | OpenStreetMap | {"type":"Feature","properties":{},"geometry":{"type":"LineString","coordinates":[[-115.48308,32.54333],[-115.48244,32.54375]]}}
Línea 230.0 kV | LineString | 230.0 kV | 4 |  |  | Comisión Federal de Electricidad |  |  |  |  | OpenStreetMap | {"type":"Feature","properties":{},"geometry":{"type":"LineString","coordinates":[[-115.50745,32.53477],[-115.50441,32.53577],[-115.50095,32.53711],[-115.49716,32.53836],[-115.4934,32.53966],[-115.48967,32.54103],[-115.48614,32.54227],[-115.48308,32.54333]]}}
Línea 230.0 kV | LineString | 230.0 kV |  |  |  | Comisión Federal de Electricidad |  |  |  |  | OpenStreetMap | {"type":"Feature","properties":{},"geometry":{"type":"LineString","coordinates":[[-116.54366,32.55884],[-116.54416,32.55766],[-116.54409,32.55683]]}}
Línea 230.0 kV | LineString | 230.0 kV | 1 |  |  | CFE |  |  |  |  | OpenStreetMap | {"type":"Feature","properties":{},"geometry":{"type":"LineString","coordinates":[[-115.68214,32.65162],[-115.68208,32.65061],[-115.68181,32.64889]]}}
Línea 230.0 kV | LineString | 230.0 kV | 1 |  |  | CFE |  |  |  |  | OpenStreetMap | {"type":"Feature","properties":{},"geometry":{"type":"LineString","coordinates":[[-115.68214,32.65162],[-115.682,32.65077]]}}
Línea 230.0 kV | LineString | 230.0 kV | 1 |  |  | CFE |  |  |  |  | OpenStreetMap | {"type":"Feature","properties":{},"geometry":{"type":"LineString","coordinates":[[-115.682,32.65077],[-115.68181,32.64889]]}}
Línea 230.0 kV | LineString | 230.0 kV | 2 |  |  | Comisión Federal de Electricidad |  |  |  |  | OpenStreetMap | {"type":"Feature","properties":{},"geometry":{"type":"LineString","coordinates":[[-114.71696,32.41842],[-114.71657,32.41935],[-114.7164,32.41976],[-114.71632,32.41995],[-114.71574,32.42135],[-114.7148,32.42352],[-114.71399,32.42549],[-114.71325,32.42723],[-114.71249,32.42906],[-114.71174,32.43089],[-114.711,32.43265],[-114.71101,32.43371],[-114.711,32.4347]]}}
Línea 230.0 kV | LineString | 230.0 kV | 2 |  |  | Comisión Federal de Electricidad |  |  |  |  | OpenStreetMap | {"type":"Feature","properties":{},"geometry":{"type":"LineString","coordinates":[[-114.71696,32.41842],[-114.7165,32.4183]]}}
Línea 230.0 kV | LineString | 230.0 kV | 2 |  |  | CFE |  |  |  |  | OpenStreetMap | {"type":"Feature","properties":{},"geometry":{"type":"LineString","coordinates":[[-96.42789,19.30728],[-96.42332,19.30315],[-96.42166,19.29753],[-96.42065,19.29413]]}}
Línea 230.0 kV | LineString | 230.0 kV | 1 |  |  | CFE |  |  |  |  | OpenStreetMap | {"type":"Feature","properties":{},"geometry":{"type":"LineString","coordinates":[[-96.42065,19.29413],[-96.41742,19.28864],[-96.41558,19.28547],[-96.41389,19.28237],[-96.41198,19.27888],[-96.40937,19.27398],[-96.40704,19.26985],[-96.40492,19.26596],[-96.40259,19.26169],[-96.40042,19.25735],[-96.39878,19.25433],[-96.39754,19.25204],[-96.39533,19.24806],[-96.3932,19.24406],[-96.39169,19.24132],[-96.38965,19.2376],[-96.38741,19.23349],[-96.38566,19.23023],[-96.38387,19.227],[-96.38221,19.22383],[-96.38034,19.22036],[-96.37831,19.21674],[-96.37683,19.21397],[-96.3753,19.21111],[-96.37342,19.20786],[-96.37208,19.20533],[-96.37057,19.20251],[-96.36874,19.19925],[-96.36646,19.19501],[-96.36438,19.19101],[-96.36119,19.18964],[-96.35767,19.18821],[-96.35479,19.18705],[-96.35184,19.18583],[-96.34906,19.18466],[-96.34318,19.18207],[-96.34134,19.18135],[-96.3364,19.17924],[-96.33415,19.17841],[-96.33084,19.17699],[-96.32723,19.17547],[-96.32372,19.174],[-96.32114,19.17297],[-96.31803,19.17166],[-96.31471,19.17027],[-96.31147,19.16891],[-96.3082,19.16754],[-96.30492,19.16618],[-96.30143,19.16473],[-96.298,19.16331],[-96.29468,19.16193],[-96.29151,19.16057],[-96.28802,19.15911],[-96.28461,19.15772],[-96.28115,19.15626],[-96.27776,19.15481],[-96.27458,19.15349],[-96.27079,19.15193],[-96.26745,19.15051],[-96.26493,19.14945],[-96.26147,19.14801],[-96.25856,19.14679],[-96.25525,19.14533],[-96.25236,19.14635],[-96.24896,19.14751],[-96.24607,19.1485],[-96.2425,19.14977],[-96.23919,19.15091],[-96.23878,19.15105]]}}
Línea 230.0 kV | LineString | 230.0 kV | 1 |  |  | CFE |  |  |  |  | OpenStreetMap | {"type":"Feature","properties":{},"geometry":{"type":"LineString","coordinates":[[-96.42065,19.29413],[-96.41779,19.28818],[-96.41599,19.28512],[-96.41407,19.28171],[-96.41235,19.27853],[-96.40984,19.27372],[-96.40774,19.26993],[-96.40589,19.26612],[-96.40483,19.26393],[-96.40328,19.26046],[-96.40107,19.25754],[-96.39939,19.25423],[-96.39807,19.25173],[-96.39536,19.24699],[-96.39337,19.24316],[-96.39189,19.24041],[-96.39021,19.23743],[-96.3881,19.23346],[-96.38563,19.22901],[-96.38407,19.22611],[-96.38255,19.22329],[-96.38073,19.2198],[-96.37925,19.21721],[-96.37748,19.21397],[-96.37575,19.21072],[-96.37374,19.20718],[-96.37155,19.20317],[-96.36943,19.19923],[-96.36711,19.19496],[-96.3648,19.19068],[-96.36152,19.1892],[-96.35759,19.18761],[-96.35526,19.18666],[-96.35193,19.18526],[-96.34861,19.18386],[-96.34341,19.18162],[-96.34151,19.18082],[-96.33547,19.17837],[-96.33082,19.1764],[-96.32753,19.17504],[-96.32468,19.17387],[-96.3214,19.1725],[-96.31794,19.17105],[-96.31472,19.16968],[-96.31143,19.1683],[-96.3078,19.16678],[-96.30414,19.1653],[-96.30077,19.16383],[-96.29734,19.16244],[-96.29433,19.16118],[-96.2909,19.15973],[-96.28725,19.15821],[-96.28402,19.15686],[-96.28075,19.15554],[-96.27724,19.15399],[-96.27382,19.15258],[-96.27057,19.15121],[-96.2668,19.14968],[-96.26399,19.14849],[-96.26098,19.14726],[-96.25838,19.14611],[-96.25517,19.14475],[-96.25225,19.14584],[-96.24854,19.14718],[-96.24596,19.14808],[-96.24234,19.14952],[-96.23909,19.15071],[-96.23871,19.15092]]}}
Línea 230.0 kV | LineString | 230.0 kV | 1 |  |  | Comisión Federal de Electricidad |  |  |  |  | OpenStreetMap | {"type":"Feature","properties":{},"geometry":{"type":"LineString","coordinates":[[-109.93332,27.42804],[-109.93342,27.42739]]}}
Línea 230.0 kV | LineString | 230.0 kV |  |  |  | CFE |  |  |  |  | OpenStreetMap | {"type":"Feature","properties":{},"geometry":{"type":"LineString","coordinates":[[-100.27817,25.83289],[-100.27811,25.83302],[-100.27897,25.83356]]}}
Línea 230.0 kV | LineString | 230.0 kV |  |  |  | Comisión Federal de Electricidad |  |  |  |  | OpenStreetMap | {"type":"Feature","properties":{},"geometry":{"type":"LineString","coordinates":[[-103.44251,20.69222],[-103.44153,20.69178],[-103.4406,20.69135],[-103.43977,20.69097],[-103.43902,20.69063],[-103.43818,20.69025],[-103.4374,20.6899],[-103.43611,20.68979],[-103.4352,20.68938],[-103.43441,20.68897],[-103.43375,20.68871],[-103.43301,20.68838],[-103.43201,20.68793],[-103.4311,20.68752],[-103.43036,20.68718],[-103.42941,20.68675],[-103.42837,20.68629],[-103.42745,20.6859],[-103.42678,20.68529],[-103.42606,20.68489],[-103.42537,20.68446],[-103.42441,20.68372],[-103.42409,20.68357],[-103.42326,20.68325],[-103.42237,20.68291],[-103.42125,20.68249],[-103.42072,20.68228],[-103.41966,20.68188]]}}
Línea 230.0 kV | LineString | 230.0 kV | 2 |  |  | Comisión Federal de Electricidad |  |  |  |  | OpenStreetMap | {"type":"Feature","properties":{},"geometry":{"type":"LineString","coordinates":[[-115.35637,32.53498],[-115.35537,32.5377],[-115.35442,32.54025],[-115.35368,32.54238],[-115.3546,32.54262],[-115.35425,32.54353],[-115.35363,32.5452],[-115.3533,32.546],[-115.35291,32.54588]]}}
Línea 230.0 kV | LineString | 230.0 kV | 1 |  |  | Comisión Federal de Electricidad |  |  |  |  | OpenStreetMap | {"type":"Feature","properties":{},"geometry":{"type":"LineString","coordinates":[[-115.35291,32.54588],[-115.35223,32.54574]]}}
Línea 230.0 kV | LineString | 230.0 kV | 1 |  |  | Comisión Federal de Electricidad |  |  |  |  | OpenStreetMap | {"type":"Feature","properties":{},"geometry":{"type":"LineString","coordinates":[[-115.35229,32.54559],[-115.35291,32.54588]]}}
Línea 230.0 kV | LineString | 230.0 kV | 1 |  |  | Comisión Federal de Electricidad |  |  |  |  | OpenStreetMap | {"type":"Feature","properties":{},"geometry":{"type":"LineString","coordinates":[[-115.35139,32.54575],[-115.35158,32.5456]]}}
Línea 230.0 kV | LineString | 230.0 kV | 1 |  |  | Comisión Federal de Electricidad |  |  |  |  | OpenStreetMap | {"type":"Feature","properties":{},"geometry":{"type":"LineString","coordinates":[[-115.35139,32.54554],[-115.35139,32.54575]]}}
Línea 230.0 kV | LineString | 230.0 kV | 1 |  |  | Comisión Federal de Electricidad |  |  |  |  | OpenStreetMap | {"type":"Feature","properties":{},"geometry":{"type":"LineString","coordinates":[[-96.38997,18.25638],[-96.39038,18.25678]]}}
Línea 230.0 kV | LineString | 230.0 kV | 1 |  |  | Comisión Federal de Electricidad |  |  |  |  | OpenStreetMap | {"type":"Feature","properties":{},"geometry":{"type":"LineString","coordinates":[[-96.38997,18.25638],[-96.39048,18.25665]]}}
Línea 230.0 kV | LineString | 230.0 kV | 2 |  |  | Comisión Federal de Electricidad |  |  |  |  | OpenStreetMap | {"type":"Feature","properties":{},"geometry":{"type":"LineString","coordinates":[[-88.57592,19.6017],[-88.57478,19.60141]]}}
Línea 230.0 kV | LineString | 230.0 kV | 1 |  |  | CFE |  |  |  |  | OpenStreetMap | {"type":"Feature","properties":{},"geometry":{"type":"LineString","coordinates":[[-100.28948,20.58104],[-100.28888,20.58082]]}}
Línea 230.0 kV | LineString | 230.0 kV | 1 |  |  | CFE |  |  |  |  | OpenStreetMap | {"type":"Feature","properties":{},"geometry":{"type":"LineString","coordinates":[[-100.28948,20.58104],[-100.28896,20.58068]]}}
Línea 230.0 kV | LineString | 230.0 kV | 1 |  |  | CFE |  |  |  |  | OpenStreetMap | {"type":"Feature","properties":{},"geometry":{"type":"LineString","coordinates":[[-100.28902,20.58053],[-100.28959,20.58072]]}}
Línea 230.0 kV | LineString | 230.0 kV | 1 |  |  | CFE |  |  |  |  | OpenStreetMap | {"type":"Feature","properties":{},"geometry":{"type":"LineString","coordinates":[[-100.2891,20.58039],[-100.28959,20.58072]]}}
Línea 230.0 kV | LineString | 230.0 kV | 1 |  |  | CFE |  |  |  |  | OpenStreetMap | {"type":"Feature","properties":{},"geometry":{"type":"LineString","coordinates":[[-106.48281,31.33082],[-106.48394,31.33131]]}}
Línea 230.0 kV | LineString | 230.0 kV | 1 |  |  | CFE |  |  |  |  | OpenStreetMap | {"type":"Feature","properties":{},"geometry":{"type":"LineString","coordinates":[[-106.48281,31.33082],[-106.48407,31.33091]]}}
Línea 230.0 kV | LineString | 230.0 kV | 1 |  |  | CFE |  |  |  |  | OpenStreetMap | {"type":"Feature","properties":{},"geometry":{"type":"LineString","coordinates":[[-106.4843,31.33013],[-106.48373,31.32988]]}}
Línea 230.0 kV | LineString | 230.0 kV | 1 |  |  | CFE |  |  |  |  | OpenStreetMap | {"type":"Feature","properties":{},"geometry":{"type":"LineString","coordinates":[[-106.48435,31.32994],[-106.48373,31.32988]]}}
Línea 230.0 kV | LineString | 230.0 kV | 1 |  |  | CFE |  |  |  |  | OpenStreetMap | {"type":"Feature","properties":{},"geometry":{"type":"LineString","coordinates":[[-94.80928,16.49852],[-94.80912,16.49808]]}}
Línea 230.0 kV | LineString | 230.0 kV | 1 |  |  | CFE |  |  |  |  | OpenStreetMap | {"type":"Feature","properties":{},"geometry":{"type":"LineString","coordinates":[[-100.15543,25.78588],[-100.15669,25.78744]]}}
Línea 230.0 kV | LineString | 230.0 kV | 1 |  |  | CFE |  |  |  |  | OpenStreetMap | {"type":"Feature","properties":{},"geometry":{"type":"LineString","coordinates":[[-100.15517,25.78571],[-100.15543,25.78588]]}}
Línea 230.0 kV | LineString | 230.0 kV | 1 |  |  | CFE |  |  |  |  | OpenStreetMap | {"type":"Feature","properties":{},"geometry":{"type":"LineString","coordinates":[[-100.15517,25.78571],[-100.15669,25.78744]]}}
Línea 230.0 kV | LineString | 230.0 kV | 2 |  |  | CFE |  |  |  |  | OpenStreetMap | {"type":"Feature","properties":{},"geometry":{"type":"LineString","coordinates":[[-100.10359,25.72483],[-100.10395,25.72468],[-100.10484,25.72454],[-100.10561,25.72532],[-100.10674,25.7266],[-100.10718,25.72716],[-100.10891,25.7293],[-100.1097,25.73039],[-100.11072,25.73179],[-100.1123,25.7341],[-100.11381,25.73674],[-100.11526,25.739],[-100.11695,25.74159],[-100.11882,25.74407],[-100.1206,25.74611],[-100.12167,25.74731],[-100.12268,25.74852],[-100.12492,25.7511],[-100.12721,25.75368],[-100.12937,25.75615],[-100.13131,25.75842],[-100.13367,25.76111],[-100.13556,25.7633],[-100.13782,25.76586],[-100.13968,25.76798],[-100.14161,25.77016],[-100.14386,25.77273],[-100.14609,25.77529],[-100.1483,25.77783],[-100.1506,25.78047],[-100.15271,25.78289],[-100.15517,25.78571]]}}
Línea 230.0 kV | LineString | 230.0 kV |  |  |  | CFE |  |  |  |  | OpenStreetMap | {"type":"Feature","properties":{},"geometry":{"type":"LineString","coordinates":[[-109.81815,23.0208],[-109.81822,23.02065],[-109.81804,23.02059],[-109.81787,23.02053],[-109.8177,23.02048],[-109.81757,23.02043],[-109.81736,23.02036],[-109.81722,23.02031],[-109.81706,23.02026],[-109.817,23.02042],[-109.81715,23.02047],[-109.8173,23.02052],[-109.8175,23.02059],[-109.81764,23.02063],[-109.81779,23.02068],[-109.81798,23.02075],[-109.81815,23.0208]]}}
Línea 230.0 kV | LineString | 230.0 kV |  |  |  | CFE |  |  |  |  | OpenStreetMap | {"type":"Feature","properties":{},"geometry":{"type":"LineString","coordinates":[[-109.81798,23.02075],[-109.81804,23.02059],[-109.81821,23.02014]]}}
Línea 230.0 kV | LineString | 230.0 kV |  |  |  | CFE |  |  |  |  | OpenStreetMap | {"type":"Feature","properties":{},"geometry":{"type":"LineString","coordinates":[[-109.81764,23.02063],[-109.8177,23.02048],[-109.81785,23.02002]]}}
Línea 230.0 kV | LineString | 230.0 kV |  |  |  | CFE |  |  |  |  | OpenStreetMap | {"type":"Feature","properties":{},"geometry":{"type":"LineString","coordinates":[[-109.81715,23.02047],[-109.81722,23.02031],[-109.81739,23.01987]]}}
Línea 230.0 kV | LineString | 230.0 kV | 1 |  |  | CFE |  |  |  |  | OpenStreetMap | {"type":"Feature","properties":{},"geometry":{"type":"LineString","coordinates":[[-98.8772,19.65862],[-98.8785,19.6602],[-98.88081,19.66302],[-98.88324,19.66602],[-98.88588,19.66924],[-98.88821,19.67211],[-98.89044,19.67483],[-98.89286,19.67781],[-98.89552,19.68107],[-98.89784,19.68395],[-98.90029,19.68694],[-98.90283,19.69005],[-98.90469,19.69231],[-98.90673,19.69482],[-98.90919,19.69785],[-98.91171,19.70093],[-98.91437,19.70419],[-98.91692,19.70734],[-98.91891,19.71081],[-98.92197,19.7162],[-98.92457,19.72074],[-98.9269,19.72484],[-98.92927,19.72901],[-98.93074,19.7316],[-98.93295,19.73546],[-98.93464,19.73843],[-98.9363,19.74133],[-98.93694,19.74245]]}}
Los amates | Point | 230.0 kV |  |  |  | n/d | transmission;distribution |  |  |  | OpenStreetMap | {"type":"Feature","properties":{},"geometry":{"type":"Point","coordinates":[-99.81129,16.8386]}}
Tijuana 1 | Point | 230.0 kV |  |  |  | Comisión Federal de Electricidad | transmission |  |  |  | OpenStreetMap | {"type":"Feature","properties":{},"geometry":{"type":"Point","coordinates":[-116.88353,32.51544]}}
Subestación Siderúrgica | Point | 230.0 kV |  |  |  | n/d | industrial |  |  |  | OpenStreetMap | {"type":"Feature","properties":{},"geometry":{"type":"Point","coordinates":[-115.34788,32.51426]}}
La Rosita | Point | 230.0 kV |  |  |  | n/d | transmission |  |  |  | OpenStreetMap | {"type":"Feature","properties":{},"geometry":{"type":"Point","coordinates":[-115.67649,32.59688]}}
Mexicali 2 | Point | 230.0 kV |  |  |  | n/d | transmission |  |  |  | OpenStreetMap | {"type":"Feature","properties":{},"geometry":{"type":"Point","coordinates":[-115.45929,32.60501]}}
Cetys | Point | 230.0 kV |  |  |  | n/d | transmission |  |  |  | OpenStreetMap | {"type":"Feature","properties":{},"geometry":{"type":"Point","coordinates":[-115.39819,32.63934]}}
Cerro Prieto 3 | Point | 230.0 kV |  |  |  | Comisión Federal de Electricidad | generation |  |  |  | OpenStreetMap | {"type":"Feature","properties":{},"geometry":{"type":"Point","coordinates":[-115.24524,32.41159]}}
Cerro Prieto 2 | Point | 230.0 kV |  |  |  | Comisión Federal de Electricidad | generation |  |  |  | OpenStreetMap | {"type":"Feature","properties":{},"geometry":{"type":"Point","coordinates":[-115.22649,32.39097]}}
Santa Isabel | Point | 230.0 kV |  |  |  | n/d | transmission |  |  |  | OpenStreetMap | {"type":"Feature","properties":{},"geometry":{"type":"Point","coordinates":[-115.56903,32.63206]}}
Subestación | Point | 230.0 kV |  |  |  | n/d | transmission |  |  |  | OpenStreetMap | {"type":"Feature","properties":{},"geometry":{"type":"Point","coordinates":[-115.42161,32.58825]}}
Wisteria | Point | 230.0 kV |  |  |  | n/d | distribution |  |  |  | OpenStreetMap | {"type":"Feature","properties":{},"geometry":{"type":"Point","coordinates":[-115.52157,32.60294]}}
Chapultepec | Point | 230.0 kV |  |  |  | n/d | distribution |  |  |  | OpenStreetMap | {"type":"Feature","properties":{},"geometry":{"type":"Point","coordinates":[-115.06074,32.36197]}}
CFE Subestación Eléctrica Parque Industrial | Point | 230.0 kV |  |  |  | n/d | transmission |  |  |  | OpenStreetMap | {"type":"Feature","properties":{},"geometry":{"type":"Point","coordinates":[-114.71148,32.43606]}}
Substacion Orizaba | Point | 230.0 kV |  |  |  | n/d | transmission |  |  |  | OpenStreetMap | {"type":"Feature","properties":{},"geometry":{"type":"Point","coordinates":[-115.52072,32.62964]}}
Subestación Hermosillo Aeropuerto | Point | 230.0 kV |  |  |  | n/d | generation |  |  |  | OpenStreetMap | {"type":"Feature","properties":{},"geometry":{"type":"Point","coordinates":[-111.09721,29.09722]}}
Subestación Hermosillo 3 | Point | 230.0 kV |  |  |  | n/d | transmission |  |  |  | OpenStreetMap | {"type":"Feature","properties":{},"geometry":{"type":"Point","coordinates":[-110.88642,29.17593]}}
Subestacion Hermosillo Numero Cinco | Point | 230.0 kV |  |  |  | n/d | transmission |  |  |  | OpenStreetMap | {"type":"Feature","properties":{},"geometry":{"type":"Point","coordinates":[-110.83366,29.03412]}}
Subestación Hermosillo 4 | Point | 230.0 kV |  |  |  | Comisión Federal de Electricidad | transmission |  |  |  | OpenStreetMap | {"type":"Feature","properties":{},"geometry":{"type":"Point","coordinates":[-111.02479,29.08065]}}
Ruiz Cortinez | Point | 230.0 kV |  |  |  | Comisión Federal de Electricidad | transmission |  |  |  | OpenStreetMap | {"type":"Feature","properties":{},"geometry":{"type":"Point","coordinates":[-114.83754,32.50099]}}
Lauro Villar | Point | 230.0 kV |  |  |  | n/d | transmission |  |  |  | OpenStreetMap | {"type":"Feature","properties":{},"geometry":{"type":"Point","coordinates":[-97.42084,25.83371]}}
Playa del Carmen | Point | 230.0 kV |  |  |  | n/d | transmission |  |  |  | OpenStreetMap | {"type":"Feature","properties":{},"geometry":{"type":"Point","coordinates":[-87.08289,20.63059]}}
Zocac | Point | 230.0 kV |  |  |  | Comisión Federal de Electricidad | transmission |  |  |  | OpenStreetMap | {"type":"Feature","properties":{},"geometry":{"type":"Point","coordinates":[-98.04636,19.49824]}}
Cumbres Frontera | Point | 230.0 kV |  |  |  | n/d | transmission |  |  |  | OpenStreetMap | {"type":"Feature","properties":{},"geometry":{"type":"Point","coordinates":[-98.39313,26.09614]}}
Aceros Especiales SIMEC | Point | 230.0 kV |  |  |  | n/d | industrial |  |  |  | OpenStreetMap | {"type":"Feature","properties":{},"geometry":{"type":"Point","coordinates":[-98.08574,19.39496]}}
Subestación | Point | 230.0 kV |  |  |  | Comisión Federal de Electricidad | transmission |  |  |  | OpenStreetMap | {"type":"Feature","properties":{},"geometry":{"type":"Point","coordinates":[-100.69862,28.48163]}}
Ciudad Industrial | Point | 230.0 kV |  |  |  | Comisión Federal de Electricidad | transmission |  |  |  | OpenStreetMap | {"type":"Feature","properties":{},"geometry":{"type":"Point","coordinates":[-99.64586,27.47387]}}
Piedras Negras Potencia | Point | 230.0 kV |  |  |  | n/d | transmission |  |  |  | OpenStreetMap | {"type":"Feature","properties":{},"geometry":{"type":"Point","coordinates":[-100.6137,28.67398]}}
Subestación Nava | Point | 230.0 kV |  |  |  | Comisión Federal de Electricidad | transmission |  |  |  | OpenStreetMap | {"type":"Feature","properties":{},"geometry":{"type":"Point","coordinates":[-100.81057,28.41891]}}
Lomas | Point | 230.0 kV |  |  |  | CFE | transmission |  |  |  | OpenStreetMap | {"type":"Feature","properties":{},"geometry":{"type":"Point","coordinates":[-116.56015,31.87442]}}
Ciprés | Point | 230.0 kV |  |  |  | n/d | transmission |  |  |  | OpenStreetMap | {"type":"Feature","properties":{},"geometry":{"type":"Point","coordinates":[-116.5856,31.77693]}}
Aurora | Point | 230.0 kV |  |  |  | n/d | transmission;distribution |  |  |  | OpenStreetMap | {"type":"Feature","properties":{},"geometry":{"type":"Point","coordinates":[-98.97586,19.39694]}}
Kanasin | Point | 230.0 kV |  |  |  | CFE | transmission |  |  |  | OpenStreetMap | {"type":"Feature","properties":{},"geometry":{"type":"Point","coordinates":[-89.5298,20.9108]}}
Subestación Norte | Point | 230.0 kV |  |  |  | Comisión Federal de Electricidad | transmission |  |  |  | OpenStreetMap | {"type":"Feature","properties":{},"geometry":{"type":"Point","coordinates":[-89.62814,21.04981]}}
Los Mochis industrial | Point | 230.0 kV |  |  |  | Comisión Federal de Electricidad | transmission;distribution |  |  |  | OpenStreetMap | {"type":"Feature","properties":{},"geometry":{"type":"Point","coordinates":[-108.9019,25.81857]}}
Subestación Los Mochis 2 | Point | 230.0 kV |  |  |  | Comisión Federal de Electricidad | transmission |  |  |  | OpenStreetMap | {"type":"Feature","properties":{},"geometry":{"type":"Point","coordinates":[-108.75364,26.07589]}}
Subestación Louisiana | Point | 230.0 kV |  |  |  | n/d | transmission |  |  |  | OpenStreetMap | {"type":"Feature","properties":{},"geometry":{"type":"Point","coordinates":[-109.07629,25.78483]}}
Chapingo | Point | 230.0 kV |  |  |  | n/d | distribution |  |  |  | OpenStreetMap | {"type":"Feature","properties":{},"geometry":{"type":"Point","coordinates":[-98.90468,19.50709]}}
Magdalena | Point | 230.0 kV |  |  |  | n/d | distribution;transmission |  |  |  | OpenStreetMap | {"type":"Feature","properties":{},"geometry":{"type":"Point","coordinates":[-99.093,19.38125]}}
S.E. Zapata (Zona de Transmisión Sur) | Point | 230.0 kV |  |  |  | n/d | transmission;distribution |  |  |  | OpenStreetMap | {"type":"Feature","properties":{},"geometry":{"type":"Point","coordinates":[-99.2039,18.84469]}}
Cementos Moctezuma | Point | 230.0 kV |  |  |  | n/d | industrial |  |  |  | OpenStreetMap | {"type":"Feature","properties":{},"geometry":{"type":"Point","coordinates":[-99.18027,18.7989]}}
Cementos Tolteca | Point | 230.0 kV |  |  |  | n/d | industrial |  |  |  | OpenStreetMap | {"type":"Feature","properties":{},"geometry":{"type":"Point","coordinates":[-97.95969,18.9643]}}
Jalacingo | Point | 230.0 kV |  |  |  | Comisión Federal de Electricidad | transmission |  |  |  | OpenStreetMap | {"type":"Feature","properties":{},"geometry":{"type":"Point","coordinates":[-97.26694,19.78461]}}
Ayotla | Point | 230.0 kV |  |  |  | n/d | transmission;distribution |  |  |  | OpenStreetMap | {"type":"Feature","properties":{},"geometry":{"type":"Point","coordinates":[-98.95215,19.30338]}}
Los Reyes | Point | 230.0 kV |  |  |  | n/d | distribution |  |  |  | OpenStreetMap | {"type":"Feature","properties":{},"geometry":{"type":"Point","coordinates":[-98.97213,19.35205]}}
Tizayuca | Point | 230.0 kV |  |  |  | n/d | distribution |  |  |  | OpenStreetMap | {"type":"Feature","properties":{},"geometry":{"type":"Point","coordinates":[-98.9902,19.82483]}}
Kilómetro 110 | Point | 230.0 kV |  |  |  | n/d | transmission |  |  |  | OpenStreetMap | {"type":"Feature","properties":{},"geometry":{"type":"Point","coordinates":[-98.30137,19.98082]}}
Irolo | Point | 230.0 kV |  |  |  | n/d | distribution |  |  |  | OpenStreetMap | {"type":"Feature","properties":{},"geometry":{"type":"Point","coordinates":[-98.59161,19.76644]}}
Fábrica papel Tuxtepec | Point | 230.0 kV |  |  |  | n/d | industrial |  |  |  | OpenStreetMap | {"type":"Feature","properties":{},"geometry":{"type":"Point","coordinates":[-96.17788,18.02857]}}
Subestación Cartagena | Point | 230.0 kV |  |  |  | n/d | distribution |  |  |  | OpenStreetMap | {"type":"Feature","properties":{},"geometry":{"type":"Point","coordinates":[-99.1545,19.63808]}}
Amatlán 2 | Point | 230.0 kV |  |  |  | Comisión Federal de Electricidad | transmission |  |  |  | OpenStreetMap | {"type":"Feature","properties":{},"geometry":{"type":"Point","coordinates":[-96.90244,18.85777]}}
Ixtapaluca | Point | 230.0 kV |  |  |  | n/d | distribution |  |  |  | OpenStreetMap | {"type":"Feature","properties":{},"geometry":{"type":"Point","coordinates":[-98.92057,19.32741]}}
Apasco | Point | 230.0 kV |  |  |  | n/d | transmission |  |  |  | OpenStreetMap | {"type":"Feature","properties":{},"geometry":{"type":"Point","coordinates":[-99.10197,19.95663]}}
Lafarge | Point | 230.0 kV |  |  |  | n/d | industrial |  |  |  | OpenStreetMap | {"type":"Feature","properties":{},"geometry":{"type":"Point","coordinates":[-99.17354,20.01286]}}
Jardín | Point | 230.0 kV |  |  |  | Comisión Federal de Electricidad | transmission |  |  |  | OpenStreetMap | {"type":"Feature","properties":{},"geometry":{"type":"Point","coordinates":[-96.19314,19.18339]}}
El Palmar | Point | 230.0 kV |  |  |  | n/d | transmission |  |  |  | OpenStreetMap | {"type":"Feature","properties":{},"geometry":{"type":"Point","coordinates":[-109.81794,23.02013]}}
Subestación Pueblo Nuevo | Point | 230.0 kV |  |  |  | Comisión Federal de Electricidad | transmission |  |  |  | OpenStreetMap | {"type":"Feature","properties":{},"geometry":{"type":"Point","coordinates":[-109.3739,27.07017]}}
Subestación Ciudad Obregón 3 | Point | 230.0 kV |  |  |  | Comisión Federal de Electricidad | transmission;distribution |  |  |  | OpenStreetMap | {"type":"Feature","properties":{},"geometry":{"type":"Point","coordinates":[-109.92517,27.52389]}}
Subestación Esperanza | Point | 230.0 kV |  |  |  | Comisión Federal de Electricidad | transmission |  |  |  | OpenStreetMap | {"type":"Feature","properties":{},"geometry":{"type":"Point","coordinates":[-111.47555,28.82448]}}
Culiacán 3 | Point | 230.0 kV |  |  |  | Comisión Federal de Electricidad | transmission;distribution |  |  |  | OpenStreetMap | {"type":"Feature","properties":{},"geometry":{"type":"Point","coordinates":[-107.36163,24.82992]}}
Culiacán potencia | Point | 230.0 kV |  |  |  | Comisión Federal de Electricidad | transmission |  |  |  | OpenStreetMap | {"type":"Feature","properties":{},"geometry":{"type":"Point","coordinates":[-107.33981,24.73226]}}
El habal | Point | 230.0 kV |  |  |  | Comisión Federal de Electricidad | transmission |  |  |  | OpenStreetMap | {"type":"Feature","properties":{},"geometry":{"type":"Point","coordinates":[-106.41068,23.29159]}}
Durango II | Point | 230.0 kV |  |  |  | n/d | transmission |  |  |  | OpenStreetMap | {"type":"Feature","properties":{},"geometry":{"type":"Point","coordinates":[-104.60535,24.07644]}}
Vallarta potencia | Point | 230.0 kV |  |  |  | n/d | transmission |  |  |  | OpenStreetMap | {"type":"Feature","properties":{},"geometry":{"type":"Point","coordinates":[-105.19567,20.72255]}}
La Tuzania | Point | 230.0 kV |  |  |  | n/d | distribution |  |  |  | OpenStreetMap | {"type":"Feature","properties":{},"geometry":{"type":"Point","coordinates":[-103.45922,20.77578]}}
Juan del río potencia | Point | 230.0 kV |  |  |  | n/d | transmission |  |  |  | OpenStreetMap | {"type":"Feature","properties":{},"geometry":{"type":"Point","coordinates":[-99.96867,20.42876]}}
Oaxaca Potencia | Point | 230.0 kV |  |  |  | n/d | transmission |  |  |  | OpenStreetMap | {"type":"Feature","properties":{},"geometry":{"type":"Point","coordinates":[-96.78808,17.12288]}}
La Ciénega | Point | 230.0 kV |  |  |  | n/d | transmission |  |  |  | OpenStreetMap | {"type":"Feature","properties":{},"geometry":{"type":"Point","coordinates":[-96.78147,16.90171]}}
Ávalos | Point | 230.0 kV |  |  |  | n/d | transmission |  |  |  | OpenStreetMap | {"type":"Feature","properties":{},"geometry":{"type":"Point","coordinates":[-105.99651,28.61352]}}
División del Norte | Point | 230.0 kV |  |  |  | n/d | transmission |  |  |  | OpenStreetMap | {"type":"Feature","properties":{},"geometry":{"type":"Point","coordinates":[-106.16417,28.58573]}}
Chuviscar | Point | 230.0 kV |  |  |  | n/d | transmission |  |  |  | OpenStreetMap | {"type":"Feature","properties":{},"geometry":{"type":"Point","coordinates":[-105.95004,28.63983]}}
Chihuahua Norte | Point | 230.0 kV |  |  |  | n/d | transmission |  |  |  | OpenStreetMap | {"type":"Feature","properties":{},"geometry":{"type":"Point","coordinates":[-106.13352,28.72979]}}
Cuahutémhoc 2 | Point | 230.0 kV |  |  |  | n/d | transmission |  |  |  | OpenStreetMap | {"type":"Feature","properties":{},"geometry":{"type":"Point","coordinates":[-106.81337,28.44633]}}
S.E. Quevedo | Point | 230.0 kV |  |  |  | n/d | transmission |  |  |  | OpenStreetMap | {"type":"Feature","properties":{},"geometry":{"type":"Point","coordinates":[-107.42016,29.03654]}}
Reforma | Point | 230.0 kV |  |  |  | n/d | transmission |  |  |  | OpenStreetMap | {"type":"Feature","properties":{},"geometry":{"type":"Point","coordinates":[-106.4629,31.58656]}}
Verónica | Point | 230.0 kV |  |  |  | n/d |  |  |  |  | OpenStreetMap | {"type":"Feature","properties":{},"geometry":{"type":"Point","coordinates":[-99.1716,19.43805]}}
Águilas | Point | 230.0 kV |  |  |  | n/d | distribution |  |  |  | OpenStreetMap | {"type":"Feature","properties":{},"geometry":{"type":"Point","coordinates":[-99.24286,19.35489]}}
Subestación Saltillo | Point | 230.0 kV |  |  |  | Comisión Federal de Electricidad | transmission;distribution |  |  |  | OpenStreetMap | {"type":"Feature","properties":{},"geometry":{"type":"Point","coordinates":[-101.01639,25.4471]}}
Subestación Andalucia | Point | 230.0 kV |  |  |  | Comisión Federal de Electricidad | transmission |  |  |  | OpenStreetMap | {"type":"Feature","properties":{},"geometry":{"type":"Point","coordinates":[-103.21897,25.5661]}}
Paso del Norte | Point | 230.0 kV |  |  |  | n/d | transmission |  |  |  | OpenStreetMap | {"type":"Feature","properties":{},"geometry":{"type":"Point","coordinates":[-106.53752,31.73152]}}
Caucel Potencia | Point | 230.0 kV |  |  |  | n/d | transmission |  |  |  | OpenStreetMap | {"type":"Feature","properties":{},"geometry":{"type":"Point","coordinates":[-89.69622,20.99298]}}
Mérida Potencia | Point | 230.0 kV |  |  |  | n/d |  |  |  |  | OpenStreetMap | {"type":"Feature","properties":{},"geometry":{"type":"Point","coordinates":[-89.69738,20.93537]}}
San Luis Potosí | Point | 230.0 kV |  |  |  | n/d | transmission;generation |  |  |  | OpenStreetMap | {"type":"Feature","properties":{},"geometry":{"type":"Point","coordinates":[-100.9074,22.09468]}}
San Luis 2 | Point | 230.0 kV |  |  |  | n/d | transmission |  |  |  | OpenStreetMap | {"type":"Feature","properties":{},"geometry":{"type":"Point","coordinates":[-100.90572,22.22516]}}
Tampico | Point | 230.0 kV |  |  |  | n/d | transmission |  |  |  | OpenStreetMap | {"type":"Feature","properties":{},"geometry":{"type":"Point","coordinates":[-97.87009,22.31769]}}
Morelia Potencia | Point | 230.0 kV |  |  |  | n/d | transmission |  |  |  | OpenStreetMap | {"type":"Feature","properties":{},"geometry":{"type":"Point","coordinates":[-101.25153,19.69096]}}
Poza Rica | Point | 230.0 kV |  |  |  | Comisión Federal de Electricidad | transmission |  |  |  | OpenStreetMap | {"type":"Feature","properties":{},"geometry":{"type":"Point","coordinates":[-97.49178,20.52594]}}
Xalostoc | Point | 230.0 kV |  |  |  | Comisión Federal de Electricidad | distribution |  |  |  | OpenStreetMap | {"type":"Feature","properties":{},"geometry":{"type":"Point","coordinates":[-99.08996,19.51327]}}
Taxqueña | Point | 230.0 kV |  |  |  | Comisión Federal de Electricidad | transmission;distribution |  |  |  | OpenStreetMap | {"type":"Feature","properties":{},"geometry":{"type":"Point","coordinates":[-99.14904,19.33673]}}
Monclova | Point | 230.0 kV |  |  |  | CFE | transmission |  |  |  | OpenStreetMap | {"type":"Feature","properties":{},"geometry":{"type":"Point","coordinates":[-101.42539,26.87309]}}
Cananea | Point | 230.0 kV |  |  |  | n/d | transmission;distribution |  |  |  | OpenStreetMap | {"type":"Feature","properties":{},"geometry":{"type":"Point","coordinates":[-110.29859,31.0044]}}
Centro | Point | 230.0 kV |  |  |  | n/d | transmission |  |  |  | OpenStreetMap | {"type":"Feature","properties":{},"geometry":{"type":"Point","coordinates":[-115.47733,32.64495]}}
Aeropuerto Dos | Point | 230.0 kV |  |  |  | n/d | transmission |  |  |  | OpenStreetMap | {"type":"Feature","properties":{},"geometry":{"type":"Point","coordinates":[-115.42857,32.66246]}}
Olas Altas | Point | 230.0 kV |  |  |  | n/d | transmission |  |  |  | OpenStreetMap | {"type":"Feature","properties":{},"geometry":{"type":"Point","coordinates":[-110.33727,24.03494]}}
Toluca | Point | 230.0 kV |  |  |  | n/d |  |  |  |  | OpenStreetMap | {"type":"Feature","properties":{},"geometry":{"type":"Point","coordinates":[-99.63227,19.29375]}}
El Salto | Point | 230.0 kV |  |  |  | n/d | transmission;distribution |  |  |  | OpenStreetMap | {"type":"Feature","properties":{},"geometry":{"type":"Point","coordinates":[-97.99514,20.21265]}}
Subestación Irapuato 2 | Point | 230.0 kV |  |  |  | Comisión Federal de Electricidad | transmission |  |  |  | OpenStreetMap | {"type":"Feature","properties":{},"geometry":{"type":"Point","coordinates":[-101.29826,20.69944]}}
Subestación Puerto Libertad | Point | 230.0 kV |  |  |  | n/d | generation;transmission |  |  |  | OpenStreetMap | {"type":"Feature","properties":{},"geometry":{"type":"Point","coordinates":[-112.69216,29.9087]}}
Chalco | Point | 230.0 kV |  |  |  | Comisión Federal de Electricidad | transmission;distribution |  |  |  | OpenStreetMap | {"type":"Feature","properties":{},"geometry":{"type":"Point","coordinates":[-98.88987,19.24122]}}
Jamaica | Point | 230.0 kV |  |  |  | Comisión Federal de Electricidad | transmission;distribution |  |  |  | OpenStreetMap | {"type":"Feature","properties":{},"geometry":{"type":"Point","coordinates":[-99.13059,19.40939]}}
Samalayuca Sur | Point | 230.0 kV |  |  |  | n/d | transmission |  |  |  | OpenStreetMap | {"type":"Feature","properties":{},"geometry":{"type":"Point","coordinates":[-106.49336,31.31001]}}
Contreras | Point | 230.0 kV |  |  |  | n/d | distribution |  |  |  | OpenStreetMap | {"type":"Feature","properties":{},"geometry":{"type":"Point","coordinates":[-99.24349,19.2907]}}
El Rosal | Point | 230.0 kV |  |  |  | Comisión Federal de Electricidad | distribution |  |  |  | OpenStreetMap | {"type":"Feature","properties":{},"geometry":{"type":"Point","coordinates":[-99.17154,19.25982]}}
Kilómetro 20 | Point | 230.0 kV |  |  |  | n/d | transmission |  |  |  | OpenStreetMap | {"type":"Feature","properties":{},"geometry":{"type":"Point","coordinates":[-92.92575,17.8442]}}
Nuevo casas grandes | Point | 230.0 kV |  |  |  | Comisión Federal de Electricidad | transmission |  |  |  | OpenStreetMap | {"type":"Feature","properties":{},"geometry":{"type":"Point","coordinates":[-107.89964,30.52529]}}
Subestación | Point | 230.0 kV |  |  |  | n/d | transmission |  |  |  | OpenStreetMap | {"type":"Feature","properties":{},"geometry":{"type":"Point","coordinates":[-94.79954,16.60093]}}
Subestación La Venta 2 | Point | 230.0 kV |  |  |  | n/d | transmission |  |  |  | OpenStreetMap | {"type":"Feature","properties":{},"geometry":{"type":"Point","coordinates":[-94.82341,16.578]}}
Santa Ana | Point | 230.0 kV |  |  |  | Comisión Federal de Electricidad | transmission |  |  |  | OpenStreetMap | {"type":"Feature","properties":{},"geometry":{"type":"Point","coordinates":[-111.13114,30.52522]}}
Subestación Seis de Abril | Point | 230.0 kV |  |  |  | Comisión Federal de Electricidad | transmission |  |  |  | OpenStreetMap | {"type":"Feature","properties":{},"geometry":{"type":"Point","coordinates":[-112.67771,30.80257]}}
Subestación Mesteñas | Point | 230.0 kV |  |  |  | Comisión Federal de Electricidad | transmission |  |  |  | OpenStreetMap | {"type":"Feature","properties":{},"geometry":{"type":"Point","coordinates":[-104.49457,28.43043]}}
Ascención 2 | Point | 230.0 kV |  |  |  | Comisión Federal de Electricidad | transmission |  |  |  | OpenStreetMap | {"type":"Feature","properties":{},"geometry":{"type":"Point","coordinates":[-107.96891,31.04517]}}
Bajío Maniobras | Point | 230.0 kV |  |  |  | n/d | generation |  |  |  | OpenStreetMap | {"type":"Feature","properties":{},"geometry":{"type":"Point","coordinates":[-100.6119,21.24477]}}
Dañu | Point | 230.0 kV |  |  |  | n/d | transmission |  |  |  | OpenStreetMap | {"type":"Feature","properties":{},"geometry":{"type":"Point","coordinates":[-99.71757,20.21207]}}
Héroes Carranza | Point | 230.0 kV |  |  |  | n/d | transmission |  |  |  | OpenStreetMap | {"type":"Feature","properties":{},"geometry":{"type":"Point","coordinates":[-99.4923,20.09336]}}
Lomas Verdes | Point | 230.0 kV |  |  |  | CFE | distribution |  |  |  | OpenStreetMap | {"type":"Feature","properties":{},"geometry":{"type":"Point","coordinates":[-99.27854,19.54573]}}
Punta Norte | Point | 230.0 kV |  |  |  | n/d | distribution |  |  |  | OpenStreetMap | {"type":"Feature","properties":{},"geometry":{"type":"Point","coordinates":[-99.23016,19.61511]}}
Lago de Guadalupe | Point | 230.0 kV |  |  |  | n/d | distribution |  |  |  | OpenStreetMap | {"type":"Feature","properties":{},"geometry":{"type":"Point","coordinates":[-99.22375,19.62073]}}
Cofradía 1 | Point | 230.0 kV |  |  |  | n/d | distribution |  |  |  | OpenStreetMap | {"type":"Feature","properties":{},"geometry":{"type":"Point","coordinates":[-99.21845,19.62552]}}
Peñitas | Point | 230.0 kV |  |  |  | n/d | transmission |  |  |  | OpenStreetMap | {"type":"Feature","properties":{},"geometry":{"type":"Point","coordinates":[-93.46492,17.44647]}}
Aguascalientes Oriente | Point | 230.0 kV |  |  |  | n/d | transmission |  |  |  | OpenStreetMap | {"type":"Feature","properties":{},"geometry":{"type":"Point","coordinates":[-102.27355,21.90714]}}
S. E. Colima II | Point | 230.0 kV |  |  |  | Comisión Federal de Electricidad | transmission |  |  |  | OpenStreetMap | {"type":"Feature","properties":{},"geometry":{"type":"Point","coordinates":[-103.77465,19.28013]}}
Uruapan potencia | Point | 230.0 kV |  |  |  | n/d | transmission |  |  |  | OpenStreetMap | {"type":"Feature","properties":{},"geometry":{"type":"Point","coordinates":[-102.088,19.3314]}}
Atenco | Point | 230.0 kV |  |  |  | n/d | transmission |  |  |  | OpenStreetMap | {"type":"Feature","properties":{},"geometry":{"type":"Point","coordinates":[-99.5695,19.28032]}}
La Trinidad | Point | 230.0 kV |  |  |  | n/d | transmission |  |  |  | OpenStreetMap | {"type":"Feature","properties":{},"geometry":{"type":"Point","coordinates":[-104.47733,24.23038]}}
Las delicias | Point | 230.0 kV |  |  |  | n/d | transmission |  |  |  | OpenStreetMap | {"type":"Feature","properties":{},"geometry":{"type":"Point","coordinates":[-100.61182,21.24773]}}
Xochimilco | Point | 230.0 kV |  |  |  | n/d | distribution |  |  |  | OpenStreetMap | {"type":"Feature","properties":{},"geometry":{"type":"Point","coordinates":[-115.48502,32.60142]}}
Cedros | Point | 230.0 kV |  |  |  | n/d | transmission |  |  |  | OpenStreetMap | {"type":"Feature","properties":{},"geometry":{"type":"Point","coordinates":[-100.98305,25.54614]}}
Subestación Apasco | Point | 230.0 kV |  |  |  | n/d | industrial |  |  |  | OpenStreetMap | {"type":"Feature","properties":{},"geometry":{"type":"Point","coordinates":[-100.86062,25.61373]}}
Subestación Maniobras Eólica Santa Catarina | Point | 230.0 kV |  |  |  | n/d | transmission |  |  |  | OpenStreetMap | {"type":"Feature","properties":{},"geometry":{"type":"Point","coordinates":[-100.6387,25.69295]}}
Subestación El Cuchillo | Point | 230.0 kV |  |  |  | Comisión Federal de Electricidad | transmission |  |  |  | OpenStreetMap | {"type":"Feature","properties":{},"geometry":{"type":"Point","coordinates":[-99.66545,25.60089]}}
Nueva Rosita | Point | 230.0 kV |  |  |  | n/d | transmission |  |  |  | OpenStreetMap | {"type":"Feature","properties":{},"geometry":{"type":"Point","coordinates":[-101.19635,27.92251]}}
Subestación Camargo 2 | Point | 230.0 kV |  |  |  | Comisión Federal de Electricidad | transmission |  |  |  | OpenStreetMap | {"type":"Feature","properties":{},"geometry":{"type":"Point","coordinates":[-105.06354,27.65801]}}
Nacozari | Point | 230.0 kV |  |  |  | CFE | distribution |  |  |  | OpenStreetMap | {"type":"Feature","properties":{},"geometry":{"type":"Point","coordinates":[-109.6786,30.36932]}}
La caridad | Point | 230.0 kV |  |  |  | n/d | industrial |  |  |  | OpenStreetMap | {"type":"Feature","properties":{},"geometry":{"type":"Point","coordinates":[-109.54276,30.34062]}}
La Caridad Generación | Point | 230.0 kV |  |  |  | n/d | generation |  |  |  | OpenStreetMap | {"type":"Feature","properties":{},"geometry":{"type":"Point","coordinates":[-109.62061,30.52095]}}
La caridad fundición | Point | 230.0 kV |  |  |  | n/d | industrial |  |  |  | OpenStreetMap | {"type":"Feature","properties":{},"geometry":{"type":"Point","coordinates":[-109.63173,30.48651]}}
El Fresnal | Point | 230.0 kV |  |  |  | n/d | transmission;generation |  |  |  | OpenStreetMap | {"type":"Feature","properties":{},"geometry":{"type":"Point","coordinates":[-109.61109,31.22284]}}
Observatorio | Point | 230.0 kV |  |  |  | n/d | transmission |  |  |  | OpenStreetMap | {"type":"Feature","properties":{},"geometry":{"type":"Point","coordinates":[-110.41398,31.01669]}}
Subestación | Point | 230.0 kV |  |  |  | n/d | industrial |  |  |  | OpenStreetMap | {"type":"Feature","properties":{},"geometry":{"type":"Point","coordinates":[-110.82934,28.93027]}}
Guaymas CERESO | Point | 230.0 kV |  |  |  | Comisión Federal de Electricidad | transmission |  |  |  | OpenStreetMap | {"type":"Feature","properties":{},"geometry":{"type":"Point","coordinates":[-110.89535,27.99005]}}
Subesatcion Industrial Caborca | Point | 230.0 kV |  |  |  | n/d | transmission |  |  |  | OpenStreetMap | {"type":"Feature","properties":{},"geometry":{"type":"Point","coordinates":[-112.20777,30.71307]}}
Subestación | Point | 230.0 kV |  |  |  | n/d | generation |  |  |  | OpenStreetMap | {"type":"Feature","properties":{},"geometry":{"type":"Point","coordinates":[-94.78354,16.52997]}}
Subestación | Point | 230.0 kV |  |  |  | n/d | generation |  |  |  | OpenStreetMap | {"type":"Feature","properties":{},"geometry":{"type":"Point","coordinates":[-94.80956,16.49774]}}
Subestación | Point | 230.0 kV |  |  |  | n/d | transmission |  |  |  | OpenStreetMap | {"type":"Feature","properties":{},"geometry":{"type":"Point","coordinates":[-94.82958,16.54679]}}
Subestación | Point | 230.0 kV |  |  |  | n/d | transmission |  |  |  | OpenStreetMap | {"type":"Feature","properties":{},"geometry":{"type":"Point","coordinates":[-94.83043,16.54711]}}
Subestación | Point | 230.0 kV |  |  |  | n/d | transmission |  |  |  | OpenStreetMap | {"type":"Feature","properties":{},"geometry":{"type":"Point","coordinates":[-115.62932,32.60136]}}
Subestación | Point | 230.0 kV |  |  |  | n/d | transmission |  |  |  | OpenStreetMap | {"type":"Feature","properties":{},"geometry":{"type":"Point","coordinates":[-115.63008,32.59706]}}
Rumurosa | Point | 230.0 kV |  |  |  | n/d | transmission |  |  |  | OpenStreetMap | {"type":"Feature","properties":{},"geometry":{"type":"Point","coordinates":[-115.93938,32.56843]}}
Subestación | Point | 230.0 kV |  |  |  | n/d | generation |  |  |  | OpenStreetMap | {"type":"Feature","properties":{},"geometry":{"type":"Point","coordinates":[-115.66268,32.60021]}}
Subestación Ciudad Obregón 4 | Point | 230.0 kV |  |  |  | Comisión Federal de Electricidad | transmission;distribution |  |  |  | OpenStreetMap | {"type":"Feature","properties":{},"geometry":{"type":"Point","coordinates":[-109.93401,27.42881]}}
Aragón | Point | 230.0 kV |  |  |  | Comisión Federal de Electricidad | distribution;generation |  |  |  | OpenStreetMap | {"type":"Feature","properties":{},"geometry":{"type":"Point","coordinates":[-99.09804,19.46177]}}
El Castillo | Point | 230.0 kV |  |  |  | Comisión Federal de Electricidad | transmission |  |  |  | OpenStreetMap | {"type":"Feature","properties":{},"geometry":{"type":"Point","coordinates":[-96.89647,19.55686]}}
Matías Romero potencia | Point | 230.0 kV |  |  |  | CFE | transmission |  |  |  | OpenStreetMap | {"type":"Feature","properties":{},"geometry":{"type":"Point","coordinates":[-95.0174,17.01525]}}
Tacubaya | Point | 230.0 kV |  |  |  | Comisión Federal de Electricidad | distribution |  |  |  | OpenStreetMap | {"type":"Feature","properties":{},"geometry":{"type":"Point","coordinates":[-99.19081,19.3941]}}
Subestación Lerdo | Point | 230.0 kV |  |  |  | Comisión Federal de Electricidad | transmission |  |  |  | OpenStreetMap | {"type":"Feature","properties":{},"geometry":{"type":"Point","coordinates":[-103.56994,25.49244]}}
Gómez Palacio | Point | 230.0 kV |  |  |  | n/d | transmission |  |  |  | OpenStreetMap | {"type":"Feature","properties":{},"geometry":{"type":"Point","coordinates":[-103.47272,25.59697]}}
Subestación Fresnillo Potencia | Point | 230.0 kV |  |  |  | Comisión Federal de Electricidad | transmission |  |  |  | OpenStreetMap | {"type":"Feature","properties":{},"geometry":{"type":"Point","coordinates":[-102.91699,23.23273]}}
Subestación Santiago 2 | Point | 230.0 kV |  |  |  | Comisión Federal de Electricidad | transmission |  |  |  | OpenStreetMap | {"type":"Feature","properties":{},"geometry":{"type":"Point","coordinates":[-105.80835,26.86342]}}
Subestación Calera | Point | 230.0 kV |  |  |  | Comisión Federal de Electricidad | transmission |  |  |  | OpenStreetMap | {"type":"Feature","properties":{},"geometry":{"type":"Point","coordinates":[-102.69456,22.97933]}}
Subestación Zacatecas 2 | Point | 230.0 kV |  |  |  | Comisión Federal de Electricidad | transmission |  |  |  | OpenStreetMap | {"type":"Feature","properties":{},"geometry":{"type":"Point","coordinates":[-102.44749,22.75]}}
Aguascalientes 1 | Point | 230.0 kV |  |  |  | n/d | transmission |  |  |  | OpenStreetMap | {"type":"Feature","properties":{},"geometry":{"type":"Point","coordinates":[-102.38285,21.91055]}}
Subestación León III | Point | 230.0 kV |  |  |  | Comisión Federal de Electricidad | transmission |  |  |  | OpenStreetMap | {"type":"Feature","properties":{},"geometry":{"type":"Point","coordinates":[-101.72756,21.14358]}}
Subestación León I | Point | 230.0 kV |  |  |  | CFE | transmission |  |  |  | OpenStreetMap | {"type":"Feature","properties":{},"geometry":{"type":"Point","coordinates":[-101.6791,21.07238]}}
San Juan de los Lagos 2 | Point | 230.0 kV |  |  |  | n/d | transmission |  |  |  | OpenStreetMap | {"type":"Feature","properties":{},"geometry":{"type":"Point","coordinates":[-102.43052,21.33323]}}
Villa de Reyes | Point | 230.0 kV |  |  |  | n/d | transmission |  |  |  | OpenStreetMap | {"type":"Feature","properties":{},"geometry":{"type":"Point","coordinates":[-100.93208,21.83217]}}
Subestación | Point | 230.0 kV |  |  |  | n/d | transmission |  |  |  | OpenStreetMap | {"type":"Feature","properties":{},"geometry":{"type":"Point","coordinates":[-100.87509,21.99515]}}
Subestación | Point | 230.0 kV |  |  |  | n/d | industrial |  |  |  | OpenStreetMap | {"type":"Feature","properties":{},"geometry":{"type":"Point","coordinates":[-100.874,21.99504]}}
Fondería | Point | 230.0 kV |  |  |  | n/d | industrial |  |  |  | OpenStreetMap | {"type":"Feature","properties":{},"geometry":{"type":"Point","coordinates":[-100.90496,22.08964]}}
Mexinox | Point | 230.0 kV |  |  |  | n/d | industrial |  |  |  | OpenStreetMap | {"type":"Feature","properties":{},"geometry":{"type":"Point","coordinates":[-100.89238,22.09275]}}
Ixtapa potencia | Point | 230.0 kV |  |  |  | n/d | transmission |  |  |  | OpenStreetMap | {"type":"Feature","properties":{},"geometry":{"type":"Point","coordinates":[-101.60843,17.73175]}}
La Pila | Point | 230.0 kV |  |  |  | Comisión Federal de Electricidad | transmission |  |  |  | OpenStreetMap | {"type":"Feature","properties":{},"geometry":{"type":"Point","coordinates":[-100.84766,22.03131]}}
Charcas potencia | Point | 230.0 kV |  |  |  | n/d | transmission |  |  |  | OpenStreetMap | {"type":"Feature","properties":{},"geometry":{"type":"Point","coordinates":[-101.10374,23.09841]}}
San Luis de la Paz 2 | Point | 230.0 kV |  |  |  | Comisión Federal de Electricidad | transmission |  |  |  | OpenStreetMap | {"type":"Feature","properties":{},"geometry":{"type":"Point","coordinates":[-100.63407,21.28294]}}
Silao Potencia | Point | 230.0 kV |  |  |  | n/d | transmission |  |  |  | OpenStreetMap | {"type":"Feature","properties":{},"geometry":{"type":"Point","coordinates":[-101.4661,20.90659]}}
Leon 4 | Point | 230.0 kV |  |  |  | n/d | transmission |  |  |  | OpenStreetMap | {"type":"Feature","properties":{},"geometry":{"type":"Point","coordinates":[-101.60583,21.136]}}
Celaya 3 | Point | 230.0 kV |  |  |  | Comisión Federal de Electricidad | transmission |  |  |  | OpenStreetMap | {"type":"Feature","properties":{},"geometry":{"type":"Point","coordinates":[-100.89493,20.53313]}}
Celaya 2 | Point | 230.0 kV |  |  |  | Comisión Federal de Electricidad | transmission |  |  |  | OpenStreetMap | {"type":"Feature","properties":{},"geometry":{"type":"Point","coordinates":[-100.82023,20.57392]}}
Santa fe | Point | 230.0 kV |  |  |  | Comisión Federal de Electricidad | transmission |  |  |  | OpenStreetMap | {"type":"Feature","properties":{},"geometry":{"type":"Point","coordinates":[-100.57986,20.91044]}}
Sibasa | Point | 230.0 kV |  |  |  | n/d | industrial |  |  |  | OpenStreetMap | {"type":"Feature","properties":{},"geometry":{"type":"Point","coordinates":[-100.91329,20.52144]}}
Deacero | Point | 230.0 kV |  |  |  | n/d | industrial |  |  |  | OpenStreetMap | {"type":"Feature","properties":{},"geometry":{"type":"Point","coordinates":[-100.92666,20.52068]}}
Guadalajara 2 | Point | 230.0 kV |  |  |  | n/d | transmission |  |  |  | OpenStreetMap | {"type":"Feature","properties":{},"geometry":{"type":"Point","coordinates":[-103.28687,20.56054]}}
Union Carbide | Point | 230.0 kV |  |  |  | n/d | industrial |  |  |  | OpenStreetMap | {"type":"Feature","properties":{},"geometry":{"type":"Point","coordinates":[-100.17731,25.77691]}}
Ciudad Guzmán | Point | 230.0 kV |  |  |  | n/d | transmission;distribution |  |  |  | OpenStreetMap | {"type":"Feature","properties":{},"geometry":{"type":"Point","coordinates":[-103.48632,19.66503]}}
Subestación Eléctrica Guadalajara Norte | Point | 230.0 kV |  |  |  | CFE | transmission |  |  |  | OpenStreetMap | {"type":"Feature","properties":{},"geometry":{"type":"Point","coordinates":[-103.35039,20.77746]}}
San Martín | Point | 230.0 kV |  |  |  | n/d | distribution |  |  |  | OpenStreetMap | {"type":"Feature","properties":{},"geometry":{"type":"Point","coordinates":[-103.27682,20.62098]}}
Subestación Guadalajara Oriente | Point | 230.0 kV |  |  |  | CFE | transmission |  |  |  | OpenStreetMap | {"type":"Feature","properties":{},"geometry":{"type":"Point","coordinates":[-103.2353,20.64534]}}
Álamos | Point | 230.0 kV |  |  |  | n/d | transmission;distribution |  |  |  | OpenStreetMap | {"type":"Feature","properties":{},"geometry":{"type":"Point","coordinates":[-103.31711,20.63415]}}
Conín | Point | 230.0 kV |  |  |  | Comisión Federal de Electricidad | transmission |  |  |  | OpenStreetMap | {"type":"Feature","properties":{},"geometry":{"type":"Point","coordinates":[-100.28903,20.58]}}
Subestación Eléctrica CFE El Salto-Atotonilco | Point | 230.0 kV |  |  |  | Comisión Federal de Electricidad | distribution |  |  |  | OpenStreetMap | {"type":"Feature","properties":{},"geometry":{"type":"Point","coordinates":[-99.29868,19.96392]}}
Subestación Nochistongo | Point | 230.0 kV |  |  |  | n/d | transmission |  |  |  | OpenStreetMap | {"type":"Feature","properties":{},"geometry":{"type":"Point","coordinates":[-99.27499,19.89443]}}
Jorobas | Point | 230.0 kV |  |  |  | n/d | distribution |  |  |  | OpenStreetMap | {"type":"Feature","properties":{},"geometry":{"type":"Point","coordinates":[-99.27971,19.85578]}}
Tecamac | Point | 230.0 kV |  |  |  | n/d | distribution |  |  |  | OpenStreetMap | {"type":"Feature","properties":{},"geometry":{"type":"Point","coordinates":[-99.0114,19.63069]}}
Ecatepec | Point | 230.0 kV |  |  |  | n/d | distribution |  |  |  | OpenStreetMap | {"type":"Feature","properties":{},"geometry":{"type":"Point","coordinates":[-99.05721,19.61069]}}
Cuajimalpa | Point | 230.0 kV |  |  |  | n/d | distribution |  |  |  | OpenStreetMap | {"type":"Feature","properties":{},"geometry":{"type":"Point","coordinates":[-99.30142,19.34543]}}
Olivar | Point | 230.0 kV |  |  |  | n/d | distribution |  |  |  | OpenStreetMap | {"type":"Feature","properties":{},"geometry":{"type":"Point","coordinates":[-99.21099,19.33983]}}
San Ángel | Point | 230.0 kV |  |  |  | n/d | distribution |  |  |  | OpenStreetMap | {"type":"Feature","properties":{},"geometry":{"type":"Point","coordinates":[-99.20488,19.36574]}}
Subestación Contadero | Point | 230.0 kV |  |  |  | n/d |  |  |  |  | OpenStreetMap | {"type":"Feature","properties":{},"geometry":{"type":"Point","coordinates":[-99.25163,19.38361]}}
Chimalpa | Point | 230.0 kV |  |  |  | Comisión Federal de Electricidad | distribution |  |  |  | OpenStreetMap | {"type":"Feature","properties":{},"geometry":{"type":"Point","coordinates":[-99.27171,19.45056]}}
Toluca 2000 | Point | 230.0 kV |  |  |  | n/d | distribution |  |  |  | OpenStreetMap | {"type":"Feature","properties":{},"geometry":{"type":"Point","coordinates":[-99.56132,19.37436]}}
Estadio | Point | 230.0 kV |  |  |  | n/d | distribution |  |  |  | OpenStreetMap | {"type":"Feature","properties":{},"geometry":{"type":"Point","coordinates":[-99.67935,19.27684]}}
Ferrocarriles Nacionales | Point | 230.0 kV |  |  |  | n/d | traction |  |  |  | OpenStreetMap | {"type":"Feature","properties":{},"geometry":{"type":"Point","coordinates":[-99.18022,19.63881]}}
Papeles higiénicos del centro | Point | 230.0 kV |  |  |  | n/d | distribution |  |  |  | OpenStreetMap | {"type":"Feature","properties":{},"geometry":{"type":"Point","coordinates":[-98.58785,19.73439]}}
Aceros Corsa | Point | 230.0 kV |  |  |  | n/d | industrial |  |  |  | OpenStreetMap | {"type":"Feature","properties":{},"geometry":{"type":"Point","coordinates":[-98.60069,19.75208]}}
La Manga | Point | 230.0 kV |  |  |  | n/d | transmission |  |  |  | OpenStreetMap | {"type":"Feature","properties":{},"geometry":{"type":"Point","coordinates":[-99.96137,20.32024]}}
Minera Autlán | Point | 230.0 kV |  |  |  | n/d | industrial |  |  |  | OpenStreetMap | {"type":"Feature","properties":{},"geometry":{"type":"Point","coordinates":[-98.02425,22.23383]}}
Pantepec | Point | 230.0 kV |  |  |  | n/d | transmission |  |  |  | OpenStreetMap | {"type":"Feature","properties":{},"geometry":{"type":"Point","coordinates":[-97.7193,20.9829]}}
El Caracol | Point | 230.0 kV |  |  |  | Comisión Federal de Electricidad | generation |  |  |  | OpenStreetMap | {"type":"Feature","properties":{},"geometry":{"type":"Point","coordinates":[-99.9925,17.95148]}}
Mezcala | Point | 230.0 kV |  |  |  | n/d | transmission |  |  |  | OpenStreetMap | {"type":"Feature","properties":{},"geometry":{"type":"Point","coordinates":[-99.6008,17.92618]}}
Chilpancingo potencia | Point | 230.0 kV |  |  |  | n/d | transmission |  |  |  | OpenStreetMap | {"type":"Feature","properties":{},"geometry":{"type":"Point","coordinates":[-99.53243,17.59228]}}
El quemado | Point | 230.0 kV |  |  |  | n/d | transmission |  |  |  | OpenStreetMap | {"type":"Feature","properties":{},"geometry":{"type":"Point","coordinates":[-99.83492,16.911]}}
Pie de la cuesta | Point | 230.0 kV |  |  |  | Comisión Federal de Electricidad | transmission |  |  |  | OpenStreetMap | {"type":"Feature","properties":{},"geometry":{"type":"Point","coordinates":[-100.00058,16.98124]}}
Jalapa de Díaz | Point | 230.0 kV |  |  |  | n/d | distribution |  |  |  | OpenStreetMap | {"type":"Feature","properties":{},"geometry":{"type":"Point","coordinates":[-96.53736,18.05243]}}
Juchitán 2 | Point | 230.0 kV |  |  |  | n/d | transmission |  |  |  | OpenStreetMap | {"type":"Feature","properties":{},"geometry":{"type":"Point","coordinates":[-94.9658,16.51768]}}
Subestación | Point | 230.0 kV |  |  |  | n/d | transmission |  |  |  | OpenStreetMap | {"type":"Feature","properties":{},"geometry":{"type":"Point","coordinates":[-94.72569,16.56733]}}
Subestación | Point | 230.0 kV |  |  |  | n/d | generation |  |  |  | OpenStreetMap | {"type":"Feature","properties":{},"geometry":{"type":"Point","coordinates":[-94.7359,16.57584]}}
Los ríos | Point | 230.0 kV |  |  |  | n/d | transmission |  |  |  | OpenStreetMap | {"type":"Feature","properties":{},"geometry":{"type":"Point","coordinates":[-91.86899,17.75847]}}
Villahermosa Norte | Point | 230.0 kV |  |  |  | Comision Federal de Electricidad | transmission |  |  |  | OpenStreetMap | {"type":"Feature","properties":{},"geometry":{"type":"Point","coordinates":[-92.925,18.04924]}}
Cárdenas 2 | Point | 230.0 kV |  |  |  | n/d | transmission |  |  |  | OpenStreetMap | {"type":"Feature","properties":{},"geometry":{"type":"Point","coordinates":[-93.3418,17.99778]}}
Santa Lucía | Point | 230.0 kV |  |  |  | n/d | generation |  |  |  | OpenStreetMap | {"type":"Feature","properties":{},"geometry":{"type":"Point","coordinates":[-91.73497,17.93778]}}
Lerma | Point | 230.0 kV |  |  |  | n/d | transmission |  |  |  | OpenStreetMap | {"type":"Feature","properties":{},"geometry":{"type":"Point","coordinates":[-90.61284,19.79353]}}
Balam | Point | 230.0 kV |  |  |  | n/d | transmission |  |  |  | OpenStreetMap | {"type":"Feature","properties":{},"geometry":{"type":"Point","coordinates":[-86.84984,21.18676]}}
Cemex | Point | 230.0 kV |  |  |  | n/d | industrial |  |  |  | OpenStreetMap | {"type":"Feature","properties":{},"geometry":{"type":"Point","coordinates":[-99.69265,20.38561]}}
Subestación Jilotepec potencia | Point | 230.0 kV |  |  |  | n/d | transmission |  |  |  | OpenStreetMap | {"type":"Feature","properties":{},"geometry":{"type":"Point","coordinates":[-99.49478,19.98398]}}
Central hidroeléctrica Zimapán | Point | 230.0 kV |  |  |  | n/d | generation;transmission |  |  |  | OpenStreetMap | {"type":"Feature","properties":{},"geometry":{"type":"Point","coordinates":[-99.45814,20.84745]}}
Nizuc | Point | 230.0 kV |  |  |  | n/d | transmission |  |  |  | OpenStreetMap | {"type":"Feature","properties":{},"geometry":{"type":"Point","coordinates":[-86.84706,21.06756]}}
Iztapalapa | Point | 230.0 kV |  |  |  | Comisión Federal de Electricidad | distribution;generation |  |  |  | OpenStreetMap | {"type":"Feature","properties":{},"geometry":{"type":"Point","coordinates":[-99.07333,19.33399]}}
Nazas | Point | 230.0 kV |  |  |  | n/d | transmission |  |  |  | OpenStreetMap | {"type":"Feature","properties":{},"geometry":{"type":"Point","coordinates":[-103.50046,25.50277]}}
Cananea Sur | Point | 230.0 kV |  |  |  | n/d | transmission |  |  |  | OpenStreetMap | {"type":"Feature","properties":{},"geometry":{"type":"Point","coordinates":[-110.2692,30.95454]}}
Coapa | Point | 230.0 kV |  |  |  | n/d | distribution |  |  |  | OpenStreetMap | {"type":"Feature","properties":{},"geometry":{"type":"Point","coordinates":[-99.12749,19.27046]}}
Guamúchil 2 | Point | 230.0 kV |  |  |  | Comisión Federal de Electricidad | transmission |  |  |  | OpenStreetMap | {"type":"Feature","properties":{},"geometry":{"type":"Point","coordinates":[-108.08172,25.48694]}}
Subestación Pemex Cadereyta | Point | 230.0 kV |  |  |  | n/d | transmission |  |  |  | OpenStreetMap | {"type":"Feature","properties":{},"geometry":{"type":"Point","coordinates":[-99.93284,25.59871]}}
Subestación | Point | 230.0 kV |  |  |  | n/d | industrial |  |  |  | OpenStreetMap | {"type":"Feature","properties":{},"geometry":{"type":"Point","coordinates":[-99.93083,25.59096]}}
Nogales Aeropuerto | Point | 230.0 kV |  |  |  | Comisión Federal de Electricidad | transmission |  |  |  | OpenStreetMap | {"type":"Feature","properties":{},"geometry":{"type":"Point","coordinates":[-110.97148,31.1624]}}
Madero | Point | 230.0 kV |  |  |  | n/d | distribution |  |  |  | OpenStreetMap | {"type":"Feature","properties":{},"geometry":{"type":"Point","coordinates":[-99.05232,19.49581]}}
Subestación | Point | 230.0 kV |  |  |  | n/d | transmission |  |  |  | OpenStreetMap | {"type":"Feature","properties":{},"geometry":{"type":"Point","coordinates":[-115.48635,32.56941]}}
Río Bravo | Point | 230.0 kV |  |  |  | n/d |  |  |  |  | OpenStreetMap | {"type":"Feature","properties":{},"geometry":{"type":"Point","coordinates":[-98.06242,25.98101]}}
Las Américas | Point | 230.0 kV |  |  |  | n/d | distribution |  |  |  | OpenStreetMap | {"type":"Feature","properties":{},"geometry":{"type":"Point","coordinates":[-99.23695,19.85843]}}
Atizapán | Point | 230.0 kV |  |  |  | CFE | transmission |  |  |  | OpenStreetMap | {"type":"Feature","properties":{},"geometry":{"type":"Point","coordinates":[-99.25696,19.56093]}}
Subestación El Mayo | Point | 230.0 kV |  |  |  | Comisión Federal de Electricidad | transmission |  |  |  | OpenStreetMap | {"type":"Feature","properties":{},"geometry":{"type":"Point","coordinates":[-109.37871,26.8643]}}
Subestación | Point | 230.0 kV |  |  |  | n/d | transmission |  |  |  | OpenStreetMap | {"type":"Feature","properties":{},"geometry":{"type":"Point","coordinates":[-114.80492,32.41412]}}
El Rubi | Point | 230.0 kV |  |  |  | n/d | transmission |  |  |  | OpenStreetMap | {"type":"Feature","properties":{},"geometry":{"type":"Point","coordinates":[-117.0722,32.47595]}}
Metropoli | Point | 230.0 kV |  |  |  | n/d | transmission |  |  |  | OpenStreetMap | {"type":"Feature","properties":{},"geometry":{"type":"Point","coordinates":[-116.87817,32.44503]}}
Herradura | Point | 230.0 kV |  |  |  | n/d | transmission |  |  |  | OpenStreetMap | {"type":"Feature","properties":{},"geometry":{"type":"Point","coordinates":[-116.74937,32.52394]}}
Salamanca cogeneración | Point | 230.0 kV |  |  |  | n/d | generation |  |  |  | OpenStreetMap | {"type":"Feature","properties":{},"geometry":{"type":"Point","coordinates":[-101.16258,20.57987]}}
San José Chiapa | Point | 230.0 kV |  |  |  | AUDI Mexico | industrial |  |  |  | OpenStreetMap | {"type":"Feature","properties":{},"geometry":{"type":"Point","coordinates":[-97.76435,19.22064]}}
Terranova | Point | 230.0 kV |  |  |  | CFE | transmission |  |  |  | OpenStreetMap | {"type":"Feature","properties":{},"geometry":{"type":"Point","coordinates":[-106.40613,31.55481]}}
Subestación | Point | 230.0 kV |  |  |  | n/d |  |  |  |  | OpenStreetMap | {"type":"Feature","properties":{},"geometry":{"type":"Point","coordinates":[-116.07542,32.59895]}}
Queretaro 1 | Point | 230.0 kV |  |  |  | Comisión Federal de Electricidad | transmission |  |  |  | OpenStreetMap | {"type":"Feature","properties":{},"geometry":{"type":"Point","coordinates":[-100.43816,20.64292]}}
Valle de Juárez | Point | 230.0 kV |  |  |  | n/d | transmission |  |  |  | OpenStreetMap | {"type":"Feature","properties":{},"geometry":{"type":"Point","coordinates":[-106.37314,31.70239]}}
Samalayuca y Samalayuca 2 | Point | 230.0 kV |  |  |  | n/d | transmission;generation |  |  |  | OpenStreetMap | {"type":"Feature","properties":{},"geometry":{"type":"Point","coordinates":[-106.48466,31.33016]}}
Cartón y Papel México | Point | 230.0 kV |  |  |  | n/d | industrial |  |  |  | OpenStreetMap | {"type":"Feature","properties":{},"geometry":{"type":"Point","coordinates":[-99.05818,19.53373]}}
Subestación | Point | 230.0 kV |  |  |  | n/d | transmission |  |  |  | OpenStreetMap | {"type":"Feature","properties":{},"geometry":{"type":"Point","coordinates":[-110.02038,22.97237]}}
Llano grande | Point | 230.0 kV |  |  |  | n/d | transmission |  |  |  | OpenStreetMap | {"type":"Feature","properties":{},"geometry":{"type":"Point","coordinates":[-97.45085,25.80005]}}
Carmen | Point | 230.0 kV |  |  |  | n/d | transmission |  |  |  | OpenStreetMap | {"type":"Feature","properties":{},"geometry":{"type":"Point","coordinates":[-93.15317,17.98505]}}
Subestación | Point | 230.0 kV |  |  |  | n/d | transmission |  |  |  | OpenStreetMap | {"type":"Feature","properties":{},"geometry":{"type":"Point","coordinates":[-94.9478,16.48334]}}
Tamsa 2 | Point | 230.0 kV |  |  |  | n/d | industrial |  |  |  | OpenStreetMap | {"type":"Feature","properties":{},"geometry":{"type":"Point","coordinates":[-96.24151,19.17708]}}
Subestación | Point | 230.0 kV |  |  |  | n/d | industrial |  |  |  | OpenStreetMap | {"type":"Feature","properties":{},"geometry":{"type":"Point","coordinates":[-110.34365,30.99973]}}
San Pedro potencia | Point | 230.0 kV |  |  |  | n/d | transmission |  |  |  | OpenStreetMap | {"type":"Feature","properties":{},"geometry":{"type":"Point","coordinates":[-107.44787,28.36317]}}
Subestación | Point | 230.0 kV |  |  |  | CFE | transmission |  |  |  | OpenStreetMap | {"type":"Feature","properties":{},"geometry":{"type":"Point","coordinates":[-116.98465,32.44708]}}
Subestación | Point | 230.0 kV |  |  |  | n/d | industrial |  |  |  | OpenStreetMap | {"type":"Feature","properties":{},"geometry":{"type":"Point","coordinates":[-116.71652,32.50323]}}
Subestación | Point | 230.0 kV |  |  |  | n/d | industrial |  |  |  | OpenStreetMap | {"type":"Feature","properties":{},"geometry":{"type":"Point","coordinates":[-115.42375,32.59612]}}
Subestación | Point | 230.0 kV |  |  |  | n/d | industrial |  |  |  | OpenStreetMap | {"type":"Feature","properties":{},"geometry":{"type":"Point","coordinates":[-115.41255,32.59049]}}
Subestación Hermosillo Loma | Point | 230.0 kV |  |  |  | Comisión Federal de Electricidad | transmission |  |  |  | OpenStreetMap | {"type":"Feature","properties":{},"geometry":{"type":"Point","coordinates":[-111.00454,29.20129]}}
Matamoros potencia | Point | 230.0 kV |  |  |  | n/d | transmission |  |  |  | OpenStreetMap | {"type":"Feature","properties":{},"geometry":{"type":"Point","coordinates":[-97.63529,25.82781]}}
Subestación Valladolid | Point | 230.0 kV |  |  |  | n/d | generation;transmission |  |  |  | OpenStreetMap | {"type":"Feature","properties":{},"geometry":{"type":"Point","coordinates":[-88.26574,20.69704]}}
Subestación | Point | 230.0 kV |  |  |  | n/d | generation |  |  |  | OpenStreetMap | {"type":"Feature","properties":{},"geometry":{"type":"Point","coordinates":[-88.26625,20.69296]}}
Macuspana 2 | Point | 230.0 kV |  |  |  | n/d | transmission;distribution |  |  |  | OpenStreetMap | {"type":"Feature","properties":{},"geometry":{"type":"Point","coordinates":[-92.60802,17.83302]}}
Comalcalco Potencia | Point | 230.0 kV |  |  |  | n/d | transmission |  |  |  | OpenStreetMap | {"type":"Feature","properties":{},"geometry":{"type":"Point","coordinates":[-93.19486,18.30292]}}
Mezcalapa | Point | 230.0 kV |  |  |  | n/d | transmission;distribution |  |  |  | OpenStreetMap | {"type":"Feature","properties":{},"geometry":{"type":"Point","coordinates":[-93.4837,17.655]}}
Magdalena 2 maniobras | Point | 230.0 kV |  |  |  | n/d | transmission |  |  |  | OpenStreetMap | {"type":"Feature","properties":{},"geometry":{"type":"Point","coordinates":[-98.35381,19.5507]}}
Acolman | Point | 230.0 kV |  |  |  | n/d | distribution |  |  |  | OpenStreetMap | {"type":"Feature","properties":{},"geometry":{"type":"Point","coordinates":[-98.88855,19.64521]}}
Cerro Gordo | Point | 230.0 kV |  |  |  | n/d | transmission;distribution |  |  |  | OpenStreetMap | {"type":"Feature","properties":{},"geometry":{"type":"Point","coordinates":[-99.0585,19.55529]}}
Jabón La Corona | Point | 230.0 kV |  |  |  | n/d | industrial |  |  |  | OpenStreetMap | {"type":"Feature","properties":{},"geometry":{"type":"Point","coordinates":[-99.0754,19.51403]}}
Remedios | Point | 230.0 kV |  |  |  | n/d | transmission;distribution |  |  |  | OpenStreetMap | {"type":"Feature","properties":{},"geometry":{"type":"Point","coordinates":[-99.25202,19.48591]}}
El Vidrio | Point | 230.0 kV |  |  |  | n/d | transmission |  |  |  | OpenStreetMap | {"type":"Feature","properties":{},"geometry":{"type":"Point","coordinates":[-99.36656,19.63568]}}
Subestación | Point | 230.0 kV |  |  |  | n/d | industrial |  |  |  | OpenStreetMap | {"type":"Feature","properties":{},"geometry":{"type":"Point","coordinates":[-110.31521,30.96975]}}
Parque Solar Don José | Point | 230.0 kV |  |  |  | n/d | generation |  |  |  | OpenStreetMap | {"type":"Feature","properties":{},"geometry":{"type":"Point","coordinates":[-100.58904,21.3365]}}
Subestación | Point | 230.0 kV |  |  |  | n/d | distribution |  |  |  | OpenStreetMap | {"type":"Feature","properties":{},"geometry":{"type":"Point","coordinates":[-116.54384,32.5569]}}
Subestación | Point | 230.0 kV |  |  |  | n/d | industrial |  |  |  | OpenStreetMap | {"type":"Feature","properties":{},"geometry":{"type":"Point","coordinates":[-116.86344,32.45066]}}
Agua Prieta 2 | Point | 230.0 kV |  |  |  | n/d | generation |  |  |  | OpenStreetMap | {"type":"Feature","properties":{},"geometry":{"type":"Point","coordinates":[-109.59347,31.26383]}}
Subestación | Point | 230.0 kV |  |  |  | n/d | transmission |  |  |  | OpenStreetMap | {"type":"Feature","properties":{},"geometry":{"type":"Point","coordinates":[-116.8484,31.99464]}}
El Encino II | Point | 230.0 kV |  |  |  | n/d | transmission |  |  |  | OpenStreetMap | {"type":"Feature","properties":{},"geometry":{"type":"Point","coordinates":[-105.91432,28.4433]}}
Subesatción Francisco Villa | Point | 230.0 kV |  |  |  | n/d | generation;transmission |  |  |  | OpenStreetMap | {"type":"Feature","properties":{},"geometry":{"type":"Point","coordinates":[-105.4451,28.16638]}}
Subestación Ocotlán | Point | 230.0 kV |  |  |  | Comisión Federal de Electricidad | transmission |  |  |  | OpenStreetMap | {"type":"Feature","properties":{},"geometry":{"type":"Point","coordinates":[-102.68558,20.29581]}}
Buena Vista | Point | 230.0 kV |  |  |  | n/d | transmission |  |  |  | OpenStreetMap | {"type":"Feature","properties":{},"geometry":{"type":"Point","coordinates":[-110.25663,31.02382]}}
Subestación | Point | 230.0 kV |  |  |  | n/d | industrial |  |  |  | OpenStreetMap | {"type":"Feature","properties":{},"geometry":{"type":"Point","coordinates":[-110.29464,30.94594]}}
Subestación | Point | 230.0 kV |  |  |  | n/d | industrial |  |  |  | OpenStreetMap | {"type":"Feature","properties":{},"geometry":{"type":"Point","coordinates":[-110.31425,30.92703]}}
Norte Cereso | Point | 230.0 kV |  |  |  | n/d | transmission |  |  |  | OpenStreetMap | {"type":"Feature","properties":{},"geometry":{"type":"Point","coordinates":[-106.47207,31.4776]}}
El Insurgente SET2 | Point | 230.0 kV |  |  |  | CFE | traction |  |  |  | OpenStreetMap | {"type":"Feature","properties":{},"geometry":{"type":"Point","coordinates":[-99.29618,19.34221]}}
Subestación | Point | 230.0 kV |  |  |  | Comisión Federal de Electricidad | transmission |  |  |  | OpenStreetMap | {"type":"Feature","properties":{},"geometry":{"type":"Point","coordinates":[-111.72054,29.18811]}}
Subestación | Point | 230.0 kV |  |  |  | n/d |  |  |  |  | OpenStreetMap | {"type":"Feature","properties":{},"geometry":{"type":"Point","coordinates":[-111.7229,29.18488]}}
Subestación | Point | 230.0 kV |  |  |  | n/d |  |  |  |  | OpenStreetMap | {"type":"Feature","properties":{},"geometry":{"type":"Point","coordinates":[-112.64802,29.90365]}}
Subestación de Maniobras | Point | 230.0 kV |  |  |  | n/d | generation;transmission |  |  |  | OpenStreetMap | {"type":"Feature","properties":{},"geometry":{"type":"Point","coordinates":[-112.6539,29.95597]}}
Subestación | Point | 230.0 kV |  |  |  | n/d | transmission |  |  |  | OpenStreetMap | {"type":"Feature","properties":{},"geometry":{"type":"Point","coordinates":[-109.34786,27.05236]}}
Miramar 2 | Point | 230.0 kV |  |  |  | n/d | transmission |  |  |  | OpenStreetMap | {"type":"Feature","properties":{},"geometry":{"type":"Point","coordinates":[-97.89881,22.36892]}}
Topolobampo 3 | Point | 230.0 kV |  |  |  | n/d | generation |  |  |  | OpenStreetMap | {"type":"Feature","properties":{},"geometry":{"type":"Point","coordinates":[-108.99546,25.97511]}}
Río bravo 2 | Point | 230.0 kV |  |  |  | n/d | generation |  |  |  | OpenStreetMap | {"type":"Feature","properties":{},"geometry":{"type":"Point","coordinates":[-97.78042,25.80071]}}
Subestación | Point | 230.0 kV |  |  |  | n/d | transmission |  |  |  | OpenStreetMap | {"type":"Feature","properties":{},"geometry":{"type":"Point","coordinates":[-101.68302,21.8041]}}
Subestación | Point | 230.0 kV |  |  |  | n/d | transmission |  |  |  | OpenStreetMap | {"type":"Feature","properties":{},"geometry":{"type":"Point","coordinates":[-98.78448,25.88952]}}
Subestación | Point | 230.0 kV |  |  |  | n/d | transmission |  |  |  | OpenStreetMap | {"type":"Feature","properties":{},"geometry":{"type":"Point","coordinates":[-98.74964,25.7656]}}
Subestación | Point | 230.0 kV |  |  |  | n/d | transmission |  |  |  | OpenStreetMap | {"type":"Feature","properties":{},"geometry":{"type":"Point","coordinates":[-94.95208,16.46649]}}
Subestación | Point | 230.0 kV |  |  |  | n/d | generation |  |  |  | OpenStreetMap | {"type":"Feature","properties":{},"geometry":{"type":"Point","coordinates":[-111.0929,30.17191]}}
Subestación | Point | 230.0 kV |  |  |  | n/d | transmission |  |  |  | OpenStreetMap | {"type":"Feature","properties":{},"geometry":{"type":"Point","coordinates":[-94.83014,16.5455]}}
AIFA Maniobras | Point | 230.0 kV |  |  |  | n/d | transmission |  |  |  | OpenStreetMap | {"type":"Feature","properties":{},"geometry":{"type":"Point","coordinates":[-98.98261,19.72228]}}
Subestación | Point | 230.0 kV |  |  |  | n/d | distribution |  |  |  | OpenStreetMap | {"type":"Feature","properties":{},"geometry":{"type":"Point","coordinates":[-99.00516,19.7262]}}
Subestación Eléctrica Xochimilco | Point | 230.0 kV |  |  |  | Comisión Federal de Electricidad | distribution |  |  |  | OpenStreetMap | {"type":"Feature","properties":{},"geometry":{"type":"Point","coordinates":[-99.08412,19.29943]}}
Kilómetro 0, Nonoalco | Point | 230.0 kV |  |  |  | n/d | transmission;distribution |  |  |  | OpenStreetMap | {"type":"Feature","properties":{},"geometry":{"type":"Point","coordinates":[-99.14892,19.4524]}}
Subestación Sarape | Point | 230.0 kV |  |  |  | n/d | transmission |  |  |  | OpenStreetMap | {"type":"Feature","properties":{},"geometry":{"type":"Point","coordinates":[-100.98504,25.50536]}}
Milpillas | Point | 230.0 kV |  |  |  | n/d | industrial |  |  |  | OpenStreetMap | {"type":"Feature","properties":{},"geometry":{"type":"Point","coordinates":[-110.44018,31.11024]}}
Subestación | Point | 230.0 kV |  |  |  | n/d | transmission |  |  |  | OpenStreetMap | {"type":"Feature","properties":{},"geometry":{"type":"Point","coordinates":[-115.54112,32.64731]}}
Subestación | Point | 230.0 kV |  |  |  | n/d | transmission |  |  |  | OpenStreetMap | {"type":"Feature","properties":{},"geometry":{"type":"Point","coordinates":[-115.37166,32.59786]}}
Subestación | Point | 230.0 kV |  |  |  | n/d | industrial |  |  |  | OpenStreetMap | {"type":"Feature","properties":{},"geometry":{"type":"Point","coordinates":[-115.41483,32.56869]}}
Subestación | Point | 230.0 kV |  |  |  | n/d | industrial |  |  |  | OpenStreetMap | {"type":"Feature","properties":{},"geometry":{"type":"Point","coordinates":[-115.40946,32.58463]}}
CEGEN 43 | Point | 230.0 kV |  |  |  | n/d | generation |  |  |  | OpenStreetMap | {"type":"Feature","properties":{},"geometry":{"type":"Point","coordinates":[-109.59593,31.25951]}}
Subestación Don Diego Solar | Point | 230.0 kV |  |  |  | n/d | transmission |  |  |  | OpenStreetMap | {"type":"Feature","properties":{},"geometry":{"type":"Point","coordinates":[-111.09599,30.17106]}}
Coromuel | Point | 230.0 kV |  |  |  | n/d | transmission |  |  |  | OpenStreetMap | {"type":"Feature","properties":{},"geometry":{"type":"Point","coordinates":[-110.25439,24.19756]}}
Cahuisori potencia | Point | 230.0 kV |  |  |  | n/d | transmission |  |  |  | OpenStreetMap | {"type":"Feature","properties":{},"geometry":{"type":"Point","coordinates":[-108.22862,28.21667]}}
Subestación Abasolo 2 | Point | 230.0 kV |  |  |  | Comisión Federal de Electricidad | transmission |  |  |  | OpenStreetMap | {"type":"Feature","properties":{},"geometry":{"type":"Point","coordinates":[-101.58872,20.51765]}}
Subestación | Point | 230.0 kV |  |  |  | n/d |  |  |  |  | OpenStreetMap | {"type":"Feature","properties":{},"geometry":{"type":"Point","coordinates":[-106.51712,31.53006]}}
Maniobras Border Solar | Point | 230.0 kV |  |  |  | n/d | transmission |  |  |  | OpenStreetMap | {"type":"Feature","properties":{},"geometry":{"type":"Point","coordinates":[-106.48636,31.53543]}}
Subestación | Point | 230.0 kV |  |  |  | n/d | transmission |  |  |  | OpenStreetMap | {"type":"Feature","properties":{},"geometry":{"type":"Point","coordinates":[-106.47167,31.47483]}}
Santa María solar | Point | 230.0 kV |  |  |  | n/d | transmission |  |  |  | OpenStreetMap | {"type":"Feature","properties":{},"geometry":{"type":"Point","coordinates":[-107.63169,30.19863]}}
Subestación | Point | 230.0 kV |  |  |  | n/d | generation |  |  |  | OpenStreetMap | {"type":"Feature","properties":{},"geometry":{"type":"Point","coordinates":[-107.63071,30.19984]}}
Subestación | Point | 230.0 kV |  |  |  | n/d | transmission |  |  |  | OpenStreetMap | {"type":"Feature","properties":{},"geometry":{"type":"Point","coordinates":[-105.94937,28.6416]}}
Subestación | Point | 230.0 kV |  |  |  | n/d | industrial |  |  |  | OpenStreetMap | {"type":"Feature","properties":{},"geometry":{"type":"Point","coordinates":[-103.76654,28.05014]}}
Subestación | Point | 230.0 kV |  |  |  | n/d | generation |  |  |  | OpenStreetMap | {"type":"Feature","properties":{},"geometry":{"type":"Point","coordinates":[-104.14125,26.55525]}}
Subestación Maniobras la Lucha | Point | 230.0 kV |  |  |  | Comisión Federal de Electricidad | transmission |  |  |  | OpenStreetMap | {"type":"Feature","properties":{},"geometry":{"type":"Point","coordinates":[-104.14535,26.56011]}}
Peñoles | Point | 230.0 kV |  |  |  | n/d | industrial |  |  |  | OpenStreetMap | {"type":"Feature","properties":{},"geometry":{"type":"Point","coordinates":[-103.44096,25.52261]}}
Subestación Maniobras Peñoles | Point | 230.0 kV |  |  |  | n/d | transmission |  |  |  | OpenStreetMap | {"type":"Feature","properties":{},"geometry":{"type":"Point","coordinates":[-103.44449,25.51401]}}
Subestación | Point | 230.0 kV |  |  |  | n/d | generation |  |  |  | OpenStreetMap | {"type":"Feature","properties":{},"geometry":{"type":"Point","coordinates":[-103.18313,25.55611]}}
Subestación Maniobras Eólica Coahuila | Point | 230.0 kV |  |  |  | n/d | transmission |  |  |  | OpenStreetMap | {"type":"Feature","properties":{},"geometry":{"type":"Point","coordinates":[-101.52396,25.64557]}}
Subestación | Point | 230.0 kV |  |  |  | n/d | generation |  |  |  | OpenStreetMap | {"type":"Feature","properties":{},"geometry":{"type":"Point","coordinates":[-101.49265,25.66617]}}
Deacero | Point | 230.0 kV |  |  |  | n/d | industrial |  |  |  | OpenStreetMap | {"type":"Feature","properties":{},"geometry":{"type":"Point","coordinates":[-100.96441,25.51216]}}
Frisa | Point | 230.0 kV |  |  |  | n/d | industrial |  |  |  | OpenStreetMap | {"type":"Feature","properties":{},"geometry":{"type":"Point","coordinates":[-100.54602,25.74987]}}
Subestación General Motors | Point | 230.0 kV |  |  |  | n/d | industrial |  |  |  | OpenStreetMap | {"type":"Feature","properties":{},"geometry":{"type":"Point","coordinates":[-100.98543,25.50608]}}
Subestación | Point | 230.0 kV |  |  |  | n/d | transmission |  |  |  | OpenStreetMap | {"type":"Feature","properties":{},"geometry":{"type":"Point","coordinates":[-98.7051,25.72074]}}
Subestación | Point | 230.0 kV |  |  |  | n/d | transmission |  |  |  | OpenStreetMap | {"type":"Feature","properties":{},"geometry":{"type":"Point","coordinates":[-98.59721,25.52411]}}
Subestación Los Novillos | Point | 230.0 kV |  |  |  | Comisión Federal de Electricidad | transmission |  |  |  | OpenStreetMap | {"type":"Feature","properties":{},"geometry":{"type":"Point","coordinates":[-100.97199,29.28149]}}
Subestación | Point | 230.0 kV |  |  |  | n/d | transmission |  |  |  | OpenStreetMap | {"type":"Feature","properties":{},"geometry":{"type":"Point","coordinates":[-101.71875,29.58001]}}
Subestación | Point | 230.0 kV |  |  |  | n/d | transmission |  |  |  | OpenStreetMap | {"type":"Feature","properties":{},"geometry":{"type":"Point","coordinates":[-101.66439,29.59921]}}
Maniobras Solem | Point | 230.0 kV |  |  |  | n/d | transmission |  |  |  | OpenStreetMap | {"type":"Feature","properties":{},"geometry":{"type":"Point","coordinates":[-102.06505,21.9073]}}
Subestación | Point | 230.0 kV |  |  |  | n/d | transmission |  |  |  | OpenStreetMap | {"type":"Feature","properties":{},"geometry":{"type":"Point","coordinates":[-101.8506,21.88308]}}
Horus solar | Point | 230.0 kV |  |  |  | n/d | generation |  |  |  | OpenStreetMap | {"type":"Feature","properties":{},"geometry":{"type":"Point","coordinates":[-102.32539,22.09307]}}
Horus solar maniobras | Point | 230.0 kV |  |  |  | n/d | transmission |  |  |  | OpenStreetMap | {"type":"Feature","properties":{},"geometry":{"type":"Point","coordinates":[-102.3237,22.09284]}}
Subestación Maniobras La Bufa | Point | 230.0 kV |  |  |  | n/d | transmission |  |  |  | OpenStreetMap | {"type":"Feature","properties":{},"geometry":{"type":"Point","coordinates":[-102.57586,22.71794]}}
Subestación | Point | 230.0 kV |  |  |  | n/d | generation |  |  |  | OpenStreetMap | {"type":"Feature","properties":{},"geometry":{"type":"Point","coordinates":[-102.60396,22.66678]}}
Aceros de México | Point | 230.0 kV |  |  |  | n/d | industrial |  |  |  | OpenStreetMap | {"type":"Feature","properties":{},"geometry":{"type":"Point","coordinates":[-100.91324,22.10479]}}
Cryoinfra | Point | 230.0 kV |  |  |  | n/d | industrial |  |  |  | OpenStreetMap | {"type":"Feature","properties":{},"geometry":{"type":"Point","coordinates":[-100.91125,22.10316]}}
Subestación | Point | 230.0 kV |  |  |  | n/d | industrial |  |  |  | OpenStreetMap | {"type":"Feature","properties":{},"geometry":{"type":"Point","coordinates":[-100.90651,22.22717]}}
Subestación | Point | 230.0 kV |  |  |  | n/d | transmission |  |  |  | OpenStreetMap | {"type":"Feature","properties":{},"geometry":{"type":"Point","coordinates":[-101.24801,21.89397]}}
Subestación | Point | 230.0 kV |  |  |  | n/d | industrial |  |  |  | OpenStreetMap | {"type":"Feature","properties":{},"geometry":{"type":"Point","coordinates":[-100.84718,21.97834]}}
Subestación | Point | 230.0 kV |  |  |  | n/d | transmission |  |  |  | OpenStreetMap | {"type":"Feature","properties":{},"geometry":{"type":"Point","coordinates":[-100.84633,21.97886]}}
Subestación | Point | 230.0 kV |  |  |  | n/d | transmission |  |  |  | OpenStreetMap | {"type":"Feature","properties":{},"geometry":{"type":"Point","coordinates":[-102.19714,21.77403]}}
Subestación | Point | 230.0 kV |  |  |  | n/d | generation |  |  |  | OpenStreetMap | {"type":"Feature","properties":{},"geometry":{"type":"Point","coordinates":[-102.07532,21.89448]}}
Subestación | Point | 230.0 kV |  |  |  | n/d | generation |  |  |  | OpenStreetMap | {"type":"Feature","properties":{},"geometry":{"type":"Point","coordinates":[-102.08665,21.86886]}}
Subestación | Point | 230.0 kV |  |  |  | n/d | transmission |  |  |  | OpenStreetMap | {"type":"Feature","properties":{},"geometry":{"type":"Point","coordinates":[-101.20773,21.6843]}}
Subestación Eólico Santiago Maniobras | Point | 230.0 kV |  |  |  | n/d | transmission |  |  |  | OpenStreetMap | {"type":"Feature","properties":{},"geometry":{"type":"Point","coordinates":[-101.25334,21.82048]}}
Subestación | Point | 230.0 kV |  |  |  | n/d | transmission |  |  |  | OpenStreetMap | {"type":"Feature","properties":{},"geometry":{"type":"Point","coordinates":[-101.72024,21.84038]}}
Subestación | Point | 230.0 kV |  |  |  | n/d | transmission |  |  |  | OpenStreetMap | {"type":"Feature","properties":{},"geometry":{"type":"Point","coordinates":[-101.71878,21.84234]}}
Tecamachalco | Point | 230.0 kV |  |  |  | n/d | distribution |  |  |  | OpenStreetMap | {"type":"Feature","properties":{},"geometry":{"type":"Point","coordinates":[-99.2676,19.40078]}}
Canatlán II Potencia | Point | 230.0 kV |  |  |  | n/d | transmission |  |  |  | OpenStreetMap | {"type":"Feature","properties":{},"geometry":{"type":"Point","coordinates":[-104.67991,24.49762]}}
Subestación | Point | 230.0 kV |  |  |  | n/d | generation |  |  |  | OpenStreetMap | {"type":"Feature","properties":{},"geometry":{"type":"Point","coordinates":[-97.37524,18.72083]}}
Nuevo Vallarta | Point | 230.0 kV |  |  |  | n/d | transmission |  |  |  | OpenStreetMap | {"type":"Feature","properties":{},"geometry":{"type":"Point","coordinates":[-105.28868,20.76146]}}
Zapopan | Point | 230.0 kV |  |  |  | n/d | transmission |  |  |  | OpenStreetMap | {"type":"Feature","properties":{},"geometry":{"type":"Point","coordinates":[-103.41458,20.67959]}}
Niños héroes | Point | 230.0 kV |  |  |  | n/d | distribution |  |  |  | OpenStreetMap | {"type":"Feature","properties":{},"geometry":{"type":"Point","coordinates":[-103.3737,20.66552]}}
Subestación | Point | 230.0 kV |  |  |  | n/d | transmission |  |  |  | OpenStreetMap | {"type":"Feature","properties":{},"geometry":{"type":"Point","coordinates":[-102.24412,19.9446]}}
Peralvillo | Point | 230.0 kV |  |  |  | n/d | distribution |  |  |  | OpenStreetMap | {"type":"Feature","properties":{},"geometry":{"type":"Point","coordinates":[-99.125,19.46334]}}
General Motors | Point | 230.0 kV |  |  |  | n/d | industrial |  |  |  | OpenStreetMap | {"type":"Feature","properties":{},"geometry":{"type":"Point","coordinates":[-101.37065,20.94679]}}
Maniobras GM | Point | 230.0 kV |  |  |  | n/d | transmission |  |  |  | OpenStreetMap | {"type":"Feature","properties":{},"geometry":{"type":"Point","coordinates":[-101.36981,20.94697]}}
Subestación Tren Suburbano | Point | 230.0 kV |  |  |  | Ferrovalle | traction |  |  |  | OpenStreetMap | {"type":"Feature","properties":{},"geometry":{"type":"Point","coordinates":[-99.18081,19.51508]}}
Subestación | Point | 230.0 kV |  |  |  | n/d | industrial |  |  |  | OpenStreetMap | {"type":"Feature","properties":{},"geometry":{"type":"Point","coordinates":[-102.21372,17.93356]}}
Subestación | Point | 230.0 kV |  |  |  | n/d |  |  |  |  | OpenStreetMap | {"type":"Feature","properties":{},"geometry":{"type":"Point","coordinates":[-102.21258,17.94115]}}
Subestación | Point | 230.0 kV |  |  |  | n/d |  |  |  |  | OpenStreetMap | {"type":"Feature","properties":{},"geometry":{"type":"Point","coordinates":[-102.1973,17.93931]}}
Subestación | Point | 230.0 kV |  |  |  | n/d | industrial |  |  |  | OpenStreetMap | {"type":"Feature","properties":{},"geometry":{"type":"Point","coordinates":[-102.1824,17.92236]}}
Mazatepec | Point | 230.0 kV |  |  |  | n/d | transmission;generation |  |  |  | OpenStreetMap | {"type":"Feature","properties":{},"geometry":{"type":"Point","coordinates":[-97.40676,20.01512]}}
Subestación Moctezuma | Point | 230.0 kV |  |  |  | n/d | distribution |  |  |  | OpenStreetMap | {"type":"Feature","properties":{},"geometry":{"type":"Point","coordinates":[-99.08953,19.43863]}}
Esmeralda | Point | 230.0 kV |  |  |  | n/d | transmission |  |  |  | OpenStreetMap | {"type":"Feature","properties":{},"geometry":{"type":"Point","coordinates":[-99.09199,19.47316]}}
Fotovoltaica Guajiro | Point | 230.0 kV |  |  |  | n/d | generation |  |  |  | OpenStreetMap | {"type":"Feature","properties":{},"geometry":{"type":"Point","coordinates":[-99.71418,20.18477]}}
Valle de México | Point | 230.0 kV |  |  |  | n/d | transmission;generation |  |  |  | OpenStreetMap | {"type":"Feature","properties":{},"geometry":{"type":"Point","coordinates":[-98.97776,19.61965]}}
BBVA | Point | 230.0 kV |  |  |  | n/d | distribution |  |  |  | OpenStreetMap | {"type":"Feature","properties":{},"geometry":{"type":"Point","coordinates":[-99.27697,19.54346]}}
Ceilán | Point | 230.0 kV |  |  |  | n/d | distribution |  |  |  | OpenStreetMap | {"type":"Feature","properties":{},"geometry":{"type":"Point","coordinates":[-99.18403,19.55304]}}
Subestación | Point | 230.0 kV |  |  |  | n/d | transmission |  |  |  | OpenStreetMap | {"type":"Feature","properties":{},"geometry":{"type":"Point","coordinates":[-99.25745,19.39526]}}
Polanco | Point | 230.0 kV |  |  |  | n/d | distribution |  |  |  | OpenStreetMap | {"type":"Feature","properties":{},"geometry":{"type":"Point","coordinates":[-99.2119,19.46507]}}
Merced | Point | 230.0 kV |  |  |  | n/d | distribution |  |  |  | OpenStreetMap | {"type":"Feature","properties":{},"geometry":{"type":"Point","coordinates":[-99.12038,19.43466]}}
Coyoacán | Point | 230.0 kV |  |  |  | n/d | distribution |  |  |  | OpenStreetMap | {"type":"Feature","properties":{},"geometry":{"type":"Point","coordinates":[-99.17101,19.36179]}}
Subestación Toyota maniobras | Point | 230.0 kV |  |  |  | n/d | transmission |  |  |  | OpenStreetMap | {"type":"Feature","properties":{},"geometry":{"type":"Point","coordinates":[-100.54088,20.5732]}}
Otumba | Point | 230.0 kV |  |  |  | n/d | generation |  |  |  | OpenStreetMap | {"type":"Feature","properties":{},"geometry":{"type":"Point","coordinates":[-98.66749,19.74704]}}
Odón de Buen | Point | 230.0 kV |  |  |  | CFE Distribución | distribution |  |  |  | OpenStreetMap | {"type":"Feature","properties":{},"geometry":{"type":"Point","coordinates":[-99.1884,19.30985]}}
Vallejo | Point | 230.0 kV |  |  |  | n/d | transmission;distribution;generation |  |  |  | OpenStreetMap | {"type":"Feature","properties":{},"geometry":{"type":"Point","coordinates":[-99.17588,19.51602]}}
Azcapotzalco | Point | 230.0 kV |  |  |  | n/d | distribution |  |  |  | OpenStreetMap | {"type":"Feature","properties":{},"geometry":{"type":"Point","coordinates":[-99.21438,19.48405]}}
El Insurgente SET1 | Point | 230.0 kV |  |  |  | n/d | traction |  |  |  | OpenStreetMap | {"type":"Feature","properties":{},"geometry":{"type":"Point","coordinates":[-99.48547,19.28116]}}
Cerrillo | Point | 230.0 kV |  |  |  | n/d | distribution |  |  |  | OpenStreetMap | {"type":"Feature","properties":{},"geometry":{"type":"Point","coordinates":[-99.54222,19.31383]}}
Totoltepec | Point | 230.0 kV |  |  |  | n/d | distribution |  |  |  | OpenStreetMap | {"type":"Feature","properties":{},"geometry":{"type":"Point","coordinates":[-99.57707,19.32813]}}
Energía San Luis de la Paz Maniobras | Point | 230.0 kV |  |  |  | n/d | generation |  |  |  | OpenStreetMap | {"type":"Feature","properties":{},"geometry":{"type":"Point","coordinates":[-100.60756,21.24328]}}
Morelos | Point | 230.0 kV |  |  |  | n/d | distribution |  |  |  | OpenStreetMap | {"type":"Feature","properties":{},"geometry":{"type":"Point","coordinates":[-99.22686,18.96059]}}
Ternium | Point | 230.0 kV |  |  |  | n/d | industrial |  |  |  | OpenStreetMap | {"type":"Feature","properties":{},"geometry":{"type":"Point","coordinates":[-98.31878,19.17034]}}
La Malinche | Point | 230.0 kV |  |  |  | Comisión Federal de Electricidad | transmission |  |  |  | OpenStreetMap | {"type":"Feature","properties":{},"geometry":{"type":"Point","coordinates":[-98.09335,19.3869]}}
Subestación Nueva Xcala | Point | 230.0 kV |  |  |  | n/d | generation |  |  |  | OpenStreetMap | {"type":"Feature","properties":{},"geometry":{"type":"Point","coordinates":[-98.5755,19.6276]}}
Subestación | Point | 230.0 kV |  |  |  | n/d | transmission |  |  |  | OpenStreetMap | {"type":"Feature","properties":{},"geometry":{"type":"Point","coordinates":[-98.57374,19.59782]}}
Altzayanca maniobras | Point | 230.0 kV |  |  |  | Comisión Federal de Electricidad |  |  |  |  | OpenStreetMap | {"type":"Feature","properties":{},"geometry":{"type":"Point","coordinates":[-97.81126,19.44276]}}
Dos Bocas | Point | 230.0 kV |  |  |  | Comisión Federal de Electricidad | generation |  |  |  | OpenStreetMap | {"type":"Feature","properties":{},"geometry":{"type":"Point","coordinates":[-96.14748,19.08564]}}
El Sauz | Point | 230.0 kV |  |  |  | Comisión Federal de Electricidad | transmission |  |  |  | OpenStreetMap | {"type":"Feature","properties":{},"geometry":{"type":"Point","coordinates":[-100.11972,20.45871]}}
Planta Guaymas 2 | Point | 230.0 kV |  |  |  | n/d | generation;transmission |  |  |  | OpenStreetMap | {"type":"Feature","properties":{},"geometry":{"type":"Point","coordinates":[-110.86358,27.93749]}}
Yecapixtla | Point | 230.0 kV |  |  |  | n/d | industrial |  |  |  | OpenStreetMap | {"type":"Feature","properties":{},"geometry":{"type":"Point","coordinates":[-98.88286,18.86994]}}
Subestación | Point | 230.0 kV |  |  |  | n/d | industrial |  |  |  | OpenStreetMap | {"type":"Feature","properties":{},"geometry":{"type":"Point","coordinates":[-98.54086,19.70021]}}
Caracol | Point | 230.0 kV |  |  |  | n/d | distribution |  |  |  | OpenStreetMap | {"type":"Feature","properties":{},"geometry":{"type":"Point","coordinates":[-99.03811,19.5794]}}
Subestación Cuyoaco Maniobras | Point | 230.0 kV |  |  |  | Comisión Federal de Electricidad | transmission |  |  |  | OpenStreetMap | {"type":"Feature","properties":{},"geometry":{"type":"Point","coordinates":[-97.61174,19.59929]}}
Subestación Cuyoaco | Point | 230.0 kV |  |  |  | n/d | generation |  |  |  | OpenStreetMap | {"type":"Feature","properties":{},"geometry":{"type":"Point","coordinates":[-97.59161,19.58447]}}
Subestación | Point | 230.0 kV |  |  |  | n/d | transmission |  |  |  | OpenStreetMap | {"type":"Feature","properties":{},"geometry":{"type":"Point","coordinates":[-101.30399,21.96258]}}
Subestación | Point | 230.0 kV |  |  |  | n/d | generation |  |  |  | OpenStreetMap | {"type":"Feature","properties":{},"geometry":{"type":"Point","coordinates":[-101.50742,25.73832]}}
El Mezquite | Point | 230.0 kV |  |  |  | n/d | transmission |  |  |  | OpenStreetMap | {"type":"Feature","properties":{},"geometry":{"type":"Point","coordinates":[-100.6612,26.15883]}}
Subestación | Point | 230.0 kV |  |  |  | n/d |  |  |  |  | OpenStreetMap | {"type":"Feature","properties":{},"geometry":{"type":"Point","coordinates":[-104.47544,24.22951]}}
Subestación | Point | 230.0 kV |  |  |  | n/d | generation |  |  |  | OpenStreetMap | {"type":"Feature","properties":{},"geometry":{"type":"Point","coordinates":[-106.48753,31.33265]}}
Subestación | Point | 230.0 kV |  |  |  | n/d | transmission |  |  |  | OpenStreetMap | {"type":"Feature","properties":{},"geometry":{"type":"Point","coordinates":[-105.91622,28.44271]}}
Kinich Ahau | Point | 230.0 kV |  |  |  | n/d |  |  |  |  | OpenStreetMap | {"type":"Feature","properties":{},"geometry":{"type":"Point","coordinates":[-91.69994,18.0148]}}
Subestación Jasso | Point | 230.0 kV |  |  |  | n/d | distribution |  |  |  | OpenStreetMap | {"type":"Feature","properties":{},"geometry":{"type":"Point","coordinates":[-99.31452,20.01675]}}
Subestación Cruz Azul | Point | 230.0 kV |  |  |  | n/d | distribution |  |  |  | OpenStreetMap | {"type":"Feature","properties":{},"geometry":{"type":"Point","coordinates":[-99.30597,19.98362]}}
Xul-Ha | Point | 230.0 kV |  |  |  | n/d | generation |  |  |  | OpenStreetMap | {"type":"Feature","properties":{},"geometry":{"type":"Point","coordinates":[-88.46577,18.54548]}}
Maniobras Guadalupe Aguilera | Point | 230.0 kV |  |  |  | Comisión Federal de Electricidad | transmission |  |  |  | OpenStreetMap | {"type":"Feature","properties":{},"geometry":{"type":"Point","coordinates":[-104.64211,24.35171]}}
ASF-K | Point | 230.0 kV |  |  |  | n/d | industrial |  |  |  | OpenStreetMap | {"type":"Feature","properties":{},"geometry":{"type":"Point","coordinates":[-98.58886,19.77085]}}
Subestación Chunhuhub | Point | 230.0 kV |  |  |  | Comisión Federal de Electricidad | transmission |  |  |  | OpenStreetMap | {"type":"Feature","properties":{},"geometry":{"type":"Point","coordinates":[-88.57402,19.60118]}}
Xochitla | Point | 230.0 kV |  |  |  | n/d | distribution |  |  |  | OpenStreetMap | {"type":"Feature","properties":{},"geometry":{"type":"Point","coordinates":[-99.20493,19.69574]}}
Cuahutémoc | Point | 230.0 kV |  |  |  | n/d | distribution |  |  |  | OpenStreetMap | {"type":"Feature","properties":{},"geometry":{"type":"Point","coordinates":[-99.16019,19.43703]}}
Bosques | Point | 230.0 kV |  |  |  | n/d | transmission |  |  |  | OpenStreetMap | {"type":"Feature","properties":{},"geometry":{"type":"Point","coordinates":[-99.25894,19.40838]}}
Subestación Eléctrica Pensador Mexicano | Point | 230.0 kV |  |  |  | Comisión Federal de Electricidad | distribution |  |  |  | OpenStreetMap | {"type":"Feature","properties":{},"geometry":{"type":"Point","coordinates":[-99.14136,19.43736]}}
Vértiz | Point | 230.0 kV |  |  |  | n/d | distribution |  |  |  | OpenStreetMap | {"type":"Feature","properties":{},"geometry":{"type":"Point","coordinates":[-99.15011,19.40254]}}
Azteca | Point | 230.0 kV |  |  |  | n/d | distribution |  |  |  | OpenStreetMap | {"type":"Feature","properties":{},"geometry":{"type":"Point","coordinates":[-99.0602,19.526]}}
Sosa Texcoco | Point | 230.0 kV |  |  |  | n/d | distribution |  |  |  | OpenStreetMap | {"type":"Feature","properties":{},"geometry":{"type":"Point","coordinates":[-98.968,19.61028]}}
Estrella | Point | 230.0 kV |  |  |  | Sistema de Transporte Colectivo | traction |  |  |  | OpenStreetMap | {"type":"Feature","properties":{},"geometry":{"type":"Point","coordinates":[-99.1106,19.35584]}}
Oceanía | Point | 230.0 kV |  |  |  | Sistema de Transporte Colectivo | traction |  |  |  | OpenStreetMap | {"type":"Feature","properties":{},"geometry":{"type":"Point","coordinates":[-99.10605,19.43503]}}
Colón | Point | 230.0 kV |  |  |  | n/d | distribution |  |  |  | OpenStreetMap | {"type":"Feature","properties":{},"geometry":{"type":"Point","coordinates":[-103.39547,20.62892]}}
Agua Azul | Point | 230.0 kV |  |  |  | n/d | distribution |  |  |  | OpenStreetMap | {"type":"Feature","properties":{},"geometry":{"type":"Point","coordinates":[-103.34599,20.65763]}}
Guadalajara Industrial | Point | 230.0 kV |  |  |  | n/d | distribution |  |  |  | OpenStreetMap | {"type":"Feature","properties":{},"geometry":{"type":"Point","coordinates":[-103.37123,20.5519]}}
Narvarte | Point | 230.0 kV |  |  |  | n/d | distribution |  |  |  | OpenStreetMap | {"type":"Feature","properties":{},"geometry":{"type":"Point","coordinates":[-99.16037,19.38207]}}
Subestación | Point | 230.0 kV |  |  |  | n/d | transmission |  |  |  | OpenStreetMap | {"type":"Feature","properties":{},"geometry":{"type":"Point","coordinates":[-101.38985,21.94727]}}
Subestación | Point | 230.0 kV |  |  |  | n/d | generation |  |  |  | OpenStreetMap | {"type":"Feature","properties":{},"geometry":{"type":"Point","coordinates":[-101.43701,21.99968]}}
Subestación Planta Toyota | Point | 230.0 kV |  |  |  | n/d | industrial |  |  |  | OpenStreetMap | {"type":"Feature","properties":{},"geometry":{"type":"Point","coordinates":[-100.53933,20.57355]}}
Subestación maniobras combustión interna | Point | 230.0 kV |  |  |  | Comisión Federal de Electricidad | generation |  |  |  | OpenStreetMap | {"type":"Feature","properties":{},"geometry":{"type":"Point","coordinates":[-114.71597,32.41856]}}
Condesa | Point | 230.0 kV |  |  |  | n/d | distribution |  |  |  | OpenStreetMap | {"type":"Feature","properties":{},"geometry":{"type":"Point","coordinates":[-99.17488,19.41753]}}
Colomos | Point | 230.0 kV |  |  |  | n/d | transmission;distribution |  |  |  | OpenStreetMap | {"type":"Feature","properties":{},"geometry":{"type":"Point","coordinates":[-104.27606,19.05115]}}
La villita | Point | 230.0 kV |  |  |  | n/d | transmission |  |  |  | OpenStreetMap | {"type":"Feature","properties":{},"geometry":{"type":"Point","coordinates":[-102.1835,18.04693]}}
Guadalajara 1 | Point | 230.0 kV |  |  |  | CFE | transmission |  |  |  | OpenStreetMap | {"type":"Feature","properties":{},"geometry":{"type":"Point","coordinates":[-103.42061,20.6029]}}
Topolobampo | Point | 230.0 kV |  |  |  | Comisión Federal de Electricidad | generation |  |  |  | OpenStreetMap | {"type":"Feature","properties":{},"geometry":{"type":"Point","coordinates":[-109.05063,25.60865]}}
Veracruz 2 | Point | 230.0 kV |  |  |  | Comisión Federal de Electricidad | transmission |  |  |  | OpenStreetMap | {"type":"Feature","properties":{},"geometry":{"type":"Point","coordinates":[-96.23701,19.15049]}}
Línea 161.0 kV | LineString | 161.0 kV | 2 |  |  | CFE |  |  |  |  | OpenStreetMap | {"type":"Feature","properties":{},"geometry":{"type":"LineString","coordinates":[[-115.45823,32.60296],[-115.45788,32.60166],[-115.45666,32.59834],[-115.4556,32.59543],[-115.45451,32.59246],[-115.45342,32.5895],[-115.45224,32.58626],[-115.45117,32.5833],[-115.45002,32.58014],[-115.44894,32.57709],[-115.44805,32.57468],[-115.44704,32.57192],[-115.44607,32.56928],[-115.44489,32.56607],[-115.44364,32.56266],[-115.44238,32.55917],[-115.44125,32.55605],[-115.44018,32.55313],[-115.43905,32.54999],[-115.43795,32.54698],[-115.43678,32.54381],[-115.43566,32.5407],[-115.43454,32.53768],[-115.43228,32.5314],[-115.43101,32.52797],[-115.42973,32.52443],[-115.42844,32.52085],[-115.42726,32.51763],[-115.42612,32.51453],[-115.42414,32.51345],[-115.422,32.51228],[-115.41876,32.51052],[-115.41222,32.50697],[-115.40888,32.50515],[-115.40622,32.5037],[-115.40363,32.50229],[-115.40037,32.50052],[-115.39712,32.49875],[-115.3941,32.49711],[-115.39043,32.49512],[-115.38716,32.49333],[-115.3839,32.49156],[-115.38058,32.48976],[-115.37767,32.48817],[-115.37434,32.48636],[-115.37099,32.48454],[-115.36812,32.48298],[-115.36545,32.48152],[-115.36283,32.4801],[-115.35995,32.47854],[-115.35659,32.4767],[-115.35342,32.47498],[-115.35074,32.47353],[-115.34751,32.47177],[-115.34403,32.46987],[-115.34047,32.46794],[-115.33725,32.46619],[-115.33396,32.4644],[-115.33078,32.46266],[-115.32748,32.46087],[-115.32424,32.45911],[-115.32089,32.45728],[-115.31769,32.45554],[-115.31446,32.45378],[-115.31102,32.45191],[-115.30785,32.45019],[-115.30441,32.44834],[-115.30112,32.44655],[-115.29794,32.44484],[-115.29472,32.44307],[-115.29151,32.44132],[-115.28823,32.43953],[-115.28496,32.43775],[-115.28171,32.43599],[-115.27889,32.43446],[-115.27564,32.4327],[-115.27268,32.43105],[-115.27017,32.42967],[-115.2674,32.42816],[-115.26465,32.42663],[-115.26261,32.42555],[-115.2612,32.42476],[-115.25879,32.42342],[-115.25475,32.41935],[-115.25291,32.41749],[-115.25028,32.41486],[-115.24782,32.41235],[-115.24547,32.40996],[-115.24308,32.40756],[-115.24064,32.40506],[-115.23802,32.40241],[-115.23821,32.3999],[-115.23869,32.39959]]}}
Línea 161.0 kV | LineString | 161.0 kV | 2 |  |  | CFE |  |  |  |  | OpenStreetMap | {"type":"Feature","properties":{},"geometry":{"type":"LineString","coordinates":[[-115.33335,32.57992],[-115.33279,32.57987],[-115.33114,32.58032],[-115.33102,32.58043]]}}
Línea 161.0 kV | LineString | 161.0 kV | 2 |  |  | CFE |  |  |  |  | OpenStreetMap | {"type":"Feature","properties":{},"geometry":{"type":"LineString","coordinates":[[-115.33102,32.58043],[-115.33127,32.58099],[-115.33157,32.58192],[-115.33213,32.58372],[-115.33334,32.58729],[-115.33457,32.59093],[-115.33577,32.59449],[-115.33701,32.59817],[-115.33798,32.60106],[-115.33899,32.60405],[-115.34196,32.60615],[-115.34459,32.60799],[-115.34748,32.61007],[-115.3519,32.61393],[-115.35422,32.61636],[-115.35648,32.61874],[-115.35901,32.6214],[-115.3616,32.62412],[-115.36377,32.6264],[-115.36435,32.62949],[-115.36501,32.63297],[-115.36859,32.63531]]}}
Línea 161.0 kV | LineString | 161.0 kV | 1 |  |  | CFE |  |  |  |  | OpenStreetMap | {"type":"Feature","properties":{},"geometry":{"type":"LineString","coordinates":[[-115.33381,32.57041],[-115.33395,32.57024],[-115.33536,32.5707],[-115.33733,32.57135],[-115.3393,32.572],[-115.34127,32.57265],[-115.34323,32.57328],[-115.34523,32.57393],[-115.3467,32.57443],[-115.34729,32.57462],[-115.34926,32.57527],[-115.35126,32.57593],[-115.35324,32.57659],[-115.35534,32.57727],[-115.35742,32.57796],[-115.35893,32.57846],[-115.35939,32.57752],[-115.36039,32.57785],[-115.3614,32.57821],[-115.36243,32.57857],[-115.36343,32.57892],[-115.36461,32.57934],[-115.36561,32.57969],[-115.36659,32.58007],[-115.36627,32.58088],[-115.36753,32.58129],[-115.36954,32.58195],[-115.37151,32.58261],[-115.37317,32.58309],[-115.37351,32.58325]]}}
Línea 161.0 kV | LineString | 161.0 kV | 1 |  |  | CFE |  |  |  |  | OpenStreetMap | {"type":"Feature","properties":{},"geometry":{"type":"LineString","coordinates":[[-115.21099,32.40543],[-115.21044,32.40613],[-115.20915,32.4061],[-115.20869,32.4048],[-115.20905,32.40201],[-115.20958,32.39866],[-115.21001,32.39559],[-115.21043,32.39294],[-115.21041,32.39102],[-115.21038,32.38856],[-115.21312,32.38661],[-115.21568,32.38469],[-115.21833,32.38271],[-115.2203,32.38142],[-115.22067,32.38121]]}}
Línea 161.0 kV | LineString | 161.0 kV | 2 |  |  | CFE |  |  |  |  | OpenStreetMap | {"type":"Feature","properties":{},"geometry":{"type":"LineString","coordinates":[[-115.33102,32.58043],[-115.3277,32.57946],[-115.3244,32.57859],[-115.32005,32.57803],[-115.31571,32.57744],[-115.3114,32.5769],[-115.30801,32.57639],[-115.30467,32.57596],[-115.3013,32.5755],[-115.29707,32.57496],[-115.29412,32.57335],[-115.29377,32.5696],[-115.29344,32.56588],[-115.29314,32.56245],[-115.29293,32.55945],[-115.29276,32.55757],[-115.29263,32.55597],[-115.29254,32.5549],[-115.29252,32.55462],[-115.29242,32.55351],[-115.29224,32.55189],[-115.29194,32.54839],[-115.29164,32.54496],[-115.29144,32.54272],[-115.29115,32.53938],[-115.2909,32.53636],[-115.29061,32.5332],[-115.29037,32.53048],[-115.29015,32.52778],[-115.28993,32.52509],[-115.28757,32.52209],[-115.28524,32.5191],[-115.28319,32.51648],[-115.28108,32.51375],[-115.27903,32.51115],[-115.27691,32.50843],[-115.27464,32.50553],[-115.27231,32.50254],[-115.26982,32.49934],[-115.2677,32.49661],[-115.26546,32.49375],[-115.26312,32.49073],[-115.26087,32.48785],[-115.25878,32.48519],[-115.25665,32.48245],[-115.25457,32.47976],[-115.25258,32.47721],[-115.25046,32.47452],[-115.24837,32.47182],[-115.24639,32.46928],[-115.24418,32.46643],[-115.24212,32.46382],[-115.24008,32.46118],[-115.23799,32.4585],[-115.23584,32.45576],[-115.23389,32.45325],[-115.23202,32.45085],[-115.22996,32.44821],[-115.22788,32.44557],[-115.2258,32.44289],[-115.22419,32.44083],[-115.22253,32.4387],[-115.22041,32.43596],[-115.21838,32.43338],[-115.21628,32.43062],[-115.2143,32.42813],[-115.21217,32.42538],[-115.21012,32.42277],[-115.21017,32.42005],[-115.2102,32.4172],[-115.21026,32.41408],[-115.20998,32.4125],[-115.21005,32.41007],[-115.2101,32.40769],[-115.21044,32.40613],[-115.2112,32.40559]]}}
Línea 161.0 kV | LineString | 161.0 kV | 1 |  |  | Comisión Federal de Electricidad |  |  |  |  | OpenStreetMap | {"type":"Feature","properties":{},"geometry":{"type":"LineString","coordinates":[[-114.77809,32.47895],[-114.77819,32.47868],[-114.77736,32.47839],[-114.77759,32.47781],[-114.77795,32.477],[-114.77828,32.47617],[-114.77861,32.47538],[-114.77894,32.47452],[-114.77929,32.47362],[-114.77965,32.47277],[-114.77999,32.47193],[-114.78093,32.4722],[-114.7819,32.4725],[-114.78287,32.4728],[-114.78385,32.47307],[-114.78477,32.47332],[-114.78582,32.47364],[-114.78687,32.47396],[-114.78792,32.47428],[-114.78889,32.47466],[-114.78909,32.47513],[-114.78983,32.4766],[-114.79199,32.47807],[-114.79431,32.4788],[-114.79682,32.4796],[-114.79843,32.48104],[-114.80109,32.48336],[-114.80268,32.48457]]}}
Línea 161.0 kV | LineString | 161.0 kV | 1 |  |  | Comisión Federal de Electricidad |  |  |  |  | OpenStreetMap | {"type":"Feature","properties":{},"geometry":{"type":"LineString","coordinates":[[-114.81069,32.49209],[-114.80951,32.49174],[-114.80868,32.49142],[-114.80789,32.49125],[-114.80702,32.49098],[-114.80624,32.49072],[-114.80544,32.49049],[-114.80483,32.49066],[-114.80394,32.49042],[-114.80305,32.49015],[-114.80217,32.48989],[-114.80128,32.48962],[-114.80043,32.48937],[-114.7996,32.48912],[-114.79873,32.48887],[-114.7979,32.48862],[-114.79706,32.48836],[-114.79622,32.48811],[-114.79537,32.48785],[-114.79454,32.48761],[-114.7937,32.48736],[-114.79284,32.48709],[-114.79114,32.48658],[-114.79027,32.48631],[-114.78941,32.48606],[-114.78857,32.48581],[-114.78756,32.48544],[-114.78654,32.48512],[-114.78553,32.48482],[-114.78472,32.48457],[-114.78476,32.4837],[-114.7848,32.48289],[-114.78484,32.48205],[-114.78487,32.48128],[-114.7849,32.48054],[-114.78432,32.48046],[-114.78363,32.48029],[-114.7828,32.48005],[-114.78195,32.4798],[-114.78113,32.47953],[-114.78025,32.47927],[-114.7793,32.47898],[-114.77829,32.47869],[-114.77818,32.47898]]}}
Línea 138.0 kV | LineString | 138.0 kV | 1 |  |  | CFE |  |  |  |  | OpenStreetMap | {"type":"Feature","properties":{},"geometry":{"type":"LineString","coordinates":[[-97.48698,25.82104],[-97.48262,25.81913],[-97.47909,25.81754],[-97.47544,25.81592],[-97.47194,25.81436],[-97.46843,25.81279],[-97.46478,25.81116],[-97.46222,25.81],[-97.45833,25.80968],[-97.4554,25.80941],[-97.45166,25.80913],[-97.44876,25.81153],[-97.44506,25.81462],[-97.44326,25.81612],[-97.4403,25.81861],[-97.43712,25.82124],[-97.43403,25.82384],[-97.43098,25.82641],[-97.42939,25.82776],[-97.42789,25.82901],[-97.42646,25.8302],[-97.42485,25.83155],[-97.42199,25.83396],[-97.42156,25.83392]]}}
Línea 138.0 kV | LineString | 138.0 kV |  |  |  | CFE |  |  |  |  | OpenStreetMap | {"type":"Feature","properties":{},"geometry":{"type":"LineString","coordinates":[[-97.54906,25.82586],[-97.54893,25.82614],[-97.54831,25.82745],[-97.54762,25.82875],[-97.54628,25.83145],[-97.54481,25.83446],[-97.54412,25.83583],[-97.54345,25.83716],[-97.54279,25.83853],[-97.54209,25.83988],[-97.54026,25.84174],[-97.53827,25.8437],[-97.53687,25.84632],[-97.5354,25.84897],[-97.5339,25.85185]]}}
Línea 138.0 kV | LineString | 138.0 kV |  |  |  | CFE |  |  |  |  | OpenStreetMap | {"type":"Feature","properties":{},"geometry":{"type":"LineString","coordinates":[[-97.5339,25.85185],[-97.53325,25.85129],[-97.53054,25.84885],[-97.52786,25.84641]]}}
Línea 138.0 kV | LineString | 138.0 kV |  |  |  | CFE |  |  |  |  | OpenStreetMap | {"type":"Feature","properties":{},"geometry":{"type":"LineString","coordinates":[[-97.5339,25.85185],[-97.53413,25.85231],[-97.5355,25.8539],[-97.53776,25.85659],[-97.53999,25.85919],[-97.54232,25.86192],[-97.54314,25.86287],[-97.54458,25.86452],[-97.54688,25.86723],[-97.54934,25.86994],[-97.54969,25.87062]]}}
Línea 138.0 kV | LineString | 138.0 kV |  |  |  | CFE |  |  |  |  | OpenStreetMap | {"type":"Feature","properties":{},"geometry":{"type":"LineString","coordinates":[[-97.63488,25.82849],[-97.63469,25.82885],[-97.6321,25.83024],[-97.6295,25.83221],[-97.62666,25.83433],[-97.62386,25.8365],[-97.6211,25.83858],[-97.61857,25.8405],[-97.61619,25.84227],[-97.61566,25.84559],[-97.61511,25.84884],[-97.61454,25.85216],[-97.61401,25.85536],[-97.61347,25.85851],[-97.61298,25.86166],[-97.61254,25.86432],[-97.60879,25.86566],[-97.60545,25.86684],[-97.6024,25.86795],[-97.59946,25.86908],[-97.59649,25.87017],[-97.59343,25.87129],[-97.59079,25.87227],[-97.58985,25.87266],[-97.58836,25.87268],[-97.58696,25.8727],[-97.58571,25.87272],[-97.5849,25.87273],[-97.58279,25.87524],[-97.5793,25.87652],[-97.5756,25.87788],[-97.57217,25.87913],[-97.56941,25.88018],[-97.56663,25.8812],[-97.56389,25.88223],[-97.56138,25.88313],[-97.56085,25.88302],[-97.56071,25.88312],[-97.56092,25.88329]]}}
Línea 138.0 kV | LineString | 138.0 kV |  |  |  | CFE |  |  |  |  | OpenStreetMap | {"type":"Feature","properties":{},"geometry":{"type":"LineString","coordinates":[[-97.53678,25.89697],[-97.53904,25.89685],[-97.5415,25.89674],[-97.54395,25.89666],[-97.54643,25.89662],[-97.54859,25.89447],[-97.55071,25.89255],[-97.55293,25.89056],[-97.55407,25.88954],[-97.55464,25.88903],[-97.55515,25.88857],[-97.55637,25.88749],[-97.55729,25.88658],[-97.55911,25.88491],[-97.56092,25.88329]]}}
Línea 138.0 kV | LineString | 138.0 kV |  |  |  | CFE |  |  |  |  | OpenStreetMap | {"type":"Feature","properties":{},"geometry":{"type":"LineString","coordinates":[[-97.62035,25.8226],[-97.62075,25.82289],[-97.62206,25.82384],[-97.6231,25.8246],[-97.62528,25.82615],[-97.62743,25.82771],[-97.62961,25.82925],[-97.63176,25.82901],[-97.6344,25.82869]]}}
Línea 138.0 kV | LineString | 138.0 kV |  |  |  | CFE |  |  |  |  | OpenStreetMap | {"type":"Feature","properties":{},"geometry":{"type":"LineString","coordinates":[[-97.56092,25.88329],[-97.55873,25.88079],[-97.55747,25.87933],[-97.55623,25.87789],[-97.5551,25.8766],[-97.55165,25.87263],[-97.55005,25.871]]}}
Línea 138.0 kV | LineString | 138.0 kV | 2 |  |  | CFE |  |  |  |  | OpenStreetMap | {"type":"Feature","properties":{},"geometry":{"type":"LineString","coordinates":[[-97.5356,25.89864],[-97.53551,25.90133],[-97.53541,25.90399],[-97.53532,25.90661],[-97.53526,25.90924],[-97.53516,25.9118],[-97.5351,25.91438],[-97.53501,25.91695],[-97.53491,25.91955],[-97.53479,25.92079],[-97.53585,25.92287],[-97.53668,25.92498],[-97.53532,25.92737],[-97.53377,25.92971],[-97.53486,25.93153],[-97.53588,25.93352],[-97.53738,25.93584]]}}
Línea 138.0 kV | LineString | 138.0 kV |  |  |  | CFE |  |  |  |  | OpenStreetMap | {"type":"Feature","properties":{},"geometry":{"type":"LineString","coordinates":[[-97.79658,25.88176],[-97.7997,25.88143],[-97.80285,25.88109],[-97.80503,25.88253],[-97.80767,25.88422],[-97.81009,25.88581],[-97.81234,25.88728],[-97.81521,25.88917],[-97.81816,25.89103],[-97.82271,25.89402],[-97.82531,25.89575],[-97.82777,25.89733],[-97.83037,25.89903],[-97.83286,25.90064],[-97.83528,25.90221],[-97.83774,25.9038],[-97.84017,25.9054],[-97.84264,25.90696],[-97.84507,25.90852],[-97.8476,25.91011],[-97.85007,25.91169],[-97.85253,25.91325],[-97.85497,25.91479],[-97.85744,25.91636],[-97.85995,25.91797],[-97.86247,25.91954],[-97.86493,25.92032],[-97.8674,25.92108],[-97.87024,25.92196],[-97.87307,25.92284],[-97.8759,25.92373],[-97.87855,25.92454],[-97.88139,25.92542],[-97.88424,25.92629],[-97.88706,25.92716],[-97.88997,25.92806],[-97.89276,25.92894],[-97.8955,25.92978],[-97.89833,25.93065],[-97.90118,25.93153],[-97.90405,25.93243],[-97.90687,25.9333],[-97.90972,25.93418],[-97.91264,25.93509],[-97.91553,25.93598],[-97.91845,25.93688],[-97.92121,25.93772],[-97.92417,25.93862],[-97.92699,25.93949],[-97.92969,25.94029],[-97.93277,25.94107],[-97.93611,25.94184],[-97.93937,25.94268],[-97.94251,25.94343],[-97.94486,25.94415],[-97.94724,25.94487],[-97.94999,25.94571],[-97.953,25.94662],[-97.95585,25.9475],[-97.95861,25.94833],[-97.96149,25.94921],[-97.96458,25.95015],[-97.9672,25.95094]]}}
Línea 138.0 kV | LineString | 138.0 kV |  |  |  | CFE |  |  |  |  | OpenStreetMap | {"type":"Feature","properties":{},"geometry":{"type":"LineString","coordinates":[[-97.96937,25.9517],[-97.96933,25.95319],[-97.96931,25.95409],[-97.96931,25.95519],[-97.96932,25.95629],[-97.96931,25.95739],[-97.9693,25.9585],[-97.96931,25.9596],[-97.9693,25.96068],[-97.9693,25.96179],[-97.9693,25.96289],[-97.96928,25.96401],[-97.96927,25.96509],[-97.96928,25.96617],[-97.96932,25.96724],[-97.96945,25.96848],[-97.96943,25.96958],[-97.96941,25.97068],[-97.96941,25.97179],[-97.96942,25.97289],[-97.9693,25.97396],[-97.96931,25.9753],[-97.96931,25.97663],[-97.96952,25.97791],[-97.96961,25.98154],[-97.96963,25.98275],[-97.96963,25.98395],[-97.96967,25.98513],[-97.96954,25.98639],[-97.96942,25.98765],[-97.96941,25.98889],[-97.96942,25.99014],[-97.96942,25.99139],[-97.96943,25.99263],[-97.96943,25.99388],[-97.96943,25.99513],[-97.96943,25.99636],[-97.96954,25.9968],[-97.96953,25.99936],[-97.96953,26.00191],[-97.96953,26.00446],[-97.96952,26.00702],[-97.96903,26.00815],[-97.96904,26.00913],[-97.96904,26.01133],[-97.969,26.01245],[-97.96779,26.01299],[-97.96782,26.01331],[-97.96888,26.01607],[-97.9695,26.01769],[-97.97012,26.02031],[-97.97014,26.02244],[-97.97017,26.0249],[-97.97019,26.02735],[-97.9702,26.02979],[-97.97021,26.03186],[-97.97025,26.03496],[-97.96949,26.0357],[-97.96711,26.0357],[-97.96463,26.03568],[-97.96262,26.03566],[-97.95939,26.03595],[-97.95654,26.0362],[-97.95587,26.03667],[-97.95573,26.03774],[-97.95605,26.039],[-97.95584,26.03909],[-97.95574,26.03913]]}}
Línea 138.0 kV | LineString | 138.0 kV | 1 |  |  | CFE |  |  |  |  | OpenStreetMap | {"type":"Feature","properties":{},"geometry":{"type":"LineString","coordinates":[[-97.79658,25.88176],[-97.79651,25.88157]]}}
Línea 138.0 kV | LineString | 138.0 kV | 2 |  |  | CFE |  |  |  |  | OpenStreetMap | {"type":"Feature","properties":{},"geometry":{"type":"LineString","coordinates":[[-98.18845,25.99725],[-98.18843,26.00038],[-98.1884,26.00358],[-98.18839,26.00698],[-98.18839,26.00925],[-98.18837,26.01018],[-98.1874,26.01073],[-98.18706,26.01234],[-98.18671,26.01395],[-98.18637,26.01556],[-98.18602,26.01717],[-98.18785,26.01807],[-98.18954,26.0189],[-98.19104,26.01964],[-98.1929,26.02055],[-98.19456,26.02138],[-98.19637,26.02227],[-98.19807,26.0231],[-98.1995,26.02381],[-98.20138,26.02473],[-98.20274,26.02541],[-98.20434,26.0262],[-98.20594,26.02704],[-98.20591,26.02838],[-98.20733,26.02942],[-98.20843,26.03026],[-98.20932,26.03092],[-98.20953,26.03192],[-98.21088,26.03291],[-98.21216,26.0339],[-98.21342,26.03487],[-98.2147,26.0359],[-98.21601,26.0369],[-98.2174,26.03791],[-98.21821,26.03791]]}}
Línea 138.0 kV | LineString | 138.0 kV | 2 |  |  | CFE |  |  |  |  | OpenStreetMap | {"type":"Feature","properties":{},"geometry":{"type":"LineString","coordinates":[[-98.22996,26.04771],[-98.23021,26.04745],[-98.23097,26.04677]]}}
Línea 138.0 kV | LineString | 138.0 kV | 1 |  |  | CFE |  |  |  |  | OpenStreetMap | {"type":"Feature","properties":{},"geometry":{"type":"LineString","coordinates":[[-98.18317,26.02866],[-98.1834,26.02754],[-98.18361,26.02638],[-98.18383,26.02606]]}}
Línea 138.0 kV | LineString | 138.0 kV | 2 |  |  | CFE |  |  |  |  | OpenStreetMap | {"type":"Feature","properties":{},"geometry":{"type":"LineString","coordinates":[[-98.18578,26.03082],[-98.18406,26.03211],[-98.18243,26.03155],[-98.18084,26.03091],[-98.17817,26.03002],[-98.17559,26.02911],[-98.17293,26.02817],[-98.17029,26.02723],[-98.16759,26.02628],[-98.16485,26.0253],[-98.16214,26.02433],[-98.15941,26.02338],[-98.15724,26.02261],[-98.15444,26.02163],[-98.15154,26.02061],[-98.1488,26.01963],[-98.14604,26.01868],[-98.14334,26.01772],[-98.14055,26.01674],[-98.13776,26.01577],[-98.13476,26.01471],[-98.13282,26.01403],[-98.13184,26.01369],[-98.12906,26.0127],[-98.12606,26.01166],[-98.12335,26.01071],[-98.12052,26.00972],[-98.11785,26.00877],[-98.11504,26.0078],[-98.11242,26.00689],[-98.10976,26.00595],[-98.10699,26.00495],[-98.10458,26.00412],[-98.10176,26.00312],[-98.09907,26.00216],[-98.09636,26.00124],[-98.09374,26.00032],[-98.09099,25.99934],[-98.0885,25.9985],[-98.08569,25.99751],[-98.0851,25.99731],[-98.08306,25.9966],[-98.08035,25.99565],[-98.07753,25.99466],[-98.07473,25.99367],[-98.07183,25.99266],[-98.06898,25.99168],[-98.06616,25.99071],[-98.06512,25.98897],[-98.06431,25.98758],[-98.06367,25.98652],[-98.06222,25.98412],[-98.06221,25.98316],[-98.06229,25.98227],[-98.06256,25.98183],[-98.06292,25.98182]]}}
Línea 138.0 kV | LineString | 138.0 kV | 2 |  |  | CFE |  |  |  |  | OpenStreetMap | {"type":"Feature","properties":{},"geometry":{"type":"LineString","coordinates":[[-98.21822,26.04206],[-98.21962,26.04255],[-98.22223,26.04345],[-98.22496,26.04439],[-98.22729,26.04598],[-98.22964,26.04757]]}}
Línea 138.0 kV | LineString | 138.0 kV | 2 |  |  | CFE |  |  |  |  | OpenStreetMap | {"type":"Feature","properties":{},"geometry":{"type":"LineString","coordinates":[[-98.21822,26.03552],[-98.21825,26.03241],[-98.21824,26.02932],[-98.21826,26.0267],[-98.21827,26.02386],[-98.21827,26.021],[-98.21826,26.01885],[-98.2183,26.01732],[-98.2183,26.01657],[-98.21832,26.01623]]}}
Línea 138.0 kV | LineString | 138.0 kV | 2 |  |  | CFE |  |  |  |  | OpenStreetMap | {"type":"Feature","properties":{},"geometry":{"type":"LineString","coordinates":[[-98.18317,26.02866],[-98.18244,26.02789],[-98.18173,26.02687],[-98.18103,26.02585],[-98.18039,26.02483],[-98.17963,26.02383],[-98.17894,26.02283],[-98.1785,26.02205],[-98.17853,26.02074],[-98.17852,26.01952]]}}
Línea 138.0 kV | LineString | 138.0 kV | 2 |  |  | CFE |  |  |  |  | OpenStreetMap | {"type":"Feature","properties":{},"geometry":{"type":"LineString","coordinates":[[-98.26071,26.0577],[-98.26104,26.05799],[-98.26087,26.05926],[-98.2607,26.06039],[-98.26053,26.06152],[-98.26036,26.06267],[-98.26021,26.06383],[-98.26003,26.06495],[-98.25986,26.06609],[-98.25975,26.06696],[-98.25961,26.06795],[-98.26026,26.06901],[-98.26142,26.06981]]}}
Línea 138.0 kV | LineString | 138.0 kV | 1 |  |  | CFE |  |  |  |  | OpenStreetMap | {"type":"Feature","properties":{},"geometry":{"type":"LineString","coordinates":[[-98.27026,26.042],[-98.27198,26.04153]]}}
Línea 138.0 kV | LineString | 138.0 kV | 2 |  |  | CFE |  |  |  |  | OpenStreetMap | {"type":"Feature","properties":{},"geometry":{"type":"LineString","coordinates":[[-98.2182,26.03853],[-98.2182,26.03901],[-98.21821,26.04166],[-98.21822,26.04206]]}}
Línea 138.0 kV | LineString | 138.0 kV | 2 |  |  | CFE |  |  |  |  | OpenStreetMap | {"type":"Feature","properties":{},"geometry":{"type":"LineString","coordinates":[[-98.21822,26.04206],[-98.21677,26.04158],[-98.21538,26.04109],[-98.214,26.0406],[-98.21265,26.04013],[-98.21129,26.03966],[-98.20848,26.03869],[-98.20578,26.03775],[-98.20304,26.03681],[-98.20023,26.03583],[-98.19751,26.03489],[-98.19462,26.03389],[-98.19194,26.03296],[-98.18893,26.03191],[-98.18578,26.03082]]}}
Línea 138.0 kV | LineString | 138.0 kV | 2 |  |  | CFE |  |  |  |  | OpenStreetMap | {"type":"Feature","properties":{},"geometry":{"type":"LineString","coordinates":[[-98.18578,26.03082],[-98.18566,26.03044],[-98.18455,26.02978],[-98.18383,26.02926],[-98.18317,26.02866]]}}
Línea 138.0 kV | LineString | 138.0 kV | 2 |  |  | CFE |  |  |  |  | OpenStreetMap | {"type":"Feature","properties":{},"geometry":{"type":"LineString","coordinates":[[-98.23197,26.04916],[-98.23325,26.04996],[-98.23426,26.05073],[-98.23693,26.05008],[-98.24239,26.04876],[-98.24512,26.0481],[-98.24797,26.04739],[-98.25047,26.04678],[-98.25361,26.04602],[-98.25595,26.04545],[-98.25894,26.04471],[-98.26124,26.04415],[-98.26395,26.04349],[-98.26682,26.04277],[-98.26958,26.0421]]}}
Línea 138.0 kV | LineString | 138.0 kV |  |  |  | CFE |  |  |  |  | OpenStreetMap | {"type":"Feature","properties":{},"geometry":{"type":"LineString","coordinates":[[-98.39195,26.09749],[-98.39134,26.09751],[-98.39119,26.09746]]}}
Línea 138.0 kV | LineString | 138.0 kV |  |  |  | CFE |  |  |  |  | OpenStreetMap | {"type":"Feature","properties":{},"geometry":{"type":"LineString","coordinates":[[-98.41247,26.16205],[-98.41159,26.16178],[-98.41087,26.16148],[-98.40958,26.16082]]}}
Línea 138.0 kV | LineString | 138.0 kV |  |  |  | CFE |  |  |  |  | OpenStreetMap | {"type":"Feature","properties":{},"geometry":{"type":"LineString","coordinates":[[-98.40958,26.16082],[-98.41096,26.1613],[-98.41168,26.1616],[-98.41247,26.16205]]}}
Línea 138.0 kV | LineString | 138.0 kV | 2 |  |  | CFE |  |  |  |  | OpenStreetMap | {"type":"Feature","properties":{},"geometry":{"type":"LineString","coordinates":[[-98.41247,26.16205],[-98.41525,26.16326],[-98.41797,26.16442],[-98.4206,26.16554],[-98.42334,26.16671],[-98.42596,26.16784],[-98.42861,26.16897],[-98.43124,26.17011],[-98.43397,26.17127],[-98.43668,26.17243],[-98.43931,26.17356],[-98.44213,26.17476],[-98.44477,26.17589],[-98.4474,26.17702],[-98.44984,26.17805],[-98.45245,26.17917],[-98.45509,26.1803],[-98.45776,26.18145],[-98.4604,26.18258],[-98.46292,26.18367],[-98.4655,26.18474],[-98.46824,26.18592],[-98.4704,26.18685],[-98.47261,26.18781],[-98.47518,26.18894],[-98.47779,26.19006],[-98.48045,26.19119],[-98.48281,26.1922],[-98.48555,26.19336],[-98.48823,26.19439],[-98.49102,26.19546],[-98.49368,26.19648],[-98.49618,26.19744],[-98.49915,26.19858],[-98.50229,26.19978],[-98.50533,26.20094],[-98.50793,26.20194],[-98.51061,26.20296],[-98.51325,26.20397],[-98.51574,26.20493],[-98.5176,26.20563],[-98.52053,26.20553],[-98.52342,26.20542],[-98.52633,26.20532],[-98.52926,26.20521],[-98.53217,26.20509],[-98.53513,26.205],[-98.53779,26.2049],[-98.54077,26.20478],[-98.54386,26.20465],[-98.54678,26.20455],[-98.54959,26.20445],[-98.55257,26.20434],[-98.55557,26.20423],[-98.55844,26.20413],[-98.56138,26.20402],[-98.56385,26.20392],[-98.56586,26.20386],[-98.56791,26.20378],[-98.57069,26.20446],[-98.57351,26.20515],[-98.57633,26.20583],[-98.57914,26.20652],[-98.58195,26.20721],[-98.58446,26.20782],[-98.5873,26.20851],[-98.59011,26.2092],[-98.59292,26.20989],[-98.59574,26.21057],[-98.59863,26.21128],[-98.60146,26.21198],[-98.60433,26.21265],[-98.60716,26.21336],[-98.61008,26.21408],[-98.61264,26.21469],[-98.61538,26.21536],[-98.61819,26.21606],[-98.62131,26.21682],[-98.62431,26.21755],[-98.62712,26.21825],[-98.62975,26.21887],[-98.63259,26.21958],[-98.63541,26.22028],[-98.63831,26.22098],[-98.64127,26.22169],[-98.64418,26.22241],[-98.64759,26.22325],[-98.65036,26.22391],[-98.65317,26.2246],[-98.65608,26.22532],[-98.65906,26.22605],[-98.66167,26.22668],[-98.66428,26.22731],[-98.66662,26.22788],[-98.66913,26.22852],[-98.67193,26.22924],[-98.67474,26.22995],[-98.67569,26.23019],[-98.6775,26.23067],[-98.68028,26.23147],[-98.68294,26.23226],[-98.68562,26.23305],[-98.68867,26.23396],[-98.69143,26.23478],[-98.69418,26.23561],[-98.69706,26.23648],[-98.69982,26.2373],[-98.70261,26.23814],[-98.70321,26.24077],[-98.70387,26.2437],[-98.70452,26.24653],[-98.70522,26.24961],[-98.70592,26.25271],[-98.70651,26.25532],[-98.70891,26.25681],[-98.71115,26.25821],[-98.71338,26.2596],[-98.71606,26.26127],[-98.71859,26.26285],[-98.72131,26.26455],[-98.72409,26.26628],[-98.72657,26.26782],[-98.72924,26.26901],[-98.73176,26.27014],[-98.73428,26.27127],[-98.73697,26.27246],[-98.73955,26.27362],[-98.74219,26.27479],[-98.7448,26.27596],[-98.74739,26.27711],[-98.75014,26.27834],[-98.75273,26.27949],[-98.75545,26.28071],[-98.75822,26.28194],[-98.76084,26.28311],[-98.76344,26.28427],[-98.76633,26.28556],[-98.76893,26.28672],[-98.77162,26.28792],[-98.77442,26.28916],[-98.77701,26.29032],[-98.77975,26.29154],[-98.78254,26.29279],[-98.78508,26.29392],[-98.78769,26.29508],[-98.7903,26.29625],[-98.79289,26.2974],[-98.7955,26.29856],[-98.79809,26.29972],[-98.80072,26.30089],[-98.80331,26.30205],[-98.80582,26.30317],[-98.80815,26.3042],[-98.81058,26.30529],[-98.81319,26.30645],[-98.81497,26.30849],[-98.8168,26.31058],[-98.81872,26.31278],[-98.82059,26.31491],[-98.82117,26.31557],[-98.82247,26.31707],[-98.82427,26.31912],[-98.8262,26.32132],[-98.828,26.32338],[-98.82978,26.32541],[-98.83132,26.32718],[-98.83439,26.32785],[-98.8376,26.32855],[-98.84107,26.32931],[-98.84466,26.3301],[-98.84812,26.33085],[-98.85101,26.33149],[-98.8536,26.33205],[-98.85633,26.33265],[-98.8593,26.3333],[-98.86201,26.33389],[-98.86426,26.33439],[-98.86672,26.33493],[-98.87057,26.33577],[-98.8734,26.33639],[-98.8763,26.33702],[-98.87941,26.3377],[-98.88273,26.33843],[-98.88538,26.33901],[-98.88883,26.33976],[-98.89169,26.34039],[-98.89443,26.34099],[-98.897,26.34186],[-98.8994,26.34268],[-98.90248,26.34373],[-98.90521,26.34466],[-98.90773,26.34552],[-98.91058,26.34649],[-98.9135,26.34749],[-98.91597,26.34833],[-98.91881,26.34929],[-98.92161,26.35025],[-98.92424,26.35114],[-98.92706,26.3521],[-98.92989,26.35307],[-98.93271,26.35403],[-98.93544,26.35496],[-98.93813,26.35587],[-98.94048,26.35667],[-98.94313,26.35757],[-98.94568,26.35844],[-98.94839,26.35936],[-98.95119,26.36031],[-98.95393,26.36124],[-98.95675,26.3622],[-98.95947,26.36312],[-98.96199,26.36397],[-98.96471,26.3649],[-98.96741,26.36581],[-98.97012,26.36673],[-98.97279,26.36764],[-98.97518,26.36845],[-98.97562,26.3686],[-98.97846,26.36956],[-98.98128,26.37052],[-98.9841,26.37148],[-98.98701,26.37247],[-98.99008,26.37351],[-98.99294,26.37448],[-98.99547,26.37534],[-98.99814,26.37625],[-99.00099,26.37721],[-99.00382,26.37817],[-99.00663,26.37913],[-99.00955,26.38012],[-99.01241,26.38109],[-99.01522,26.38204],[-99.01809,26.38302],[-99.0209,26.38397],[-99.02389,26.38499],[-99.02711,26.38608],[-99.0303,26.38716],[-99.0331,26.38811],[-99.036,26.38823],[-99.03876,26.38834],[-99.04163,26.38846],[-99.04457,26.38858],[-99.04742,26.38869],[-99.05035,26.38881],[-99.05336,26.38893],[-99.05668,26.38906],[-99.05972,26.38919],[-99.06286,26.38932],[-99.06593,26.38944],[-99.06872,26.38956],[-99.07162,26.38968],[-99.07459,26.3898],[-99.07775,26.38993],[-99.08096,26.39005],[-99.08437,26.39018],[-99.08625,26.39198],[-99.08775,26.39343],[-99.08946,26.39509],[-99.09125,26.39683],[-99.0937,26.3992],[-99.09563,26.40106],[-99.09788,26.40324],[-99.10008,26.40536],[-99.10198,26.4072],[-99.10403,26.40918],[-99.10603,26.41112],[-99.10803,26.41303],[-99.10979,26.41476],[-99.11204,26.41693],[-99.11415,26.41898],[-99.11634,26.4211],[-99.11852,26.42318],[-99.12093,26.42551],[-99.12281,26.42733],[-99.12486,26.42931],[-99.12691,26.43138],[-99.12941,26.4338],[-99.13106,26.43538],[-99.13279,26.4378],[-99.13432,26.43992],[-99.13615,26.4425],[-99.13796,26.44499],[-99.13949,26.44713],[-99.14187,26.44967],[-99.14399,26.45196],[-99.14578,26.45388],[-99.14583,26.45393],[-99.14812,26.45641],[-99.14958,26.458],[-99.1514,26.46],[-99.15344,26.46217],[-99.1553,26.46419],[-99.15713,26.46611],[-99.1588,26.46795],[-99.16023,26.46947],[-99.16184,26.47122],[-99.16359,26.47311],[-99.1652,26.47485],[-99.16574,26.47742],[-99.16634,26.47997],[-99.16692,26.48266],[-99.16743,26.48497],[-99.16798,26.48739],[-99.16856,26.48999],[-99.16909,26.49245],[-99.16958,26.49477],[-99.17016,26.49748],[-99.17075,26.50002],[-99.1713,26.50249],[-99.17189,26.50516],[-99.17251,26.50794],[-99.17317,26.51096],[-99.17376,26.51364],[-99.1743,26.51586],[-99.17493,26.51842],[-99.17555,26.52068],[-99.17626,26.52315],[-99.17699,26.5257],[-99.17775,26.52836],[-99.17847,26.53087],[-99.17921,26.53342],[-99.17981,26.53552],[-99.18057,26.53814],[-99.18127,26.5406],[-99.18199,26.54311],[-99.18271,26.54564],[-99.18346,26.54826],[-99.18403,26.55018],[-99.18447,26.55174],[-99.18171,26.55305],[-99.17903,26.55431],[-99.17612,26.55568],[-99.17328,26.55703],[-99.17152,26.55786],[-99.1706,26.55787],[-99.17029,26.55786]]}}
Línea 138.0 kV | LineString | 138.0 kV | 2 |  |  | CFE |  |  |  |  | OpenStreetMap | {"type":"Feature","properties":{},"geometry":{"type":"LineString","coordinates":[[-98.40958,26.16082],[-98.40721,26.15979],[-98.40468,26.15871],[-98.40206,26.15758],[-98.39943,26.15646],[-98.39697,26.15536],[-98.39459,26.15435],[-98.39227,26.15334],[-98.38921,26.15212],[-98.3853,26.15041],[-98.38386,26.15038],[-98.38234,26.15034],[-98.38104,26.1503],[-98.37711,26.15021],[-98.37415,26.15014],[-98.37058,26.15005],[-98.36871,26.15001],[-98.36635,26.14995],[-98.36395,26.14989],[-98.36039,26.14843],[-98.35778,26.14735],[-98.35601,26.14516],[-98.35461,26.14342],[-98.35263,26.14096],[-98.3505,26.13833],[-98.34877,26.13581],[-98.34738,26.13375],[-98.34579,26.13144]]}}
Línea 138.0 kV | LineString | 138.0 kV | 2 |  |  | CFE |  |  |  |  | OpenStreetMap | {"type":"Feature","properties":{},"geometry":{"type":"LineString","coordinates":[[-98.34523,26.13059],[-98.34425,26.12916],[-98.34258,26.12671],[-98.34118,26.12462],[-98.33972,26.12247],[-98.33819,26.12025],[-98.33707,26.11857],[-98.33601,26.11702],[-98.33455,26.11488],[-98.33318,26.11291],[-98.33227,26.11157],[-98.3312,26.10999],[-98.33001,26.10822],[-98.32836,26.10586],[-98.32692,26.10372],[-98.32608,26.10247],[-98.32526,26.10126],[-98.32397,26.0994],[-98.32243,26.09715],[-98.32068,26.09456],[-98.31993,26.09344],[-98.31916,26.09233],[-98.31829,26.09105],[-98.31745,26.08982],[-98.31628,26.08811],[-98.31462,26.08564],[-98.31369,26.0843],[-98.31277,26.08295]]}}
Línea 138.0 kV | LineString | 138.0 kV |  |  |  | CFE |  |  |  |  | OpenStreetMap | {"type":"Feature","properties":{},"geometry":{"type":"LineString","coordinates":[[-99.16952,26.55908],[-99.17134,26.55901],[-99.17414,26.5589],[-99.17696,26.55881],[-99.17968,26.5587],[-99.1829,26.55859],[-99.18561,26.55849],[-99.18866,26.55837],[-99.19287,26.55822],[-99.19496,26.55814],[-99.19803,26.55803],[-99.20151,26.5579],[-99.20387,26.55781],[-99.20737,26.55769],[-99.21017,26.55759],[-99.21331,26.55747],[-99.21671,26.55734],[-99.22109,26.55716],[-99.22509,26.55702],[-99.22803,26.55692],[-99.22938,26.55687],[-99.23092,26.55681],[-99.23352,26.55672],[-99.23613,26.55663],[-99.23845,26.55655],[-99.24059,26.55736],[-99.24297,26.5583],[-99.24592,26.55945],[-99.24855,26.56051],[-99.25127,26.56157],[-99.25445,26.56282],[-99.25625,26.56355],[-99.25898,26.5646],[-99.26104,26.56654],[-99.26297,26.56837],[-99.26503,26.57032],[-99.26719,26.57237],[-99.2692,26.57426],[-99.27098,26.57595],[-99.27313,26.57798],[-99.27507,26.57981],[-99.27684,26.58149],[-99.27929,26.58381],[-99.2812,26.58562],[-99.28326,26.58758],[-99.28459,26.58884],[-99.28715,26.59128],[-99.2889,26.59294],[-99.29095,26.59489],[-99.2931,26.59693],[-99.29518,26.59891],[-99.29726,26.60092],[-99.2991,26.6027],[-99.30107,26.6046],[-99.30281,26.60633],[-99.30442,26.60794],[-99.30648,26.60995],[-99.30816,26.61209],[-99.31005,26.61448],[-99.31219,26.61711],[-99.31402,26.61939],[-99.31579,26.62163],[-99.31756,26.62387],[-99.31906,26.62577],[-99.32082,26.62801],[-99.32248,26.63009],[-99.32381,26.63179],[-99.32587,26.6344],[-99.32752,26.63648],[-99.32892,26.63826],[-99.33068,26.64049],[-99.33213,26.64229],[-99.33391,26.64455],[-99.33585,26.64702],[-99.3376,26.64922],[-99.33923,26.65128],[-99.34112,26.65364],[-99.34281,26.65579],[-99.34465,26.65811],[-99.3464,26.6603],[-99.34818,26.66254],[-99.34992,26.66474],[-99.35196,26.66732],[-99.35419,26.67012],[-99.35578,26.67211],[-99.35732,26.67405],[-99.35937,26.67663],[-99.36082,26.67845],[-99.3618,26.68062],[-99.36312,26.68349],[-99.36413,26.68566],[-99.36628,26.68833],[-99.36798,26.69044],[-99.37029,26.6933],[-99.37224,26.69573],[-99.37445,26.69847],[-99.37651,26.701],[-99.37817,26.70304],[-99.37992,26.70522],[-99.38133,26.70696],[-99.38317,26.70924],[-99.3852,26.71175],[-99.38684,26.71377],[-99.3889,26.71632],[-99.391,26.71891],[-99.39257,26.72086],[-99.39438,26.72309],[-99.39585,26.72491],[-99.39743,26.72686],[-99.39898,26.72878],[-99.39971,26.73089],[-99.40084,26.73421],[-99.40167,26.73662],[-99.40264,26.73947],[-99.40343,26.74178],[-99.40447,26.74487],[-99.40554,26.74797],[-99.40637,26.75038],[-99.40732,26.75316],[-99.40814,26.75554],[-99.40894,26.75788],[-99.40976,26.76026],[-99.41066,26.76294],[-99.41144,26.76519],[-99.41233,26.7678],[-99.41343,26.77101],[-99.41472,26.77476],[-99.41539,26.77675],[-99.41642,26.77973],[-99.41743,26.78273],[-99.4186,26.7861],[-99.4196,26.789],[-99.42063,26.79203],[-99.42134,26.79412],[-99.42227,26.79683],[-99.42252,26.79982],[-99.42271,26.80207],[-99.42294,26.80488],[-99.42316,26.80755],[-99.4234,26.81048],[-99.42364,26.81342],[-99.42386,26.81613],[-99.42409,26.81897],[-99.42429,26.82143],[-99.4245,26.82384],[-99.42472,26.82648],[-99.42493,26.82898],[-99.42512,26.83126],[-99.42534,26.83392],[-99.42557,26.83674],[-99.42577,26.83936],[-99.42599,26.84197],[-99.42623,26.84488],[-99.42645,26.84749],[-99.42667,26.85012],[-99.42688,26.85271],[-99.42711,26.85543],[-99.42732,26.85797],[-99.42754,26.86059],[-99.42775,26.86313],[-99.42796,26.86569],[-99.42817,26.86824],[-99.42839,26.87087],[-99.4286,26.87341],[-99.42883,26.87601],[-99.42907,26.87898],[-99.42928,26.88146],[-99.43016,26.88435],[-99.43106,26.88724],[-99.43194,26.89],[-99.43283,26.89285],[-99.4337,26.89571],[-99.43456,26.89851],[-99.43524,26.90069],[-99.43596,26.90312],[-99.43686,26.90592],[-99.43766,26.90855],[-99.4385,26.91126],[-99.43926,26.9137],[-99.44011,26.91658],[-99.44086,26.91917],[-99.44169,26.9218],[-99.4426,26.92471],[-99.44351,26.92764],[-99.44423,26.92991],[-99.44508,26.93271],[-99.44594,26.9355],[-99.44675,26.93818],[-99.44751,26.94065],[-99.44832,26.94326],[-99.44891,26.94518],[-99.44966,26.9476],[-99.45045,26.95017],[-99.4513,26.95291],[-99.45211,26.95556],[-99.45281,26.95782],[-99.45315,26.96037],[-99.45351,26.96303],[-99.45544,26.9657],[-99.45728,26.96822],[-99.45916,26.97079],[-99.46107,26.97343],[-99.46242,26.9756],[-99.46405,26.97822],[-99.46567,26.98084],[-99.46713,26.98319],[-99.46865,26.98563],[-99.47021,26.98813],[-99.47173,26.99057],[-99.47371,26.99376],[-99.4755,26.99668],[-99.4767,26.99862],[-99.47827,27.00111],[-99.47833,27.00347],[-99.47843,27.00578],[-99.47852,27.00811],[-99.47862,27.01028],[-99.47874,27.01302],[-99.47882,27.01506],[-99.47892,27.01756],[-99.47903,27.02018],[-99.47917,27.02323],[-99.47929,27.02613],[-99.47899,27.0288],[-99.47868,27.03147],[-99.47834,27.0344],[-99.47797,27.0377],[-99.47765,27.04044],[-99.47725,27.0439],[-99.47702,27.04604],[-99.47667,27.04901],[-99.47637,27.05167],[-99.47614,27.05374],[-99.47579,27.05676],[-99.47545,27.05988],[-99.4751,27.0629],[-99.47478,27.06566],[-99.47435,27.0694],[-99.47389,27.07348],[-99.47364,27.07576],[-99.47336,27.07818],[-99.47307,27.08084],[-99.47273,27.0838],[-99.47244,27.0864],[-99.4721,27.08941],[-99.47181,27.09199],[-99.4715,27.09479],[-99.47115,27.0979],[-99.47082,27.10084],[-99.47054,27.10333],[-99.4702,27.10636],[-99.46989,27.10911],[-99.4696,27.1117],[-99.4701,27.11417],[-99.47065,27.11692],[-99.47119,27.11957],[-99.47176,27.12235],[-99.47227,27.12488],[-99.47286,27.12782],[-99.47346,27.13076],[-99.47408,27.13381],[-99.47459,27.13633],[-99.47517,27.13924],[-99.47569,27.1418],[-99.47625,27.14457],[-99.47678,27.14714],[-99.47728,27.14965],[-99.47777,27.15206],[-99.47835,27.15491],[-99.47865,27.15641],[-99.47896,27.1579],[-99.47954,27.1608],[-99.48003,27.16322],[-99.48052,27.16564],[-99.48112,27.16857],[-99.48162,27.17108],[-99.48218,27.17381],[-99.48268,27.1763],[-99.48329,27.17929],[-99.4838,27.18183],[-99.48436,27.18459],[-99.48489,27.18718],[-99.48541,27.18976],[-99.48593,27.19233],[-99.48646,27.19492],[-99.48701,27.19764],[-99.48753,27.2002],[-99.48808,27.20293],[-99.48857,27.20536],[-99.48911,27.20804],[-99.48965,27.21069],[-99.4903,27.2139],[-99.49081,27.21638],[-99.49133,27.21896],[-99.49181,27.22132],[-99.49219,27.2232],[-99.49258,27.22514],[-99.49395,27.22786],[-99.49628,27.2325],[-99.49755,27.23501],[-99.49869,27.2373],[-99.49992,27.23974],[-99.50111,27.2421],[-99.50222,27.24431],[-99.50342,27.24669],[-99.50475,27.24933],[-99.50585,27.25153],[-99.50717,27.25414],[-99.50848,27.25676],[-99.50964,27.25907],[-99.51079,27.26135],[-99.51191,27.26357],[-99.51309,27.26591],[-99.51424,27.26821],[-99.51532,27.27035],[-99.51641,27.27253],[-99.5181,27.27475],[-99.51969,27.27685],[-99.52128,27.27894],[-99.52286,27.28101],[-99.52467,27.28343],[-99.52645,27.28573],[-99.52798,27.28774],[-99.52948,27.28971],[-99.53111,27.29185],[-99.53286,27.29417],[-99.53466,27.29649],[-99.53612,27.29844],[-99.53773,27.30053],[-99.53944,27.30277],[-99.54102,27.30484],[-99.54263,27.30694],[-99.5443,27.30913],[-99.5462,27.31162],[-99.54847,27.31462],[-99.55013,27.3168],[-99.5518,27.31901],[-99.55331,27.32099],[-99.55276,27.32357],[-99.55217,27.32631],[-99.55149,27.32952],[-99.55085,27.33248],[-99.55025,27.33529],[-99.54957,27.33848],[-99.54908,27.34086],[-99.54843,27.34401],[-99.54791,27.34654],[-99.54732,27.34922],[-99.54682,27.3516],[-99.5463,27.35406],[-99.54578,27.3565],[-99.5453,27.35876],[-99.54463,27.36205],[-99.54526,27.36306]]}}
Línea 138.0 kV | LineString | 138.0 kV | 1 |  |  | CFE |  |  |  |  | OpenStreetMap | {"type":"Feature","properties":{},"geometry":{"type":"LineString","coordinates":[[-101.06223,29.44896],[-101.06304,29.44902],[-101.06572,29.44868],[-101.06782,29.44841],[-101.07031,29.44541],[-101.07281,29.44244],[-101.07524,29.43954],[-101.07463,29.43558],[-101.07418,29.43264],[-101.07376,29.42995],[-101.07328,29.42682],[-101.07285,29.42403],[-101.07235,29.42083],[-101.07191,29.418],[-101.07147,29.41511],[-101.07099,29.41207],[-101.07044,29.4085],[-101.06999,29.40555],[-101.06956,29.40276],[-101.06908,29.39973],[-101.06871,29.39726],[-101.06813,29.3935],[-101.06761,29.39025],[-101.0669,29.38561],[-101.06641,29.38238],[-101.06598,29.37966],[-101.06557,29.377],[-101.06519,29.37459],[-101.06292,29.37222],[-101.06091,29.37011],[-101.05881,29.36793],[-101.05673,29.36576],[-101.055,29.36398],[-101.05308,29.36196],[-101.05126,29.36005],[-101.04912,29.35782],[-101.04699,29.3556],[-101.0445,29.353],[-101.04252,29.35094],[-101.04051,29.34885],[-101.03827,29.3465],[-101.03643,29.34457],[-101.03443,29.34248],[-101.03265,29.34064],[-101.03001,29.33845],[-101.02764,29.33646],[-101.02465,29.33399],[-101.02151,29.33138],[-101.01971,29.32989],[-101.01687,29.32754],[-101.01403,29.32522],[-101.01073,29.32248],[-101.00851,29.32061],[-101.00597,29.31847],[-101.00355,29.31646],[-101.00131,29.3146],[-100.99837,29.31214],[-100.99612,29.31027],[-100.99418,29.30866],[-100.99111,29.30613],[-100.9884,29.30387],[-100.98652,29.30231],[-100.98405,29.30025],[-100.98083,29.29756],[-100.97861,29.29571],[-100.9764,29.29388],[-100.97355,29.29152],[-100.97103,29.28942],[-100.96875,29.28753],[-100.96689,29.28742]]}}
Línea 138.0 kV | LineString | 138.0 kV | 1 |  |  | CFE |  |  |  |  | OpenStreetMap | {"type":"Feature","properties":{},"geometry":{"type":"LineString","coordinates":[[-99.62697,27.4812],[-99.62526,27.48175],[-99.62148,27.48279],[-99.61758,27.48388],[-99.61373,27.48495],[-99.60996,27.486],[-99.60648,27.48695],[-99.60316,27.48658],[-99.59884,27.48613],[-99.59451,27.48564],[-99.59052,27.4852],[-99.58644,27.48478],[-99.58249,27.48432],[-99.57838,27.48389],[-99.57432,27.48343],[-99.5713,27.48171],[-99.56803,27.47986],[-99.56636,27.4789],[-99.56274,27.47684],[-99.55981,27.47518],[-99.55639,27.47323],[-99.55436,27.47397],[-99.55299,27.47446]]}}
Línea 138.0 kV | LineString | 138.0 kV | 2 |  |  | CFE |  |  |  |  | OpenStreetMap | {"type":"Feature","properties":{},"geometry":{"type":"LineString","coordinates":[[-99.64624,27.47549],[-99.64552,27.47641],[-99.64302,27.47712],[-99.64021,27.47794],[-99.63756,27.47865],[-99.63424,27.47958],[-99.63047,27.48064],[-99.62823,27.48121],[-99.62472,27.48227],[-99.62137,27.48317],[-99.61832,27.48404],[-99.61509,27.48492],[-99.61191,27.48582],[-99.60892,27.48665],[-99.60628,27.48739],[-99.60256,27.48842],[-99.59809,27.48844],[-99.59432,27.48846],[-99.59145,27.48838],[-99.58958,27.48849],[-99.58766,27.48851],[-99.58544,27.48854],[-99.5841,27.48852],[-99.58048,27.48854],[-99.57713,27.48856],[-99.57388,27.48859],[-99.57157,27.48861]]}}
Línea 138.0 kV | LineString | 138.0 kV | 2 |  |  | CFE |  |  |  |  | OpenStreetMap | {"type":"Feature","properties":{},"geometry":{"type":"LineString","coordinates":[[-99.57107,27.48874],[-99.57107,27.48964],[-99.57108,27.49054],[-99.57117,27.49171],[-99.57119,27.49281],[-99.57119,27.49389],[-99.57122,27.49497],[-99.57124,27.49699],[-99.57128,27.49933],[-99.57127,27.50042],[-99.57126,27.50155],[-99.57132,27.50261],[-99.57133,27.50367],[-99.57109,27.50454],[-99.57081,27.50549],[-99.5706,27.50634],[-99.57116,27.50643]]}}
Línea 138.0 kV | LineString | 138.0 kV |  |  |  | CFE |  |  |  |  | OpenStreetMap | {"type":"Feature","properties":{},"geometry":{"type":"LineString","coordinates":[[-100.61295,28.67469],[-100.61241,28.6749],[-100.61058,28.67505],[-100.61002,28.67534],[-100.60652,28.67721],[-100.60204,28.67953],[-100.59844,28.68141],[-100.59455,28.68345],[-100.59114,28.68608],[-100.58771,28.68874],[-100.58434,28.69138],[-100.58067,28.69423],[-100.57767,28.6965],[-100.5767,28.69727],[-100.57466,28.69773],[-100.57268,28.69817],[-100.57022,28.69872],[-100.56834,28.69914],[-100.5663,28.69959],[-100.56424,28.70005],[-100.56322,28.70027],[-100.56366,28.7018],[-100.56272,28.70201],[-100.56158,28.70227],[-100.56099,28.70249]]}}
Línea 138.0 kV | LineString | 138.0 kV | 2 |  |  | CFE |  |  |  |  | OpenStreetMap | {"type":"Feature","properties":{},"geometry":{"type":"LineString","coordinates":[[-100.62441,28.59212],[-100.62506,28.58976],[-100.62588,28.58685],[-100.62668,28.58392],[-100.6275,28.58088],[-100.62841,28.57784],[-100.63022,28.57489],[-100.6318,28.57229],[-100.63341,28.56952],[-100.63501,28.56686],[-100.63654,28.56433],[-100.63809,28.56178],[-100.63963,28.55924],[-100.64114,28.5567],[-100.64269,28.55411],[-100.64418,28.55158],[-100.64573,28.549],[-100.64722,28.54647],[-100.64972,28.5464],[-100.65201,28.54628],[-100.65546,28.54623],[-100.65881,28.54618],[-100.66216,28.54613],[-100.66553,28.54609],[-100.66888,28.54604],[-100.67178,28.54599],[-100.6749,28.54596],[-100.6772,28.54387],[-100.67948,28.54179],[-100.68176,28.53972],[-100.68403,28.53764],[-100.6863,28.53556],[-100.6886,28.53349],[-100.69086,28.5314],[-100.69315,28.52931],[-100.69286,28.52688],[-100.69258,28.52445],[-100.69229,28.52202],[-100.692,28.51958],[-100.69171,28.51716],[-100.6914,28.51474],[-100.68913,28.51279],[-100.68686,28.51083],[-100.68597,28.50793],[-100.68742,28.50659],[-100.68971,28.50451],[-100.69198,28.50243],[-100.69426,28.50034],[-100.69547,28.49924],[-100.69656,28.49825],[-100.69885,28.49615],[-100.69998,28.49511],[-100.70112,28.49408],[-100.70331,28.49207],[-100.70557,28.49],[-100.70772,28.48803],[-100.71006,28.4859],[-100.71242,28.48374]]}}
Línea 138.0 kV | LineString | 138.0 kV |  |  |  | CFE |  |  |  |  | OpenStreetMap | {"type":"Feature","properties":{},"geometry":{"type":"LineString","coordinates":[[-99.54573,27.36394],[-99.54542,27.36387],[-99.54497,27.36388]]}}
Línea 138.0 kV | LineString | 138.0 kV |  |  |  | CFE |  |  |  |  | OpenStreetMap | {"type":"Feature","properties":{},"geometry":{"type":"LineString","coordinates":[[-100.4902,28.71638],[-100.49123,28.71627],[-100.4912,28.71694],[-100.49235,28.717],[-100.493,28.717],[-100.49394,28.71697],[-100.49491,28.71696],[-100.49555,28.71694],[-100.49625,28.71694],[-100.49714,28.71695],[-100.49793,28.71675],[-100.49862,28.71657],[-100.49933,28.71639],[-100.50002,28.71622],[-100.50095,28.71599],[-100.50171,28.7158],[-100.5028,28.71552],[-100.50394,28.71553],[-100.50513,28.71553],[-100.50612,28.71555],[-100.50997,28.7152],[-100.51119,28.71509],[-100.51238,28.715],[-100.51351,28.71491],[-100.51499,28.71478],[-100.51644,28.71467],[-100.51748,28.71458],[-100.51758,28.71558],[-100.51766,28.71644],[-100.51774,28.71728],[-100.51779,28.71814],[-100.51787,28.71904],[-100.51794,28.71991],[-100.51799,28.72078],[-100.51806,28.72164],[-100.51815,28.72253],[-100.51817,28.72369],[-100.51881,28.72395],[-100.51948,28.72423],[-100.52062,28.72471],[-100.52177,28.72434],[-100.52284,28.724],[-100.52408,28.7237],[-100.52513,28.72331],[-100.52626,28.72286],[-100.52726,28.72226],[-100.52817,28.72161],[-100.5292,28.72089],[-100.53016,28.71996],[-100.53097,28.71918],[-100.53177,28.71837],[-100.53258,28.71759],[-100.53343,28.71675],[-100.53417,28.71602],[-100.53511,28.71512],[-100.53592,28.71431],[-100.53683,28.71348],[-100.53771,28.7126],[-100.53856,28.71179],[-100.53922,28.71113],[-100.53989,28.71047],[-100.54061,28.7098],[-100.5415,28.70851],[-100.54253,28.70699],[-100.54317,28.70605],[-100.54371,28.70528],[-100.54424,28.70451],[-100.54401,28.70357],[-100.54396,28.70271],[-100.54419,28.70233],[-100.54422,28.70153],[-100.54482,28.70156]]}}
Línea 138.0 kV | LineString | 138.0 kV |  |  |  | CFE |  |  |  |  | OpenStreetMap | {"type":"Feature","properties":{},"geometry":{"type":"LineString","coordinates":[[-99.16895,26.55864],[-99.16893,26.55861]]}}
Línea 138.0 kV | LineString | 138.0 kV |  |  |  | CFE |  |  |  |  | OpenStreetMap | {"type":"Feature","properties":{},"geometry":{"type":"LineString","coordinates":[[-99.16952,26.55908],[-99.16895,26.55864]]}}
Línea 138.0 kV | LineString | 138.0 kV |  |  |  | CFE |  |  |  |  | OpenStreetMap | {"type":"Feature","properties":{},"geometry":{"type":"LineString","coordinates":[[-99.1691,26.55856],[-99.16952,26.55908]]}}
Línea 138.0 kV | LineString | 138.0 kV |  |  |  | CFE |  |  |  |  | OpenStreetMap | {"type":"Feature","properties":{},"geometry":{"type":"LineString","coordinates":[[-99.16918,26.55835],[-99.16924,26.55845]]}}
Línea 138.0 kV | LineString | 138.0 kV |  |  |  | CFE |  |  |  |  | OpenStreetMap | {"type":"Feature","properties":{},"geometry":{"type":"LineString","coordinates":[[-99.16925,26.55831],[-99.16932,26.55842]]}}
Línea 138.0 kV | LineString | 138.0 kV |  |  |  | CFE |  |  |  |  | OpenStreetMap | {"type":"Feature","properties":{},"geometry":{"type":"LineString","coordinates":[[-99.16933,26.55827],[-99.16939,26.55838]]}}
Línea 138.0 kV | LineString | 138.0 kV |  |  |  | CFE |  |  |  |  | OpenStreetMap | {"type":"Feature","properties":{},"geometry":{"type":"LineString","coordinates":[[-99.16908,26.55853],[-99.1691,26.55856]]}}
Línea 138.0 kV | LineString | 138.0 kV |  |  |  | CFE |  |  |  |  | OpenStreetMap | {"type":"Feature","properties":{},"geometry":{"type":"LineString","coordinates":[[-99.16945,26.55835],[-99.16947,26.55839]]}}
Línea 138.0 kV | LineString | 138.0 kV |  |  |  | CFE |  |  |  |  | OpenStreetMap | {"type":"Feature","properties":{},"geometry":{"type":"LineString","coordinates":[[-99.16949,26.55833],[-99.16945,26.55835],[-99.16939,26.55838],[-99.16932,26.55842],[-99.16924,26.55845],[-99.16908,26.55853],[-99.169,26.55857],[-99.16893,26.55861],[-99.1689,26.55862]]}}
Línea 138.0 kV | LineString | 138.0 kV |  |  |  | CFE |  |  |  |  | OpenStreetMap | {"type":"Feature","properties":{},"geometry":{"type":"LineString","coordinates":[[-99.16904,26.55848],[-99.16699,26.55676],[-99.16419,26.55764]]}}
Línea 138.0 kV | LineString | 138.0 kV | 2 |  |  | CFE |  |  |  |  | OpenStreetMap | {"type":"Feature","properties":{},"geometry":{"type":"LineString","coordinates":[[-98.39119,26.09746],[-98.39058,26.09745],[-98.3906,26.09881],[-98.39061,26.10028],[-98.39063,26.10114],[-98.39059,26.10207],[-98.39048,26.10292],[-98.39026,26.10385],[-98.38999,26.10469],[-98.38959,26.10578],[-98.38912,26.10698],[-98.3886,26.10833],[-98.38813,26.1096],[-98.38762,26.11092],[-98.38711,26.11223],[-98.38661,26.11357],[-98.38611,26.11491],[-98.38559,26.11627],[-98.38509,26.11757],[-98.38463,26.11877],[-98.38414,26.12003],[-98.38363,26.12142],[-98.38313,26.12273],[-98.38264,26.12401],[-98.38218,26.12525],[-98.38167,26.12657],[-98.38141,26.12726],[-98.38122,26.12806],[-98.3811,26.12886],[-98.38111,26.12966],[-98.38117,26.13054],[-98.3814,26.13208],[-98.38157,26.13319],[-98.38177,26.13447],[-98.38196,26.13569],[-98.38216,26.1369],[-98.38237,26.13811],[-98.38262,26.13965],[-98.38282,26.14073],[-98.38299,26.1423],[-98.38331,26.14428],[-98.38338,26.14555],[-98.38329,26.14679],[-98.38289,26.14834],[-98.38263,26.14926],[-98.38234,26.15034],[-98.38204,26.15146],[-98.3831,26.15171],[-98.3841,26.15193],[-98.38499,26.15214],[-98.38588,26.15234],[-98.38625,26.15285],[-98.38516,26.15349],[-98.38294,26.1541],[-98.38042,26.15477],[-98.37759,26.15555],[-98.3748,26.15473],[-98.37148,26.15376],[-98.37003,26.15301],[-98.36838,26.15339],[-98.36773,26.15271],[-98.36728,26.15199],[-98.36622,26.15199],[-98.36517,26.15199],[-98.36365,26.15175],[-98.36224,26.15153],[-98.36079,26.1513],[-98.35953,26.1511],[-98.35859,26.15095],[-98.3581,26.15081],[-98.35761,26.15067],[-98.35598,26.15014],[-98.35504,26.14984],[-98.3541,26.14954],[-98.35312,26.14921],[-98.35184,26.1488],[-98.35097,26.14947],[-98.35053,26.14988],[-98.34903,26.15124],[-98.34773,26.15243],[-98.34585,26.15415],[-98.34396,26.15589],[-98.34211,26.15757],[-98.34021,26.15931],[-98.33829,26.16106],[-98.3364,26.16203],[-98.33456,26.16297],[-98.33312,26.16363],[-98.33247,26.1639],[-98.331,26.16322],[-98.32934,26.16374],[-98.32786,26.1642],[-98.32638,26.16464],[-98.32482,26.16511],[-98.32513,26.16592],[-98.3252,26.1667]]}}
Línea 138.0 kV | LineString | 138.0 kV |  |  |  | CFE |  |  |  |  | OpenStreetMap | {"type":"Feature","properties":{},"geometry":{"type":"LineString","coordinates":[[-97.53626,25.89715],[-97.53651,25.89736],[-97.5356,25.89864]]}}
Línea 138.0 kV | LineString | 138.0 kV | 1 |  |  | CFE |  |  |  |  | OpenStreetMap | {"type":"Feature","properties":{},"geometry":{"type":"LineString","coordinates":[[-100.12907,27.2384],[-100.12918,27.23832],[-100.12806,27.23798],[-100.12461,27.24005],[-100.12208,27.24154],[-100.11844,27.24371],[-100.11606,27.24512],[-100.11275,27.24709],[-100.10947,27.24902],[-100.10628,27.25072],[-100.10305,27.25243],[-100.09965,27.2542],[-100.09625,27.256],[-100.09262,27.25787],[-100.08915,27.25969],[-100.08592,27.26139],[-100.08249,27.26323],[-100.07888,27.26507],[-100.07555,27.2668],[-100.0718,27.2688],[-100.06836,27.27056],[-100.06471,27.27244],[-100.06182,27.27444],[-100.0591,27.27632],[-100.05637,27.27818],[-100.05297,27.2805],[-100.05039,27.28209],[-100.04779,27.28361],[-100.04516,27.28515],[-100.04256,27.28673],[-100.04009,27.28821],[-100.03733,27.2898],[-100.03474,27.29137],[-100.03162,27.29176],[-100.02927,27.29212],[-100.02612,27.29463],[-100.02279,27.29732],[-100.0196,27.29993],[-100.01655,27.30237],[-100.0135,27.30478],[-100.01054,27.30723],[-100.00734,27.30976],[-100.00473,27.3119],[-100.00274,27.31338],[-99.99965,27.31563],[-99.99667,27.31802],[-99.99364,27.32034],[-99.99043,27.32272],[-99.98734,27.3251],[-99.98422,27.32744],[-99.98099,27.32987],[-99.97831,27.33191],[-99.97527,27.33416],[-99.97207,27.33663],[-99.96886,27.33901],[-99.96577,27.34135],[-99.9627,27.34372],[-99.95962,27.34605],[-99.95649,27.3484],[-99.9533,27.35082],[-99.95024,27.35315],[-99.94709,27.35552],[-99.94398,27.3579],[-99.94058,27.36044],[-99.93754,27.36283],[-99.9347,27.36488],[-99.93231,27.36631],[-99.92985,27.36776],[-99.92649,27.36976],[-99.92298,27.37179],[-99.92099,27.37272],[-99.91778,27.37429],[-99.91416,27.37605],[-99.91046,27.37781],[-99.90695,27.37952],[-99.90338,27.38122],[-99.89971,27.38299],[-99.89667,27.38448],[-99.89283,27.38631],[-99.88893,27.38822],[-99.88578,27.3897],[-99.88284,27.39112],[-99.87929,27.39288],[-99.87543,27.39469],[-99.87156,27.39661],[-99.86846,27.3981],[-99.86493,27.39978],[-99.86153,27.40139],[-99.85775,27.40327],[-99.85399,27.40503],[-99.85034,27.40679],[-99.84679,27.40854],[-99.84302,27.41031],[-99.83982,27.41186],[-99.83634,27.41355],[-99.83276,27.41525],[-99.8292,27.41697],[-99.82572,27.41866],[-99.82236,27.4203],[-99.81887,27.42198],[-99.81546,27.42358],[-99.81188,27.42537],[-99.80835,27.42708],[-99.80428,27.42779],[-99.80044,27.42852],[-99.79669,27.4292],[-99.79257,27.42993],[-99.78943,27.43172],[-99.78635,27.4335],[-99.78314,27.43538],[-99.77978,27.43731],[-99.77566,27.43846],[-99.77158,27.43962],[-99.76804,27.44064],[-99.76376,27.44181],[-99.75994,27.4428],[-99.75599,27.44391],[-99.75202,27.44501],[-99.74831,27.44604],[-99.74462,27.44712],[-99.7408,27.44814],[-99.73673,27.4493],[-99.73285,27.45036],[-99.72899,27.45144],[-99.72505,27.45256],[-99.72102,27.4537],[-99.71662,27.45496],[-99.71262,27.45615],[-99.70881,27.45727],[-99.70568,27.45815],[-99.70212,27.45914],[-99.69853,27.46013],[-99.69478,27.46117],[-99.69088,27.46227],[-99.68707,27.4633],[-99.68322,27.46439],[-99.67939,27.46547],[-99.67581,27.46645],[-99.6732,27.46717],[-99.67157,27.46766],[-99.66856,27.46846],[-99.6652,27.46941],[-99.66133,27.47048],[-99.6579,27.47144],[-99.65385,27.47257],[-99.64979,27.4737],[-99.64609,27.47466],[-99.64611,27.47436]]}}
Línea 161.0 kV | LineString | 161.0 kV | 2 |  |  | CFE |  |  |  |  | OpenStreetMap | {"type":"Feature","properties":{},"geometry":{"type":"LineString","coordinates":[[-115.36859,32.63531],[-115.36843,32.63585],[-115.36595,32.63613],[-115.36585,32.64075],[-115.36516,32.64128],[-115.35881,32.64129],[-115.35882,32.64775],[-115.35464,32.64887],[-115.35555,32.65239],[-115.35721,32.65377],[-115.35721,32.65447]]}}
Línea 138.0 kV | LineString | 138.0 kV |  |  |  | CFE |  |  |  |  | OpenStreetMap | {"type":"Feature","properties":{},"geometry":{"type":"LineString","coordinates":[[-99.54576,27.36378],[-99.54546,27.36372],[-99.54517,27.36365]]}}
Línea 138.0 kV | LineString | 138.0 kV |  |  |  | CFE |  |  |  |  | OpenStreetMap | {"type":"Feature","properties":{},"geometry":{"type":"LineString","coordinates":[[-97.48698,25.82104],[-97.48697,25.82112],[-97.48713,25.82201],[-97.48693,25.82219]]}}
Línea 138.0 kV | LineString | 138.0 kV | 2 |  |  | CFE |  |  |  |  | OpenStreetMap | {"type":"Feature","properties":{},"geometry":{"type":"LineString","coordinates":[[-98.27643,26.00773],[-98.27653,26.00864],[-98.27661,26.00953],[-98.27671,26.01028],[-98.27677,26.01121],[-98.27688,26.01218],[-98.27696,26.0131],[-98.27704,26.01406],[-98.27713,26.01499],[-98.27721,26.01598],[-98.27732,26.01694],[-98.27739,26.01788],[-98.27748,26.01882],[-98.27759,26.01979],[-98.27767,26.02062],[-98.27776,26.02158],[-98.27785,26.02241],[-98.27794,26.0234],[-98.27804,26.02442],[-98.27814,26.02544],[-98.27822,26.02633],[-98.27831,26.0272],[-98.2784,26.02809],[-98.27848,26.02892],[-98.27854,26.02981],[-98.27865,26.03073],[-98.279,26.03132],[-98.27948,26.03215],[-98.27991,26.03291],[-98.28036,26.03368],[-98.28086,26.03455],[-98.28134,26.03542],[-98.28183,26.03625],[-98.28232,26.03716],[-98.28283,26.03803],[-98.28318,26.03868]]}}
Línea 138.0 kV | LineString | 138.0 kV | 2 |  |  | CFE |  |  |  |  | OpenStreetMap | {"type":"Feature","properties":{},"geometry":{"type":"LineString","coordinates":[[-98.30217,26.05579],[-98.30421,26.05763],[-98.30649,26.05966],[-98.30844,26.06145],[-98.30879,26.0638],[-98.30909,26.06631],[-98.30943,26.06891],[-98.30977,26.07153],[-98.31007,26.07378],[-98.31037,26.07611],[-98.3106,26.07787],[-98.3104,26.07821]]}}
Línea 138.0 kV | LineString | 138.0 kV |  |  |  | CFE |  |  |  |  | OpenStreetMap | {"type":"Feature","properties":{},"geometry":{"type":"LineString","coordinates":[[-99.54107,27.45508],[-99.54085,27.45506],[-99.54053,27.45507],[-99.54067,27.45373]]}}
Línea 138.0 kV | LineString | 138.0 kV |  |  |  | CFE |  |  |  |  | OpenStreetMap | {"type":"Feature","properties":{},"geometry":{"type":"LineString","coordinates":[[-99.54027,27.45641],[-99.54003,27.45794],[-99.53979,27.4594],[-99.53942,27.46177],[-99.53898,27.46411],[-99.53853,27.46709],[-99.53811,27.46988],[-99.53804,27.47103],[-99.53797,27.47238]]}}
Línea 138.0 kV | LineString | 138.0 kV |  |  |  | CFE |  |  |  |  | OpenStreetMap | {"type":"Feature","properties":{},"geometry":{"type":"LineString","coordinates":[[-99.54067,27.45373],[-99.54027,27.45641]]}}
Línea 138.0 kV | LineString | 138.0 kV |  |  |  | CFE |  |  |  |  | OpenStreetMap | {"type":"Feature","properties":{},"geometry":{"type":"LineString","coordinates":[[-99.54027,27.45641],[-99.54053,27.45507],[-99.54084,27.45516],[-99.54105,27.45518]]}}
Línea 138.0 kV | LineString | 138.0 kV |  |  |  | CFE |  |  |  |  | OpenStreetMap | {"type":"Feature","properties":{},"geometry":{"type":"LineString","coordinates":[[-99.53799,27.47285],[-99.53797,27.47238]]}}
Línea 138.0 kV | LineString | 138.0 kV |  |  |  | CFE |  |  |  |  | OpenStreetMap | {"type":"Feature","properties":{},"geometry":{"type":"LineString","coordinates":[[-99.53797,27.47238],[-99.53787,27.47284]]}}
Línea 138.0 kV | LineString | 138.0 kV |  |  |  | CFE |  |  |  |  | OpenStreetMap | {"type":"Feature","properties":{},"geometry":{"type":"LineString","coordinates":[[-99.54497,27.36388],[-99.54408,27.36454],[-99.54353,27.36716],[-99.54301,27.36957],[-99.54247,27.37204],[-99.54171,27.37568],[-99.5412,27.37707],[-99.54068,27.3785],[-99.53974,27.3809],[-99.53876,27.38351],[-99.53827,27.38484],[-99.53776,27.3862],[-99.53727,27.38744],[-99.53678,27.38872],[-99.53632,27.38996],[-99.53585,27.39123],[-99.53531,27.39264],[-99.53477,27.39406],[-99.53368,27.39694],[-99.53269,27.39958],[-99.53163,27.40186],[-99.53046,27.40446],[-99.52932,27.40685],[-99.52825,27.40929],[-99.52718,27.41164],[-99.52611,27.41395],[-99.52658,27.41667],[-99.527,27.41918],[-99.52751,27.42208],[-99.52802,27.42512],[-99.52841,27.42769],[-99.52885,27.43033],[-99.53003,27.43267],[-99.53147,27.43477],[-99.53167,27.43586],[-99.53305,27.43863],[-99.53421,27.44088],[-99.53564,27.44371],[-99.53706,27.44652],[-99.5383,27.44904],[-99.53959,27.45161],[-99.54067,27.45373]]}}
Línea 138.0 kV | LineString | 138.0 kV |  |  |  | CFE |  |  |  |  | OpenStreetMap | {"type":"Feature","properties":{},"geometry":{"type":"LineString","coordinates":[[-99.50323,27.48352],[-99.50297,27.4835],[-99.5027,27.48344],[-99.50124,27.48344],[-99.49962,27.48341],[-99.49963,27.48219],[-99.49962,27.48095],[-99.49842,27.48095],[-99.49709,27.48096],[-99.49573,27.48095],[-99.49574,27.47994],[-99.49438,27.47991],[-99.48985,27.47997],[-99.48882,27.47958],[-99.48678,27.47734],[-99.4863,27.47626],[-99.48618,27.47484],[-99.48632,27.47374],[-99.48679,27.47263],[-99.48732,27.47153],[-99.48756,27.47028],[-99.48783,27.46902],[-99.48811,27.46781],[-99.48844,27.46657],[-99.48879,27.46526],[-99.48821,27.46447],[-99.48886,27.46335],[-99.48948,27.46228],[-99.49034,27.46095],[-99.49105,27.45986],[-99.4916,27.459],[-99.49233,27.4583],[-99.49235,27.45871]]}}
Línea 138.0 kV | LineString | 138.0 kV |  |  |  | CFE |  |  |  |  | OpenStreetMap | {"type":"Feature","properties":{},"geometry":{"type":"LineString","coordinates":[[-99.49247,27.45871],[-99.49254,27.4584]]}}
Línea 138.0 kV | LineString | 138.0 kV |  |  |  | CFE |  |  |  |  | OpenStreetMap | {"type":"Feature","properties":{},"geometry":{"type":"LineString","coordinates":[[-99.49254,27.4584],[-99.49258,27.45871]]}}
Línea 138.0 kV | LineString | 138.0 kV |  |  |  | CFE |  |  |  |  | OpenStreetMap | {"type":"Feature","properties":{},"geometry":{"type":"LineString","coordinates":[[-99.54586,27.36348],[-99.54556,27.36342],[-99.54526,27.36306]]}}
Línea 138.0 kV | LineString | 138.0 kV |  |  |  | CFE |  |  |  |  | OpenStreetMap | {"type":"Feature","properties":{},"geometry":{"type":"LineString","coordinates":[[-99.54526,27.36306],[-99.54552,27.36355],[-99.54583,27.36362]]}}
Línea 138.0 kV | LineString | 138.0 kV |  |  |  | CFE |  |  |  |  | OpenStreetMap | {"type":"Feature","properties":{},"geometry":{"type":"LineString","coordinates":[[-99.54497,27.36388],[-99.54535,27.36402],[-99.54568,27.36409]]}}
Línea 138.0 kV | LineString | 138.0 kV |  |  |  | CFE |  |  |  |  | OpenStreetMap | {"type":"Feature","properties":{},"geometry":{"type":"LineString","coordinates":[[-99.54517,27.36365],[-99.54402,27.36339],[-99.54386,27.36414],[-99.54371,27.36485],[-99.54353,27.36568],[-99.54335,27.36652],[-99.54318,27.36731],[-99.54298,27.36829],[-99.54277,27.36924],[-99.54258,27.37016],[-99.54237,27.37118],[-99.5422,27.37201],[-99.54197,27.37309],[-99.5418,27.3739],[-99.54163,27.37469],[-99.54144,27.37562],[-99.54107,27.37659],[-99.54069,27.37755],[-99.54032,27.37855],[-99.53994,27.37955],[-99.53957,27.38054],[-99.53921,27.38153],[-99.53883,27.38249],[-99.53847,27.38347],[-99.53814,27.38436],[-99.53772,27.38544],[-99.53732,27.38647],[-99.53694,27.38748],[-99.53654,27.38853],[-99.53615,27.38958],[-99.53578,27.39055],[-99.53541,27.39152],[-99.53504,27.3925],[-99.53466,27.39352],[-99.53429,27.39448],[-99.53392,27.39544],[-99.53354,27.39644],[-99.53317,27.39744],[-99.5328,27.39844],[-99.53242,27.39947],[-99.53197,27.40041],[-99.53153,27.40135],[-99.53111,27.40227],[-99.53066,27.40328],[-99.53022,27.40424],[-99.52976,27.40524],[-99.52936,27.40612],[-99.52895,27.40702],[-99.52854,27.40791],[-99.52814,27.40879],[-99.52763,27.40989],[-99.52716,27.41088],[-99.5267,27.41188],[-99.52628,27.41284],[-99.52581,27.41389],[-99.52543,27.41498],[-99.5252,27.41563],[-99.52484,27.41672],[-99.52399,27.41732],[-99.52313,27.41794],[-99.52231,27.41852],[-99.52142,27.41916],[-99.52056,27.41977],[-99.51967,27.42043],[-99.51885,27.42104],[-99.51798,27.42166],[-99.51715,27.42227],[-99.5163,27.42288],[-99.51537,27.42354],[-99.51455,27.42414],[-99.51366,27.42478],[-99.51281,27.42539],[-99.51198,27.42599],[-99.5111,27.42663],[-99.51031,27.42715],[-99.50934,27.42791],[-99.50844,27.42856],[-99.50743,27.42928],[-99.50658,27.42988],[-99.5057,27.43051],[-99.50481,27.43115],[-99.50394,27.43178],[-99.50302,27.43244],[-99.50234,27.43291],[-99.50166,27.43339],[-99.501,27.43389],[-99.50031,27.43442],[-99.49948,27.43496],[-99.49874,27.43546],[-99.49855,27.43628],[-99.49831,27.43742],[-99.49811,27.43855],[-99.49791,27.43951],[-99.49774,27.44039],[-99.49759,27.44106],[-99.49741,27.44185],[-99.49724,27.44262],[-99.49709,27.44325],[-99.49687,27.44425],[-99.49668,27.44509],[-99.49649,27.44593],[-99.49618,27.44693],[-99.49587,27.44795],[-99.49556,27.44892],[-99.49534,27.44976],[-99.49512,27.45062],[-99.49488,27.45151],[-99.49466,27.45237],[-99.49443,27.45328],[-99.49419,27.4542],[-99.49373,27.45532],[-99.49329,27.45639],[-99.49293,27.45726],[-99.49254,27.4584]]}}
Línea 138.0 kV | LineString | 138.0 kV |  |  |  | CFE |  |  |  |  | OpenStreetMap | {"type":"Feature","properties":{},"geometry":{"type":"LineString","coordinates":[[-99.54517,27.36365],[-99.54548,27.36362],[-99.54577,27.36368]]}}
Línea 138.0 kV | LineString | 138.0 kV |  |  |  | CFE |  |  |  |  | OpenStreetMap | {"type":"Feature","properties":{},"geometry":{"type":"LineString","coordinates":[[-100.54535,28.70205],[-100.54589,28.70214],[-100.54822,28.70233],[-100.55038,28.70236],[-100.55288,28.70245],[-100.5556,28.70254],[-100.55687,28.70259],[-100.55873,28.70161],[-100.55971,28.70111],[-100.56082,28.70079],[-100.56099,28.70249]]}}
Línea 138.0 kV | LineString | 138.0 kV |  |  |  | CFE |  |  |  |  | OpenStreetMap | {"type":"Feature","properties":{},"geometry":{"type":"LineString","coordinates":[[-100.61276,28.6744],[-100.61233,28.67462],[-100.61195,28.67482],[-100.6114,28.67475],[-100.61068,28.67467],[-100.60944,28.67533],[-100.60809,28.67603],[-100.60655,28.67683],[-100.60541,28.67742],[-100.60367,28.67833],[-100.60263,28.67888],[-100.60115,28.67965],[-100.5998,28.68035],[-100.59846,28.68105],[-100.59702,28.6818],[-100.59561,28.68253],[-100.59429,28.68322],[-100.59305,28.68418],[-100.59178,28.68518],[-100.59052,28.68616],[-100.58924,28.68715],[-100.58799,28.68813],[-100.58674,28.68909],[-100.58549,28.69007],[-100.58421,28.69105],[-100.58297,28.69203],[-100.5817,28.69302],[-100.58046,28.69397],[-100.57913,28.69501],[-100.57793,28.69595],[-100.57647,28.69706],[-100.57501,28.69739],[-100.57351,28.69772],[-100.57216,28.69803],[-100.57029,28.69845],[-100.5689,28.69876],[-100.5671,28.69917],[-100.56563,28.69948],[-100.56384,28.69988],[-100.56176,28.70033]]}}
Línea 138.0 kV | LineString | 138.0 kV |  |  |  | CFE |  |  |  |  | OpenStreetMap | {"type":"Feature","properties":{},"geometry":{"type":"LineString","coordinates":[[-100.55966,28.70091],[-100.55851,28.70152],[-100.55727,28.70212],[-100.55586,28.70226],[-100.55452,28.70221],[-100.55146,28.70211],[-100.54859,28.70201],[-100.54591,28.70192],[-100.54535,28.70178]]}}
Línea 138.0 kV | LineString | 138.0 kV |  |  |  | CFE |  |  |  |  | OpenStreetMap | {"type":"Feature","properties":{},"geometry":{"type":"LineString","coordinates":[[-100.55966,28.70091],[-100.56176,28.70033]]}}
Línea 138.0 kV | LineString | 138.0 kV |  |  |  | CFE |  |  |  |  | OpenStreetMap | {"type":"Feature","properties":{},"geometry":{"type":"LineString","coordinates":[[-100.56147,28.70014],[-100.55966,28.70091]]}}
Línea 138.0 kV | LineString | 138.0 kV |  |  |  | CFE |  |  |  |  | OpenStreetMap | {"type":"Feature","properties":{},"geometry":{"type":"LineString","coordinates":[[-100.56147,28.70014],[-100.56212,28.69836],[-100.5631,28.69577],[-100.56415,28.69304],[-100.56543,28.68976],[-100.56642,28.68714],[-100.56759,28.68409],[-100.56873,28.68112],[-100.56983,28.67825]]}}
Línea 138.0 kV | LineString | 138.0 kV |  |  |  | CFE |  |  |  |  | OpenStreetMap | {"type":"Feature","properties":{},"geometry":{"type":"LineString","coordinates":[[-100.56176,28.70033],[-100.56147,28.70014]]}}
Línea 138.0 kV | LineString | 138.0 kV |  |  |  | CFE |  |  |  |  | OpenStreetMap | {"type":"Feature","properties":{},"geometry":{"type":"LineString","coordinates":[[-100.57096,28.67534],[-100.57073,28.67601],[-100.56983,28.67825]]}}
Línea 138.0 kV | LineString | 138.0 kV | 2 |  |  | CFE |  |  |  |  | OpenStreetMap | {"type":"Feature","properties":{},"geometry":{"type":"LineString","coordinates":[[-100.57096,28.67534],[-100.57199,28.67266],[-100.57331,28.66915],[-100.57386,28.66825],[-100.57584,28.66497],[-100.57738,28.66242],[-100.57888,28.65995],[-100.58047,28.65732],[-100.58193,28.6549],[-100.58289,28.6533],[-100.58346,28.65236],[-100.58483,28.6501],[-100.58637,28.64754],[-100.58792,28.64496],[-100.58949,28.64237],[-100.59096,28.63993],[-100.59249,28.63742],[-100.59402,28.63487],[-100.59559,28.6323],[-100.59709,28.62978],[-100.59864,28.62723],[-100.60023,28.62462],[-100.60171,28.62212],[-100.60332,28.61949],[-100.60502,28.61662],[-100.60892,28.61572],[-100.61296,28.61481],[-100.61585,28.61416],[-100.61842,28.61355],[-100.61902,28.61146],[-100.61962,28.60928],[-100.62044,28.60635],[-100.62129,28.60327],[-100.62209,28.60043],[-100.62281,28.59774]]}}
Línea 138.0 kV | LineString | 138.0 kV |  |  |  | CFE |  |  |  |  | OpenStreetMap | {"type":"Feature","properties":{},"geometry":{"type":"LineString","coordinates":[[-100.57073,28.67601],[-100.5717,28.6758],[-100.57232,28.67612]]}}
Línea 138.0 kV | LineString | 138.0 kV |  |  |  | CFE |  |  |  |  | OpenStreetMap | {"type":"Feature","properties":{},"geometry":{"type":"LineString","coordinates":[[-100.57166,28.67566],[-100.57058,28.67604],[-100.56937,28.67632],[-100.56805,28.67663],[-100.56682,28.6769],[-100.56549,28.67721],[-100.56413,28.67752],[-100.5627,28.67784],[-100.56165,28.67807],[-100.56055,28.67833],[-100.55908,28.67866],[-100.5576,28.679],[-100.55612,28.67933],[-100.55507,28.67966],[-100.55418,28.6787],[-100.55365,28.67808],[-100.55279,28.67702],[-100.55195,28.6761],[-100.55082,28.67545],[-100.54972,28.67521],[-100.54878,28.67509],[-100.54765,28.67482],[-100.54693,28.67484],[-100.54597,28.67463],[-100.54535,28.67503],[-100.54443,28.67501],[-100.54331,28.67439],[-100.54247,28.67346],[-100.54178,28.67293],[-100.54094,28.67288],[-100.53973,28.67336],[-100.53852,28.67386],[-100.53807,28.67418],[-100.53729,28.6754],[-100.53703,28.67581],[-100.53651,28.67662],[-100.5361,28.67748],[-100.53493,28.67688],[-100.53364,28.67638],[-100.5327,28.67656],[-100.53193,28.67707],[-100.53095,28.67788],[-100.52998,28.67868],[-100.52903,28.67949],[-100.52824,28.68044],[-100.52771,28.68153],[-100.52724,28.6828],[-100.52692,28.68369],[-100.52585,28.68409],[-100.52553,28.68501]]}}
Línea 138.0 kV | LineString | 138.0 kV |  |  |  | CFE |  |  |  |  | OpenStreetMap | {"type":"Feature","properties":{},"geometry":{"type":"LineString","coordinates":[[-100.57189,28.67615],[-100.57192,28.67626],[-100.57194,28.67635]]}}
Línea 138.0 kV | LineString | 138.0 kV |  |  |  | CFE |  |  |  |  | OpenStreetMap | {"type":"Feature","properties":{},"geometry":{"type":"LineString","coordinates":[[-100.6127,28.67432],[-100.61229,28.6745],[-100.61071,28.67454],[-100.6097,28.67507],[-100.60867,28.67561],[-100.60765,28.67615],[-100.60662,28.67668],[-100.6056,28.67721],[-100.60466,28.6777],[-100.60365,28.67823],[-100.60262,28.67877],[-100.60158,28.67931],[-100.60054,28.67984],[-100.59954,28.68036],[-100.5985,28.6809],[-100.59754,28.6814],[-100.59672,28.68184],[-100.59588,28.68227],[-100.59425,28.68312],[-100.59277,28.68425],[-100.59203,28.68483],[-100.59131,28.6854],[-100.59058,28.68597],[-100.58986,28.68653],[-100.58913,28.6871],[-100.5884,28.68766],[-100.58767,28.68823],[-100.58695,28.68879],[-100.58622,28.68936],[-100.5855,28.68993],[-100.58475,28.69048],[-100.58404,28.69106],[-100.58332,28.69163],[-100.583,28.6905],[-100.58267,28.68935],[-100.58232,28.68819],[-100.58199,28.68704],[-100.58166,28.68589],[-100.58133,28.68473],[-100.58099,28.68357],[-100.58065,28.68242],[-100.58032,28.68127],[-100.57998,28.68011],[-100.57965,28.67896],[-100.57931,28.6778],[-100.57897,28.67662],[-100.57863,28.67542],[-100.57822,28.67439],[-100.57697,28.67466],[-100.57562,28.67496],[-100.57425,28.67526],[-100.57289,28.67554],[-100.57166,28.67566]]}}
Línea 138.0 kV | LineString | 138.0 kV |  |  |  | CFE |  |  |  |  | OpenStreetMap | {"type":"Feature","properties":{},"geometry":{"type":"LineString","coordinates":[[-100.57189,28.67615],[-100.57208,28.67612],[-100.57232,28.67612],[-100.5721,28.67622],[-100.57192,28.67626]]}}
Línea 138.0 kV | LineString | 138.0 kV |  |  |  | CFE |  |  |  |  | OpenStreetMap | {"type":"Feature","properties":{},"geometry":{"type":"LineString","coordinates":[[-100.57194,28.67635],[-100.57213,28.67631],[-100.57241,28.67628],[-100.57251,28.67605],[-100.57166,28.67566]]}}
Línea 138.0 kV | LineString | 138.0 kV |  |  |  | CFE |  |  |  |  | OpenStreetMap | {"type":"Feature","properties":{},"geometry":{"type":"LineString","coordinates":[[-100.56983,28.67825],[-100.57042,28.67666],[-100.57096,28.67534]]}}
Línea 138.0 kV | LineString | 138.0 kV | 1 |  |  | CFE |  |  |  |  | OpenStreetMap | {"type":"Feature","properties":{},"geometry":{"type":"LineString","coordinates":[[-100.62281,28.59774],[-100.62381,28.5947],[-100.62441,28.59212]]}}
Línea 138.0 kV | LineString | 138.0 kV | 1 |  |  | CFE |  |  |  |  | OpenStreetMap | {"type":"Feature","properties":{},"geometry":{"type":"LineString","coordinates":[[-100.62441,28.59212],[-100.62359,28.59467],[-100.62281,28.59774]]}}
Línea 138.0 kV | LineString | 138.0 kV |  |  |  | CFE |  |  |  |  | OpenStreetMap | {"type":"Feature","properties":{},"geometry":{"type":"LineString","coordinates":[[-100.62493,28.59466],[-100.62333,28.59457]]}}
Línea 138.0 kV | LineString | 138.0 kV | 2 |  |  | CFE |  |  |  |  | OpenStreetMap | {"type":"Feature","properties":{},"geometry":{"type":"LineString","coordinates":[[-100.62493,28.59466],[-100.62795,28.59451]]}}
Línea 138.0 kV | LineString | 138.0 kV |  |  |  | CFE |  |  |  |  | OpenStreetMap | {"type":"Feature","properties":{},"geometry":{"type":"LineString","coordinates":[[-100.62334,28.59489],[-100.62493,28.59466]]}}
Línea 138.0 kV | LineString | 138.0 kV |  |  |  | CFE |  |  |  |  | OpenStreetMap | {"type":"Feature","properties":{},"geometry":{"type":"LineString","coordinates":[[-100.62814,28.5942],[-100.62795,28.59451]]}}
Línea 138.0 kV | LineString | 138.0 kV |  |  |  | CFE |  |  |  |  | OpenStreetMap | {"type":"Feature","properties":{},"geometry":{"type":"LineString","coordinates":[[-100.62795,28.59451],[-100.62828,28.59431]]}}
Línea 138.0 kV | LineString | 138.0 kV | 1 |  |  | CFE |  |  |  |  | OpenStreetMap | {"type":"Feature","properties":{},"geometry":{"type":"LineString","coordinates":[[-99.57157,27.48861],[-99.57119,27.48868],[-99.57121,27.48958],[-99.57126,27.49041],[-99.57128,27.49174],[-99.5713,27.49306],[-99.57131,27.49437],[-99.57132,27.49569],[-99.57134,27.49701],[-99.57136,27.49834],[-99.57137,27.49976],[-99.57139,27.50109],[-99.5714,27.50232],[-99.57141,27.50371],[-99.57121,27.50445],[-99.571,27.50521],[-99.57073,27.50622],[-99.57035,27.50775],[-99.57007,27.5088],[-99.56974,27.51008],[-99.5694,27.51135],[-99.56907,27.51263],[-99.56873,27.51391],[-99.56839,27.51519],[-99.56806,27.51648],[-99.56772,27.51775],[-99.56739,27.51905],[-99.56704,27.52035],[-99.56673,27.52155],[-99.56637,27.52292],[-99.56522,27.52391],[-99.56411,27.52484],[-99.56304,27.52575],[-99.56201,27.52662],[-99.56081,27.52763],[-99.55969,27.52857],[-99.55846,27.52961],[-99.55737,27.53054],[-99.55652,27.53125],[-99.55544,27.53216],[-99.55434,27.53309],[-99.55326,27.534],[-99.55226,27.53485],[-99.55126,27.53569],[-99.55031,27.53649],[-99.54917,27.53746],[-99.5481,27.53836],[-99.54703,27.53928],[-99.54594,27.54018],[-99.54486,27.5411],[-99.54379,27.54201],[-99.54261,27.543],[-99.54165,27.54381],[-99.54057,27.54472],[-99.53948,27.54564],[-99.53841,27.54657],[-99.53732,27.54748],[-99.53623,27.54838],[-99.53516,27.54928],[-99.53414,27.55015],[-99.53302,27.55112],[-99.53193,27.55204],[-99.53087,27.55293],[-99.52979,27.55384],[-99.52873,27.55474],[-99.52768,27.55562],[-99.52631,27.55676],[-99.52503,27.55786],[-99.52396,27.55875],[-99.52289,27.55966],[-99.52181,27.56056],[-99.52076,27.56145],[-99.51971,27.56233],[-99.51868,27.56324],[-99.51759,27.56413],[-99.51653,27.56502],[-99.51555,27.56587],[-99.51363,27.56666]]}}
Línea 138.0 kV | LineString | 138.0 kV |  |  |  | CFE |  |  |  |  | OpenStreetMap | {"type":"Feature","properties":{},"geometry":{"type":"LineString","coordinates":[[-98.39119,26.09746],[-98.39133,26.09738],[-98.39196,26.09738]]}}
Línea 138.0 kV | LineString | 138.0 kV |  |  |  | CFE |  |  |  |  | OpenStreetMap | {"type":"Feature","properties":{},"geometry":{"type":"LineString","coordinates":[[-98.39196,26.09694],[-98.39134,26.09694],[-98.39091,26.09704]]}}
Línea 138.0 kV | LineString | 138.0 kV |  |  |  | CFE |  |  |  |  | OpenStreetMap | {"type":"Feature","properties":{},"geometry":{"type":"LineString","coordinates":[[-98.39195,26.09648],[-98.39134,26.09648],[-98.3911,26.09643]]}}
Línea 138.0 kV | LineString | 138.0 kV |  |  |  | CFE |  |  |  |  | OpenStreetMap | {"type":"Feature","properties":{},"geometry":{"type":"LineString","coordinates":[[-98.39196,26.09727],[-98.39134,26.09728],[-98.39091,26.09704]]}}
Línea 138.0 kV | LineString | 138.0 kV |  |  |  | CFE |  |  |  |  | OpenStreetMap | {"type":"Feature","properties":{},"geometry":{"type":"LineString","coordinates":[[-98.3911,26.09643],[-98.39132,26.09636],[-98.39195,26.09636]]}}
Línea 138.0 kV | LineString | 138.0 kV | 2 |  |  | CFE |  |  |  |  | OpenStreetMap | {"type":"Feature","properties":{},"geometry":{"type":"LineString","coordinates":[[-98.36271,26.07625],[-98.36416,26.0767],[-98.36567,26.07716],[-98.36718,26.07763],[-98.3686,26.07807],[-98.37012,26.07854],[-98.37172,26.07904],[-98.37323,26.07951],[-98.37484,26.08001],[-98.37636,26.08047],[-98.37776,26.0809],[-98.37728,26.08217],[-98.37677,26.08354],[-98.37624,26.08491],[-98.37574,26.08629],[-98.37524,26.08763],[-98.37662,26.08805],[-98.37801,26.08847],[-98.37943,26.0889],[-98.38085,26.08935],[-98.38227,26.08979],[-98.3838,26.09027],[-98.38522,26.09069],[-98.38673,26.09115],[-98.38823,26.09161],[-98.38965,26.09206],[-98.39105,26.09248],[-98.39107,26.0939],[-98.39107,26.09514],[-98.3911,26.09643]]}}
Línea 138.0 kV | LineString | 138.0 kV | 4 |  |  | CFE |  |  |  |  | OpenStreetMap | {"type":"Feature","properties":{},"geometry":{"type":"LineString","coordinates":[[-98.39091,26.09704],[-98.3909,26.09559],[-98.39087,26.09417],[-98.39084,26.09261],[-98.38926,26.09212],[-98.38765,26.09162],[-98.38606,26.09114],[-98.38444,26.09064],[-98.38284,26.09016],[-98.38122,26.08965],[-98.37962,26.08916],[-98.37802,26.08867],[-98.37632,26.08816],[-98.37462,26.08762],[-98.37292,26.08709],[-98.37124,26.08657],[-98.36953,26.08604],[-98.36784,26.08551],[-98.36613,26.08499],[-98.36442,26.08446],[-98.36266,26.08392],[-98.36092,26.08339],[-98.35922,26.08286],[-98.35751,26.08234],[-98.35581,26.08181],[-98.3541,26.08128],[-98.3524,26.08076],[-98.35074,26.08025],[-98.34892,26.08047],[-98.34704,26.0807],[-98.34515,26.08093],[-98.34327,26.08116],[-98.3414,26.08139],[-98.33961,26.0816],[-98.33787,26.08181],[-98.33645,26.08186],[-98.33497,26.08124],[-98.33343,26.08062],[-98.33251,26.07989],[-98.33165,26.07924],[-98.33012,26.07957],[-98.32856,26.07989],[-98.32698,26.08023],[-98.32536,26.08057],[-98.32439,26.08001],[-98.32382,26.07906],[-98.32324,26.07813],[-98.3234,26.07676],[-98.32269,26.07584],[-98.32253,26.07511],[-98.32081,26.07481]]}}
Línea 138.0 kV | LineString | 138.0 kV |  |  |  | CFE |  |  |  |  | OpenStreetMap | {"type":"Feature","properties":{},"geometry":{"type":"LineString","coordinates":[[-98.39091,26.09704],[-98.39134,26.09716],[-98.39196,26.09715]]}}
Línea 138.0 kV | LineString | 138.0 kV |  |  |  | CFE |  |  |  |  | OpenStreetMap | {"type":"Feature","properties":{},"geometry":{"type":"LineString","coordinates":[[-98.39091,26.09704],[-98.39135,26.09683],[-98.39196,26.09681]]}}
Línea 138.0 kV | LineString | 138.0 kV |  |  |  | CFE |  |  |  |  | OpenStreetMap | {"type":"Feature","properties":{},"geometry":{"type":"LineString","coordinates":[[-97.51798,25.84528],[-97.51951,25.8455],[-97.5211,25.84579],[-97.52271,25.84593],[-97.52443,25.84613],[-97.52583,25.84627],[-97.52636,25.84626],[-97.52786,25.84641]]}}
Línea 138.0 kV | LineString | 138.0 kV |  |  |  | CFE |  |  |  |  | OpenStreetMap | {"type":"Feature","properties":{},"geometry":{"type":"LineString","coordinates":[[-97.52786,25.84641],[-97.52788,25.84675],[-97.52731,25.84765],[-97.52684,25.84841],[-97.52599,25.84964],[-97.52538,25.85068],[-97.5237,25.8533],[-97.52255,25.85539],[-97.52221,25.85603],[-97.52132,25.8579],[-97.52036,25.86023],[-97.51982,25.86129],[-97.51915,25.86158],[-97.51783,25.86051],[-97.51568,25.85909],[-97.51243,25.85695],[-97.51073,25.8558],[-97.51143,25.85509],[-97.51213,25.85439],[-97.51237,25.85416]]}}
Línea 138.0 kV | LineString | 138.0 kV | 2 |  |  | CFE |  |  |  |  | OpenStreetMap | {"type":"Feature","properties":{},"geometry":{"type":"LineString","coordinates":[[-98.15668,25.98006],[-98.15677,25.9806],[-98.15717,25.98129]]}}
Línea 138.0 kV | LineString | 138.0 kV | 2 |  |  | CFE |  |  |  |  | OpenStreetMap | {"type":"Feature","properties":{},"geometry":{"type":"LineString","coordinates":[[-98.15718,25.98007],[-98.15721,25.98059],[-98.15717,25.98129]]}}
Línea 138.0 kV | LineString | 138.0 kV | 4 |  |  | CFE |  |  |  |  | OpenStreetMap | {"type":"Feature","properties":{},"geometry":{"type":"LineString","coordinates":[[-98.15717,25.98129],[-98.15706,25.98552],[-98.15703,25.98729],[-98.15699,25.99114],[-98.15902,25.99403],[-98.16147,25.99757],[-98.16374,26.00088],[-98.16602,26.00424],[-98.16713,26.00594],[-98.1681,26.00737],[-98.16891,26.00858],[-98.16974,26.00986],[-98.17072,26.01128],[-98.17162,26.0126],[-98.17259,26.01397],[-98.17353,26.01534],[-98.17633,26.01936],[-98.17728,26.02071],[-98.17818,26.02203],[-98.17914,26.02343],[-98.18008,26.0248],[-98.18107,26.02621],[-98.18205,26.02764],[-98.18205,26.02902],[-98.18253,26.02955],[-98.18274,26.03045],[-98.18311,26.03211],[-98.18693,26.03472],[-98.19017,26.0369],[-98.19381,26.03933],[-98.19691,26.04142],[-98.20046,26.04382],[-98.20332,26.04571],[-98.20682,26.04807],[-98.20876,26.04932],[-98.2119,26.05228],[-98.21513,26.05508],[-98.2183,26.05794],[-98.22139,26.06071],[-98.22466,26.06365],[-98.22771,26.06644],[-98.23074,26.06715],[-98.23399,26.06794],[-98.23848,26.069],[-98.24126,26.06965],[-98.24218,26.06853],[-98.24331,26.06724],[-98.24434,26.06592],[-98.24581,26.06531],[-98.2466,26.06495],[-98.24786,26.06344],[-98.24872,26.06244],[-98.24964,26.06148],[-98.25067,26.06073],[-98.25151,26.05972],[-98.25219,26.05946],[-98.25402,26.05932],[-98.25518,26.05924],[-98.2558,26.05916],[-98.25712,26.05876],[-98.25896,26.0582],[-98.26071,26.0577]]}}
Línea 138.0 kV | LineString | 138.0 kV | 1 |  |  | CFE |  |  |  |  | OpenStreetMap | {"type":"Feature","properties":{},"geometry":{"type":"LineString","coordinates":[[-98.15737,25.98007],[-98.15749,25.9806],[-98.15749,25.98351],[-98.15753,25.98583],[-98.16131,25.98702],[-98.16553,25.98831],[-98.16907,25.9894],[-98.16989,25.99002],[-98.17041,25.99019],[-98.17168,25.99021],[-98.17327,25.99022],[-98.17486,25.99022],[-98.17647,25.99023],[-98.17801,25.99023],[-98.17959,25.99023],[-98.18117,25.99024],[-98.18268,25.99024],[-98.18422,25.99024],[-98.18582,25.99025],[-98.18733,25.99025],[-98.18856,25.99024],[-98.18856,25.9915],[-98.18858,25.99276],[-98.18856,25.99419],[-98.18876,25.99486],[-98.1897,25.99479],[-98.19112,25.99482],[-98.19265,25.99482],[-98.19422,25.99481],[-98.19565,25.99481],[-98.19712,25.99481],[-98.19867,25.99481],[-98.20016,25.9948],[-98.20133,25.9948],[-98.20296,25.9948],[-98.20441,25.99489],[-98.2059,25.99491],[-98.20723,25.99489],[-98.20874,25.99489]]}}
Línea 138.0 kV | LineString | 138.0 kV | 2 |  |  | CFE |  |  |  |  | OpenStreetMap | {"type":"Feature","properties":{},"geometry":{"type":"LineString","coordinates":[[-98.27523,25.97788],[-98.27525,25.97823],[-98.27529,25.97864],[-98.27533,25.97902],[-98.27539,25.97966],[-98.27547,25.98047],[-98.27752,25.98121],[-98.27937,25.98192],[-98.28101,25.98336],[-98.28303,25.98504],[-98.28513,25.98684],[-98.2873,25.9886],[-98.289,25.99008],[-98.29098,25.99172],[-98.29291,25.99335],[-98.29502,25.99513],[-98.29703,25.99685],[-98.2989,25.99844],[-98.30096,26.00019],[-98.30003,26.00222],[-98.29937,26.00364],[-98.29888,26.00472],[-98.29767,26.00732],[-98.29657,26.00969],[-98.29547,26.01207],[-98.29437,26.01447],[-98.29327,26.01688],[-98.29247,26.01859],[-98.29194,26.01977],[-98.29139,26.02096],[-98.29082,26.02219],[-98.29029,26.02337],[-98.28975,26.02455],[-98.2893,26.02549],[-98.28875,26.02671],[-98.28801,26.02822],[-98.2875,26.02929],[-98.28631,26.03179],[-98.28541,26.0332],[-98.28458,26.03502],[-98.28366,26.03699],[-98.28315,26.03808]]}}
Línea 138.0 kV | LineString | 138.0 kV | 1 |  |  | CFE |  |  |  |  | OpenStreetMap | {"type":"Feature","properties":{},"geometry":{"type":"LineString","coordinates":[[-98.2762,25.98111],[-98.2761,25.98173],[-98.27587,25.98301],[-98.27623,25.98355],[-98.27876,25.98386],[-98.28128,25.98414],[-98.28419,25.9845],[-98.2855,25.98423],[-98.28606,25.98165],[-98.28651,25.97977]]}}
Línea 138.0 kV | LineString | 138.0 kV | 2 |  |  | CFE |  |  |  |  | OpenStreetMap | {"type":"Feature","properties":{},"geometry":{"type":"LineString","coordinates":[[-98.06231,25.97293],[-98.06278,25.97041],[-98.06539,25.96863],[-98.06919,25.96922],[-98.07378,25.96987],[-98.07832,25.97056],[-98.0829,25.97127],[-98.0874,25.97193],[-98.09158,25.97257],[-98.09621,25.97322],[-98.10046,25.97388],[-98.10504,25.97459],[-98.10963,25.97531],[-98.11356,25.9759],[-98.11499,25.97771],[-98.11706,25.97811]]}}
Línea 138.0 kV | LineString | 138.0 kV |  |  |  | CFE |  |  |  |  | OpenStreetMap | {"type":"Feature","properties":{},"geometry":{"type":"LineString","coordinates":[[-97.53668,25.8972],[-97.53635,25.89697]]}}
Línea 138.0 kV | LineString | 138.0 kV |  |  |  | CFE |  |  |  |  | OpenStreetMap | {"type":"Feature","properties":{},"geometry":{"type":"LineString","coordinates":[[-97.53678,25.89697],[-97.5365,25.89685]]}}
Línea 138.0 kV | LineString | 138.0 kV |  |  |  | CFE |  |  |  |  | OpenStreetMap | {"type":"Feature","properties":{},"geometry":{"type":"LineString","coordinates":[[-97.53656,25.89678],[-97.53678,25.89697]]}}
Línea 138.0 kV | LineString | 138.0 kV |  |  |  | CFE |  |  |  |  | OpenStreetMap | {"type":"Feature","properties":{},"geometry":{"type":"LineString","coordinates":[[-97.53642,25.8969],[-97.53668,25.8972]]}}
Línea 138.0 kV | LineString | 138.0 kV |  |  |  | CFE |  |  |  |  | OpenStreetMap | {"type":"Feature","properties":{},"geometry":{"type":"LineString","coordinates":[[-97.53629,25.89703],[-97.53657,25.89727],[-97.53797,25.8979],[-97.5387,25.89865],[-97.53924,25.8992],[-97.54066,25.90048],[-97.54203,25.90173],[-97.54337,25.90293],[-97.54381,25.90259],[-97.5447,25.90342],[-97.54564,25.90429],[-97.54806,25.90531],[-97.54945,25.90641]]}}
Línea 138.0 kV | LineString | 138.0 kV | 2 |  |  | CFE |  |  |  |  | OpenStreetMap | {"type":"Feature","properties":{},"geometry":{"type":"LineString","coordinates":[[-97.53668,25.8972],[-97.53901,25.89708],[-97.54173,25.89693],[-97.5445,25.89689],[-97.5473,25.89685],[-97.55003,25.89681],[-97.5529,25.8968],[-97.55603,25.89672],[-97.55925,25.89668],[-97.5627,25.89664],[-97.5662,25.89659],[-97.56954,25.89655],[-97.57283,25.89651],[-97.57591,25.89647],[-97.57888,25.89644],[-97.5817,25.8964],[-97.58684,25.89647],[-97.58974,25.89651],[-97.59256,25.89654],[-97.59552,25.89658],[-97.59842,25.89662],[-97.60182,25.89666],[-97.60478,25.8967],[-97.60765,25.89673],[-97.60949,25.89676],[-97.61361,25.89681],[-97.61642,25.89685],[-97.6197,25.89689],[-97.62309,25.89694],[-97.62635,25.897],[-97.62963,25.89705],[-97.63316,25.8971],[-97.63616,25.89715],[-97.63908,25.8972],[-97.64201,25.89725],[-97.64488,25.89729],[-97.64797,25.89734],[-97.65081,25.89739],[-97.65375,25.89744],[-97.65659,25.89747],[-97.65974,25.89751],[-97.6617,25.89631],[-97.66339,25.89528],[-97.66602,25.895],[-97.6681,25.89479],[-97.67099,25.89449],[-97.67397,25.89418],[-97.67696,25.89387],[-97.67964,25.89359],[-97.68273,25.89327],[-97.68583,25.89295],[-97.68893,25.89263],[-97.6914,25.89237],[-97.69422,25.89208],[-97.6973,25.89176],[-97.70047,25.89143],[-97.70315,25.89115],[-97.70647,25.89081],[-97.70967,25.89047],[-97.71258,25.89017],[-97.71528,25.88989],[-97.71828,25.88958],[-97.72161,25.88923],[-97.72501,25.88888],[-97.7283,25.88854],[-97.73126,25.88823],[-97.73418,25.88793],[-97.73707,25.88763],[-97.73996,25.88735],[-97.74284,25.88707],[-97.74587,25.88678],[-97.74876,25.8865],[-97.75158,25.88623],[-97.75452,25.88595],[-97.75753,25.88566],[-97.76047,25.88538],[-97.76325,25.88512],[-97.76615,25.88485],[-97.76876,25.8846],[-97.77175,25.88431],[-97.77476,25.88403],[-97.77823,25.88367],[-97.78141,25.88334],[-97.78464,25.883],[-97.78803,25.88265],[-97.791,25.88234],[-97.79401,25.88203]]}}
Línea 138.0 kV | LineString | 138.0 kV |  |  |  | CFE |  |  |  |  | OpenStreetMap | {"type":"Feature","properties":{},"geometry":{"type":"LineString","coordinates":[[-98.06292,25.98156],[-98.06254,25.98152]]}}
Línea 138.0 kV | LineString | 138.0 kV |  |  |  | CFE |  |  |  |  | OpenStreetMap | {"type":"Feature","properties":{},"geometry":{"type":"LineString","coordinates":[[-98.06254,25.98152],[-98.06292,25.98136]]}}
Línea 138.0 kV | LineString | 138.0 kV |  |  |  | CFE |  |  |  |  | OpenStreetMap | {"type":"Feature","properties":{},"geometry":{"type":"LineString","coordinates":[[-97.97005,25.95181],[-97.97295,25.9527],[-97.97579,25.95355],[-97.97867,25.95443],[-97.98158,25.95532],[-97.98455,25.95622],[-97.98762,25.95715],[-97.99004,25.95789],[-97.99287,25.95875],[-97.99563,25.95959],[-97.99859,25.96049],[-98.00123,25.9613],[-98.00419,25.9622],[-98.00722,25.96331],[-98.00985,25.96424],[-98.01281,25.96539],[-98.01481,25.96613],[-98.01686,25.96689],[-98.01898,25.96768],[-98.02153,25.96861],[-98.02394,25.96949],[-98.02662,25.97048],[-98.02933,25.97148],[-98.03202,25.97247],[-98.03489,25.97356],[-98.03787,25.97465],[-98.04067,25.97568],[-98.04356,25.97669],[-98.04676,25.97727],[-98.04947,25.97777],[-98.05208,25.97808],[-98.05468,25.9784],[-98.05683,25.97868],[-98.05985,25.97907],[-98.06097,25.97942],[-98.06098,25.97995],[-98.06104,25.98154],[-98.06254,25.98152]]}}
Línea 138.0 kV | LineString | 138.0 kV |  |  |  | CFE |  |  |  |  | OpenStreetMap | {"type":"Feature","properties":{},"geometry":{"type":"LineString","coordinates":[[-97.9672,25.95094],[-97.97005,25.95181]]}}
Línea 138.0 kV | LineString | 138.0 kV |  |  |  | CFE |  |  |  |  | OpenStreetMap | {"type":"Feature","properties":{},"geometry":{"type":"LineString","coordinates":[[-97.97005,25.95181],[-97.96937,25.9517],[-97.9672,25.95094]]}}
Línea 138.0 kV | LineString | 138.0 kV |  |  |  | CFE |  |  |  |  | OpenStreetMap | {"type":"Feature","properties":{},"geometry":{"type":"LineString","coordinates":[[-97.6344,25.82869],[-97.63453,25.82824]]}}
Línea 138.0 kV | LineString | 138.0 kV |  |  |  | CFE |  |  |  |  | OpenStreetMap | {"type":"Feature","properties":{},"geometry":{"type":"LineString","coordinates":[[-97.63467,25.82831],[-97.6344,25.82869]]}}
Línea 138.0 kV | LineString | 138.0 kV | 1 |  |  | CFE |  |  |  |  | OpenStreetMap | {"type":"Feature","properties":{},"geometry":{"type":"LineString","coordinates":[[-97.51765,25.84533],[-97.51766,25.84507],[-97.51791,25.84402],[-97.51778,25.84291],[-97.51767,25.84159],[-97.51756,25.84043],[-97.51746,25.83922],[-97.51655,25.83921],[-97.51518,25.83921],[-97.51387,25.83922],[-97.51255,25.83922],[-97.51128,25.8392],[-97.50984,25.8392],[-97.5089,25.8392],[-97.5085,25.83893],[-97.50871,25.83798],[-97.50907,25.83653],[-97.50938,25.83518],[-97.50975,25.83378],[-97.51018,25.83254],[-97.51074,25.83128],[-97.51129,25.83005],[-97.51178,25.82893],[-97.51056,25.8285],[-97.51055,25.82715],[-97.51054,25.82581],[-97.51054,25.82418],[-97.50919,25.82414],[-97.50795,25.82409],[-97.50676,25.82391],[-97.50399,25.82349],[-97.50186,25.82319],[-97.49872,25.82276],[-97.49614,25.82238],[-97.49313,25.82193],[-97.48994,25.82148],[-97.48714,25.82107],[-97.48698,25.82104]]}}
Línea 138.0 kV | LineString | 138.0 kV | 2 |  |  | CFE |  |  |  |  | OpenStreetMap | {"type":"Feature","properties":{},"geometry":{"type":"LineString","coordinates":[[-97.45009,25.80039],[-97.44969,25.80044],[-97.44982,25.80147],[-97.44997,25.80256],[-97.45068,25.80364],[-97.4514,25.80473],[-97.45213,25.80581],[-97.45289,25.80697],[-97.45366,25.80814],[-97.45449,25.80939],[-97.4551,25.80982],[-97.4565,25.80996],[-97.4579,25.81007],[-97.45931,25.81021],[-97.46068,25.81033],[-97.4621,25.81046],[-97.4634,25.81105],[-97.4665,25.81242],[-97.46977,25.81388],[-97.47293,25.81529],[-97.47635,25.81682],[-97.47728,25.82],[-97.47848,25.82038],[-97.47967,25.82075],[-97.48117,25.8212],[-97.48211,25.82148],[-97.48361,25.82167],[-97.48495,25.82183],[-97.48594,25.82195],[-97.48693,25.82219]]}}
Línea 138.0 kV | LineString | 138.0 kV |  |  |  | CFE |  |  |  |  | OpenStreetMap | {"type":"Feature","properties":{},"geometry":{"type":"LineString","coordinates":[[-97.54952,25.9063],[-97.54929,25.90601],[-97.55006,25.90497],[-97.55086,25.90393],[-97.55157,25.90257],[-97.55236,25.90117],[-97.55259,25.9013]]}}
Línea 161.0 kV | LineString | 161.0 kV | 1 |  |  | Comisión Federal de Electricidad |  |  |  |  | OpenStreetMap | {"type":"Feature","properties":{},"geometry":{"type":"LineString","coordinates":[[-114.83694,32.50127],[-114.83684,32.50185]]}}
Línea 161.0 kV | LineString | 161.0 kV | 1 |  |  | Comisión Federal de Electricidad |  |  |  |  | OpenStreetMap | {"type":"Feature","properties":{},"geometry":{"type":"LineString","coordinates":[[-114.83725,32.50135],[-114.83684,32.50185]]}}
Línea 161.0 kV | LineString | 161.0 kV | 2 |  |  | Comisión Federal de Electricidad |  |  |  |  | OpenStreetMap | {"type":"Feature","properties":{},"geometry":{"type":"LineString","coordinates":[[-114.83684,32.50185],[-114.83677,32.50281],[-114.83614,32.503],[-114.83469,32.50158],[-114.83387,32.50085],[-114.83031,32.49968],[-114.82701,32.49861],[-114.8243,32.49777],[-114.8211,32.49671],[-114.81887,32.49601],[-114.81806,32.49481],[-114.81562,32.49407],[-114.81189,32.49291],[-114.81153,32.49271],[-114.81069,32.49209]]}}
Línea 161.0 kV | LineString | 161.0 kV | 2 |  |  | CFE |  |  |  |  | OpenStreetMap | {"type":"Feature","properties":{},"geometry":{"type":"LineString","coordinates":[[-115.45841,32.60478],[-115.45828,32.60417],[-115.45823,32.60296]]}}
Línea 161.0 kV | LineString | 161.0 kV | 2 |  |  | CFE |  |  |  |  | OpenStreetMap | {"type":"Feature","properties":{},"geometry":{"type":"LineString","coordinates":[[-115.56835,32.63227],[-115.56819,32.63189]]}}
Línea 161.0 kV | LineString | 161.0 kV | 2 |  |  | CFE |  |  |  |  | OpenStreetMap | {"type":"Feature","properties":{},"geometry":{"type":"LineString","coordinates":[[-115.56819,32.63189],[-115.5683,32.63117],[-115.56817,32.63079]]}}
Línea 161.0 kV | LineString | 161.0 kV | 1 |  |  | CFE |  |  |  |  | OpenStreetMap | {"type":"Feature","properties":{},"geometry":{"type":"LineString","coordinates":[[-115.398,32.63843],[-115.39757,32.63845],[-115.39759,32.63767],[-115.39852,32.63768],[-115.39967,32.63767],[-115.40047,32.63767],[-115.40144,32.63766],[-115.40247,32.63769],[-115.40343,32.63768],[-115.40443,32.63769],[-115.40543,32.6377],[-115.40642,32.63769],[-115.40738,32.63767],[-115.40836,32.63768],[-115.4094,32.63766],[-115.4104,32.63764],[-115.41139,32.63765],[-115.41239,32.63765],[-115.41339,32.63762],[-115.41424,32.63763],[-115.41525,32.63765],[-115.41612,32.63765],[-115.41696,32.63764],[-115.41781,32.63763],[-115.41862,32.63764],[-115.41863,32.63625],[-115.41862,32.63556],[-115.41869,32.63492],[-115.4184,32.63478]]}}
Línea 161.0 kV | LineString | 161.0 kV | 1 |  |  | CFE |  |  |  |  | OpenStreetMap | {"type":"Feature","properties":{},"geometry":{"type":"LineString","coordinates":[[-115.39799,32.63856],[-115.39757,32.63845],[-115.39742,32.6374],[-115.39739,32.6366],[-115.39927,32.63601],[-115.40116,32.63543],[-115.40213,32.63514]]}}
Línea 161.0 kV | LineString | 161.0 kV | 2 |  |  | CFE |  |  |  |  | OpenStreetMap | {"type":"Feature","properties":{},"geometry":{"type":"LineString","coordinates":[[-115.33381,32.57041],[-115.33331,32.57176],[-115.33282,32.5731],[-115.33236,32.57446],[-115.3319,32.57582],[-115.33195,32.57696],[-115.33203,32.5785],[-115.33266,32.579],[-115.3335,32.57913]]}}
Línea 161.0 kV | LineString | 161.0 kV | 1 |  |  | CFE |  |  |  |  | OpenStreetMap | {"type":"Feature","properties":{},"geometry":{"type":"LineString","coordinates":[[-115.28991,32.55736],[-115.29075,32.55739],[-115.2918,32.55763],[-115.29389,32.55807],[-115.296,32.55851],[-115.29819,32.55897],[-115.30031,32.55944],[-115.30239,32.55989],[-115.30453,32.56049],[-115.30667,32.56223],[-115.30858,32.5619],[-115.31064,32.56258],[-115.31273,32.56327],[-115.31482,32.56394],[-115.31691,32.56466],[-115.31909,32.56534],[-115.32138,32.56609],[-115.32336,32.56675],[-115.32531,32.56739],[-115.32731,32.56806],[-115.32947,32.56876],[-115.33144,32.5694],[-115.33347,32.57008],[-115.3338,32.57019],[-115.33381,32.57041]]}}
Línea 161.0 kV | LineString | 161.0 kV | 1 |  |  | CFE |  |  |  |  | OpenStreetMap | {"type":"Feature","properties":{},"geometry":{"type":"LineString","coordinates":[[-115.39798,32.63887],[-115.39744,32.63893],[-115.39717,32.63983],[-115.39663,32.63974]]}}
Línea 161.0 kV | LineString | 161.0 kV | 1 |  |  | CFE |  |  |  |  | OpenStreetMap | {"type":"Feature","properties":{},"geometry":{"type":"LineString","coordinates":[[-115.39798,32.63899],[-115.39744,32.63893],[-115.39731,32.64002],[-115.39663,32.63974]]}}
Línea 161.0 kV | LineString | 161.0 kV | 2 |  |  | CFE |  |  |  |  | OpenStreetMap | {"type":"Feature","properties":{},"geometry":{"type":"LineString","coordinates":[[-115.29079,32.56578],[-115.29096,32.56717],[-115.28911,32.57003],[-115.29091,32.57102],[-115.29223,32.57257],[-115.29486,32.5756],[-115.29659,32.57583],[-115.29866,32.57609],[-115.30099,32.57641],[-115.30362,32.57676],[-115.3063,32.57712],[-115.30902,32.57748],[-115.31162,32.57782],[-115.31446,32.57821],[-115.31672,32.5786],[-115.31911,32.579],[-115.32205,32.57951],[-115.32464,32.57996],[-115.32743,32.58043],[-115.32979,32.58085],[-115.33088,32.58097],[-115.33127,32.58099],[-115.33213,32.58055],[-115.33265,32.58023],[-115.33327,32.58033]]}}
Línea 161.0 kV | LineString | 161.0 kV | 1 |  |  | CFE |  |  |  |  | OpenStreetMap | {"type":"Feature","properties":{},"geometry":{"type":"LineString","coordinates":[[-114.83791,32.50153],[-114.83769,32.50186],[-114.83944,32.50194],[-114.84096,32.50273],[-114.84258,32.50355],[-114.8439,32.5042],[-114.84581,32.50517],[-114.84745,32.50602],[-114.84939,32.50705],[-114.85119,32.50799],[-114.85305,32.50894],[-114.85504,32.50993],[-114.85717,32.51108],[-114.85901,32.51153],[-114.86084,32.51197],[-114.86235,32.51235],[-114.86466,32.51291],[-114.86679,32.51346],[-114.86894,32.51396],[-114.87107,32.51448],[-114.87321,32.51503],[-114.87535,32.51556],[-114.87748,32.51609],[-114.87962,32.51661],[-114.8817,32.51713],[-114.88366,32.51761],[-114.88561,32.51809],[-114.88777,32.51863],[-114.88989,32.51914],[-114.89212,32.51971],[-114.89419,32.52021],[-114.89613,32.52077],[-114.89818,32.52137],[-114.90005,32.5219],[-114.9015,32.52233],[-114.90359,32.52291],[-114.90568,32.52352],[-114.9078,32.52412],[-114.90992,32.52474],[-114.91204,32.52534],[-114.91416,32.52596],[-114.91629,32.52657],[-114.91839,32.52715],[-114.92018,32.52767],[-114.92189,32.52817],[-114.92348,32.52861],[-114.92536,32.52919],[-114.92748,32.52979],[-114.9296,32.53041],[-114.93171,32.53102],[-114.93382,32.53163],[-114.93594,32.53224],[-114.93805,32.53285],[-114.93971,32.53333],[-114.94171,32.53391],[-114.94375,32.53451],[-114.9457,32.53507],[-114.94766,32.53563],[-114.94973,32.53623],[-114.95166,32.5368],[-114.9537,32.53738],[-114.95572,32.53796],[-114.95776,32.53855],[-114.95975,32.53912],[-114.96172,32.53968],[-114.96377,32.54029],[-114.96582,32.54088],[-114.96782,32.54148],[-114.96984,32.54204],[-114.97178,32.54261],[-114.97374,32.54317],[-114.97575,32.54376],[-114.97767,32.54432],[-114.97981,32.54494],[-114.98216,32.54564],[-114.98442,32.54629],[-114.98651,32.5469],[-114.9886,32.54751],[-114.99062,32.54808],[-114.99264,32.54867],[-114.99465,32.54926],[-114.99667,32.54985],[-114.99879,32.55046],[-115.00083,32.55106],[-115.00292,32.55167],[-115.00505,32.55227],[-115.00705,32.55287],[-115.00909,32.55347],[-115.01114,32.55407],[-115.01319,32.55467],[-115.01531,32.55529],[-115.01733,32.55587],[-115.01934,32.55647],[-115.02137,32.55705],[-115.02323,32.5576],[-115.02567,32.55733],[-115.02791,32.55707],[-115.03036,32.55679],[-115.03278,32.55652],[-115.03521,32.55624],[-115.03735,32.55599],[-115.03949,32.55575],[-115.04153,32.55552],[-115.04358,32.55528],[-115.04567,32.55504],[-115.04787,32.55489],[-115.05006,32.55474],[-115.05209,32.5546],[-115.0541,32.55446],[-115.05612,32.55432],[-115.05823,32.55418],[-115.06037,32.55404],[-115.0625,32.55387],[-115.06462,32.55375],[-115.06673,32.55359],[-115.06895,32.55345],[-115.07118,32.55331],[-115.07336,32.55315],[-115.07552,32.55316],[-115.07775,32.55317],[-115.07997,32.55318],[-115.0822,32.55319],[-115.08444,32.55319],[-115.08668,32.5532],[-115.08891,32.5532],[-115.09109,32.55321],[-115.09335,32.55322],[-115.09605,32.55325],[-115.09884,32.55323],[-115.10098,32.55324],[-115.10301,32.55324],[-115.10539,32.55325],[-115.10775,32.55326],[-115.10967,32.55327],[-115.11194,32.55328],[-115.11417,32.55329],[-115.11632,32.5533],[-115.11857,32.55331],[-115.12077,32.55331],[-115.12282,32.55333],[-115.12496,32.55333],[-115.12716,32.55335],[-115.12928,32.55334],[-115.13145,32.55336],[-115.13359,32.55337],[-115.13577,32.55338],[-115.13788,32.55338],[-115.14,32.55339],[-115.14189,32.55343],[-115.14443,32.55342],[-115.14657,32.55343],[-115.1487,32.55343],[-115.14994,32.55344],[-115.15081,32.55345],[-115.15295,32.55346],[-115.15508,32.55346],[-115.15724,32.55349],[-115.1594,32.55349],[-115.16154,32.55349],[-115.16365,32.5535],[-115.16576,32.55351],[-115.16788,32.55352],[-115.17003,32.55353],[-115.17216,32.55354],[-115.1743,32.55355],[-115.17653,32.55355],[-115.17868,32.55357],[-115.18093,32.55358],[-115.1831,32.5536],[-115.18531,32.5536],[-115.18724,32.55362],[-115.18936,32.55362],[-115.19154,32.55364],[-115.19446,32.55365],[-115.19586,32.55366],[-115.19807,32.55366],[-115.20021,32.55368],[-115.20242,32.55369],[-115.20493,32.5537],[-115.20696,32.55371],[-115.20902,32.55372],[-115.21116,32.55373],[-115.21332,32.55374],[-115.21546,32.55375],[-115.21703,32.55377],[-115.21925,32.55377],[-115.22146,32.55378],[-115.22364,32.55379],[-115.22576,32.5538],[-115.22789,32.55382],[-115.22976,32.55382],[-115.23191,32.55382],[-115.23426,32.55384],[-115.23601,32.55384],[-115.2381,32.55385],[-115.24024,32.55385],[-115.24243,32.55386],[-115.24453,32.55387],[-115.24661,32.55389],[-115.24882,32.55389],[-115.25092,32.5539],[-115.25308,32.55391],[-115.25526,32.55392],[-115.25736,32.55392],[-115.25955,32.55393],[-115.26168,32.55394],[-115.26384,32.55395],[-115.26606,32.55397],[-115.26818,32.55397],[-115.27048,32.55397],[-115.27255,32.55398],[-115.27484,32.55399],[-115.2763,32.55431],[-115.27782,32.55463],[-115.27981,32.55506],[-115.28172,32.55546],[-115.284,32.55594],[-115.28563,32.5563],[-115.28763,32.55673],[-115.28991,32.55736]]}}
Línea 161.0 kV | LineString | 161.0 kV | 1 |  |  | CFE |  |  |  |  | OpenStreetMap | {"type":"Feature","properties":{},"geometry":{"type":"LineString","coordinates":[[-115.4784,32.64617],[-115.47901,32.64623],[-115.48008,32.64628],[-115.48076,32.64632],[-115.48172,32.6464],[-115.48258,32.64641],[-115.48356,32.64641],[-115.48451,32.64641],[-115.4854,32.64642],[-115.48637,32.64642],[-115.48732,32.64643],[-115.48835,32.64643],[-115.48928,32.64643],[-115.49022,32.64644],[-115.49125,32.64644],[-115.49226,32.64645],[-115.49322,32.64646],[-115.49411,32.64644],[-115.4941,32.64722],[-115.4941,32.64793],[-115.4941,32.64876],[-115.4941,32.64952],[-115.4941,32.65036],[-115.4941,32.65118],[-115.4941,32.65195],[-115.49409,32.65275],[-115.4941,32.65355],[-115.4941,32.65438],[-115.49409,32.6552],[-115.4941,32.65605],[-115.49403,32.6569],[-115.49409,32.65753],[-115.49409,32.6584],[-115.49409,32.65918],[-115.49409,32.66001],[-115.49472,32.66069],[-115.495,32.66101],[-115.49566,32.66093]]}}
Línea 161.0 kV | LineString | 161.0 kV | 1 |  |  | CFE |  |  |  |  | OpenStreetMap | {"type":"Feature","properties":{},"geometry":{"type":"LineString","coordinates":[[-115.47793,32.64466],[-115.47812,32.64479],[-115.47798,32.64429],[-115.47898,32.64424],[-115.48014,32.64416],[-115.48107,32.6441],[-115.48126,32.64318],[-115.48145,32.64226],[-115.48162,32.64145],[-115.48182,32.64046],[-115.48202,32.6395],[-115.48221,32.63861],[-115.48243,32.63746],[-115.48263,32.63652],[-115.48283,32.63553],[-115.48303,32.63455],[-115.48323,32.63356],[-115.48342,32.63259],[-115.48281,32.63201],[-115.48213,32.63135],[-115.48125,32.63058],[-115.48005,32.62952],[-115.47867,32.62926],[-115.47725,32.62906],[-115.47567,32.62887],[-115.47397,32.62865],[-115.473,32.62749],[-115.47213,32.62646],[-115.47145,32.62565],[-115.47076,32.62484],[-115.47009,32.62406],[-115.46902,32.62278],[-115.46834,32.62197],[-115.46766,32.62117],[-115.46635,32.61966],[-115.46562,32.61875],[-115.46493,32.61794],[-115.46357,32.61634],[-115.46297,32.61562],[-115.4623,32.61487],[-115.46096,32.61327],[-115.46027,32.61246],[-115.45958,32.61163],[-115.45879,32.61073],[-115.45814,32.60994],[-115.45758,32.60929],[-115.45771,32.60846],[-115.45787,32.60755],[-115.45801,32.60668],[-115.45841,32.60606],[-115.45855,32.60565]]}}
Línea 161.0 kV | LineString | 161.0 kV | 1 |  |  | CFE |  |  |  |  | OpenStreetMap | {"type":"Feature","properties":{},"geometry":{"type":"LineString","coordinates":[[-115.47775,32.64602],[-115.47793,32.64547],[-115.47812,32.64479],[-115.47793,32.64476]]}}
Línea 161.0 kV | LineString | 161.0 kV | 1 |  |  | CFE |  |  |  |  | OpenStreetMap | {"type":"Feature","properties":{},"geometry":{"type":"LineString","coordinates":[[-115.4784,32.64617],[-115.479,32.64618],[-115.48008,32.64623],[-115.48075,32.64626],[-115.48171,32.64628],[-115.4826,32.64629],[-115.48356,32.64628],[-115.48449,32.64629],[-115.4854,32.6463],[-115.48637,32.6463],[-115.48732,32.6463],[-115.48835,32.6463],[-115.48929,32.64631],[-115.49023,32.64631],[-115.49126,32.6463],[-115.49227,32.64631],[-115.49323,32.64631],[-115.49426,32.64631],[-115.49425,32.64713],[-115.49425,32.64793],[-115.49425,32.64876],[-115.49424,32.64951],[-115.49425,32.65037],[-115.49425,32.65119],[-115.49425,32.65196],[-115.49425,32.65275],[-115.49425,32.65354],[-115.49424,32.65437],[-115.49423,32.6552],[-115.49423,32.65601],[-115.49424,32.65681],[-115.49423,32.65767],[-115.49423,32.65823],[-115.49422,32.65879],[-115.49423,32.65936],[-115.49458,32.65978],[-115.49509,32.6602],[-115.49551,32.66083],[-115.49567,32.66084]]}}
Línea 161.0 kV | LineString | 161.0 kV | 1 |  |  | CFE |  |  |  |  | OpenStreetMap | {"type":"Feature","properties":{},"geometry":{"type":"LineString","coordinates":[[-115.45421,32.64032],[-115.45404,32.64032],[-115.45404,32.641],[-115.45405,32.64169],[-115.45405,32.64241],[-115.45405,32.64307],[-115.45492,32.64338],[-115.45607,32.6433],[-115.45683,32.64323],[-115.45766,32.64319],[-115.45863,32.6431],[-115.45944,32.64304],[-115.46044,32.64298],[-115.46127,32.64292],[-115.46211,32.64285],[-115.46303,32.64278],[-115.46382,32.64273],[-115.46474,32.64268],[-115.46513,32.64315],[-115.46554,32.64362],[-115.46639,32.64315],[-115.46691,32.64376],[-115.46759,32.64368],[-115.46794,32.64439],[-115.46831,32.64516],[-115.46865,32.64588],[-115.46903,32.64665],[-115.46939,32.64742],[-115.46973,32.64812],[-115.47008,32.64885],[-115.47046,32.64961],[-115.47146,32.64926],[-115.47196,32.64897],[-115.47256,32.6483],[-115.47292,32.64781],[-115.47321,32.64738],[-115.47375,32.64683],[-115.47495,32.64685],[-115.47567,32.64689],[-115.47667,32.64694],[-115.47707,32.64703],[-115.47747,32.64702],[-115.47764,32.64635],[-115.47775,32.64608]]}}
Línea 161.0 kV | LineString | 161.0 kV | 1 |  |  | CFE |  |  |  |  | OpenStreetMap | {"type":"Feature","properties":{},"geometry":{"type":"LineString","coordinates":[[-115.41841,32.63466],[-115.41869,32.63492],[-115.41956,32.63487],[-115.42061,32.63485],[-115.42152,32.63484],[-115.42244,32.63484],[-115.4235,32.63481],[-115.42447,32.63479],[-115.42536,32.63481],[-115.4264,32.63478],[-115.42739,32.63478],[-115.42837,32.63476],[-115.42934,32.63475],[-115.43019,32.63474],[-115.43128,32.63472],[-115.43223,32.63472],[-115.43326,32.6347],[-115.43415,32.63468],[-115.43468,32.63455],[-115.43561,32.63453],[-115.43647,32.63453],[-115.43737,32.63452],[-115.43827,32.63452],[-115.43916,32.63451],[-115.44006,32.63449],[-115.44096,32.63447],[-115.44185,32.63447],[-115.44275,32.63445],[-115.44424,32.6344],[-115.44506,32.63438],[-115.44604,32.63435],[-115.44677,32.63434],[-115.44765,32.63442],[-115.44865,32.63441],[-115.44952,32.63442],[-115.45042,32.63441],[-115.45139,32.63439],[-115.45232,32.63438],[-115.45233,32.63515],[-115.45233,32.63594],[-115.45234,32.63617],[-115.45234,32.63679],[-115.45239,32.63768],[-115.45239,32.63834],[-115.4524,32.63908],[-115.4524,32.63963],[-115.45312,32.63964],[-115.45404,32.63964],[-115.45404,32.6402],[-115.4542,32.64022]]}}
Línea 161.0 kV | LineString | 161.0 kV | 1 |  |  | CFE |  |  |  |  | OpenStreetMap | {"type":"Feature","properties":{},"geometry":{"type":"LineString","coordinates":[[-115.33303,32.58049],[-115.33249,32.58053],[-115.33239,32.58022],[-115.33273,32.58],[-115.33242,32.57943],[-115.33208,32.57881],[-115.33137,32.57836],[-115.3301,32.57857],[-115.32965,32.5793],[-115.32908,32.58012],[-115.32883,32.58019],[-115.32635,32.57958],[-115.32516,32.57929],[-115.32381,32.57934],[-115.32262,32.57913],[-115.32136,32.57891],[-115.32012,32.57871],[-115.31886,32.57848],[-115.31761,32.57828],[-115.31647,32.57809],[-115.3153,32.57792],[-115.31404,32.57775],[-115.31279,32.57759],[-115.31152,32.57741],[-115.31025,32.57724],[-115.30899,32.57706],[-115.30772,32.57689],[-115.30649,32.57672],[-115.3053,32.57657],[-115.3041,32.5764],[-115.30291,32.57626],[-115.3017,32.57609],[-115.3005,32.57593],[-115.2993,32.57578],[-115.29809,32.57562],[-115.29689,32.57548],[-115.29608,32.57517],[-115.29506,32.57449],[-115.29405,32.57382],[-115.29306,32.57316],[-115.29186,32.57274],[-115.29112,32.57224],[-115.29034,32.57173],[-115.28938,32.57175],[-115.28868,32.57143],[-115.28824,32.5711]]}}
Línea 161.0 kV | LineString | 161.0 kV | 1 |  |  | CFE |  |  |  |  | OpenStreetMap | {"type":"Feature","properties":{},"geometry":{"type":"LineString","coordinates":[[-115.45827,32.60565],[-115.45813,32.606],[-115.4579,32.60606],[-115.45741,32.60604],[-115.45694,32.60601],[-115.45646,32.60599],[-115.4565,32.60566],[-115.4554,32.60516],[-115.4542,32.6046],[-115.45305,32.60398],[-115.45214,32.60304],[-115.4512,32.60195]]}}
Línea 161.0 kV | LineString | 161.0 kV | 1 |  |  | CFE |  |  |  |  | OpenStreetMap | {"type":"Feature","properties":{},"geometry":{"type":"LineString","coordinates":[[-115.45823,32.60296],[-115.4587,32.60325],[-115.45903,32.60347],[-115.45899,32.60403]]}}
Línea 138.0 kV | LineString | 138.0 kV | 1 |  |  | CFE |  |  |  |  | OpenStreetMap | {"type":"Feature","properties":{},"geometry":{"type":"LineString","coordinates":[[-99.16947,26.55839],[-99.16972,26.55872],[-99.17061,26.55857],[-99.17083,26.55831]]}}
Línea 138.0 kV | LineString | 138.0 kV | 1 |  |  | CFE |  |  |  |  | OpenStreetMap | {"type":"Feature","properties":{},"geometry":{"type":"LineString","coordinates":[[-97.49556,25.87221],[-97.4956,25.87214]]}}
Línea 138.0 kV | LineString | 138.0 kV | 2 |  |  | CFE |  |  |  |  | OpenStreetMap | {"type":"Feature","properties":{},"geometry":{"type":"LineString","coordinates":[[-97.49537,25.87208],[-97.49556,25.87221]]}}
Línea 138.0 kV | LineString | 138.0 kV | 1 |  |  | CFE |  |  |  |  | OpenStreetMap | {"type":"Feature","properties":{},"geometry":{"type":"LineString","coordinates":[[-97.49556,25.87221],[-97.49571,25.8723],[-97.49575,25.87225]]}}
Línea 138.0 kV | LineString | 138.0 kV | 1 |  |  | CFE |  |  |  |  | OpenStreetMap | {"type":"Feature","properties":{},"geometry":{"type":"LineString","coordinates":[[-97.47067,25.85412],[-97.47057,25.85435],[-97.47094,25.85442],[-97.47111,25.85396],[-97.47191,25.85455],[-97.47279,25.85519],[-97.47359,25.85579],[-97.47325,25.8569],[-97.47292,25.85796],[-97.47367,25.85864],[-97.47443,25.85932],[-97.47554,25.85987],[-97.47667,25.85986],[-97.47771,25.86047],[-97.47862,25.86099],[-97.47975,25.86158],[-97.48058,25.86205],[-97.48158,25.86262],[-97.48258,25.86318],[-97.48362,25.86377],[-97.48473,25.86439],[-97.48575,25.86488],[-97.48678,25.86535],[-97.4878,25.86584],[-97.48889,25.86636],[-97.4898,25.8668],[-97.49088,25.8673],[-97.49186,25.86778],[-97.49319,25.86812],[-97.49419,25.8686],[-97.49513,25.86905],[-97.49616,25.86957],[-97.49695,25.86995],[-97.49691,25.87031],[-97.49611,25.87116],[-97.49537,25.87208]]}}
Línea 138.0 kV | LineString | 138.0 kV | 1 |  |  | CFE |  |  |  |  | OpenStreetMap | {"type":"Feature","properties":{},"geometry":{"type":"LineString","coordinates":[[-97.437,25.83739],[-97.43794,25.83751],[-97.43926,25.83772],[-97.44012,25.83781],[-97.44106,25.83792],[-97.44204,25.83803],[-97.4432,25.83824],[-97.44454,25.83868],[-97.44581,25.83928],[-97.44694,25.84005],[-97.4477,25.84064],[-97.44851,25.84122],[-97.44931,25.84181],[-97.4501,25.84238],[-97.45088,25.84297],[-97.45169,25.84355],[-97.45252,25.84416],[-97.45335,25.84477],[-97.45417,25.84537],[-97.45503,25.846],[-97.45584,25.8466],[-97.45668,25.84721],[-97.45747,25.84783],[-97.4583,25.84843],[-97.45903,25.84899],[-97.45987,25.84959],[-97.4607,25.8502],[-97.46151,25.8508],[-97.46235,25.85142],[-97.46314,25.85201],[-97.46395,25.8526],[-97.46475,25.8532],[-97.46549,25.85375],[-97.46629,25.85433],[-97.46708,25.85491],[-97.46806,25.85563],[-97.46873,25.85613],[-97.46925,25.85581],[-97.46952,25.85491],[-97.46979,25.85406],[-97.47007,25.85317],[-97.47084,25.85374],[-97.47067,25.85412]]}}
Línea 138.0 kV | LineString | 138.0 kV | 1 |  |  | CFE |  |  |  |  | OpenStreetMap | {"type":"Feature","properties":{},"geometry":{"type":"LineString","coordinates":[[-97.437,25.83739],[-97.43697,25.83774],[-97.4368,25.83773]]}}
Línea 138.0 kV | LineString | 138.0 kV | 1 |  |  | CFE |  |  |  |  | OpenStreetMap | {"type":"Feature","properties":{},"geometry":{"type":"LineString","coordinates":[[-97.437,25.83739],[-97.43698,25.8376],[-97.43681,25.83759]]}}
Línea 138.0 kV | LineString | 138.0 kV | 1 |  |  | CFE |  |  |  |  | OpenStreetMap | {"type":"Feature","properties":{},"geometry":{"type":"LineString","coordinates":[[-97.42842,25.83643],[-97.42859,25.83571],[-97.42863,25.83438],[-97.42867,25.83305],[-97.42825,25.83305]]}}
Línea 138.0 kV | LineString | 138.0 kV | 1 |  |  | CFE |  |  |  |  | OpenStreetMap | {"type":"Feature","properties":{},"geometry":{"type":"LineString","coordinates":[[-97.42781,25.83641],[-97.42778,25.83672]]}}
Línea 138.0 kV | LineString | 138.0 kV | 1 |  |  | CFE |  |  |  |  | OpenStreetMap | {"type":"Feature","properties":{},"geometry":{"type":"LineString","coordinates":[[-97.42686,25.83626],[-97.42781,25.83641],[-97.42842,25.83643]]}}
Línea 138.0 kV | LineString | 138.0 kV | 2 |  |  | CFE |  |  |  |  | OpenStreetMap | {"type":"Feature","properties":{},"geometry":{"type":"LineString","coordinates":[[-97.42842,25.83643],[-97.43,25.83661],[-97.43102,25.83672],[-97.43187,25.83682],[-97.43289,25.83693],[-97.43396,25.83705],[-97.43501,25.83718],[-97.436,25.83728],[-97.437,25.83739]]}}
Línea 138.0 kV | LineString | 138.0 kV | 1 |  |  | CFE |  |  |  |  | OpenStreetMap | {"type":"Feature","properties":{},"geometry":{"type":"LineString","coordinates":[[-97.42686,25.83626],[-97.42842,25.83643]]}}
Línea 138.0 kV | LineString | 138.0 kV | 2 |  |  | CFE |  |  |  |  | OpenStreetMap | {"type":"Feature","properties":{},"geometry":{"type":"LineString","coordinates":[[-97.42186,25.83434],[-97.42264,25.83511],[-97.4236,25.83602],[-97.42473,25.83615],[-97.42577,25.83628],[-97.42686,25.83626]]}}
Línea 138.0 kV | LineString | 138.0 kV | 1 |  |  | CFE |  |  |  |  | OpenStreetMap | {"type":"Feature","properties":{},"geometry":{"type":"LineString","coordinates":[[-97.4215,25.83447],[-97.42186,25.83434]]}}
Línea 138.0 kV | LineString | 138.0 kV | 1 |  |  | CFE |  |  |  |  | OpenStreetMap | {"type":"Feature","properties":{},"geometry":{"type":"LineString","coordinates":[[-97.42153,25.83422],[-97.42186,25.83434]]}}
Línea 138.0 kV | LineString | 138.0 kV | 1 |  |  | CFE |  |  |  |  | OpenStreetMap | {"type":"Feature","properties":{},"geometry":{"type":"LineString","coordinates":[[-97.48693,25.82219],[-97.48671,25.82238],[-97.48674,25.82249]]}}
Línea 138.0 kV | LineString | 138.0 kV | 1 |  |  | CFE |  |  |  |  | OpenStreetMap | {"type":"Feature","properties":{},"geometry":{"type":"LineString","coordinates":[[-97.48693,25.82219],[-97.48688,25.82236],[-97.48691,25.82247]]}}
Línea 138.0 kV | LineString | 138.0 kV | 2 |  |  | CFE |  |  |  |  | OpenStreetMap | {"type":"Feature","properties":{},"geometry":{"type":"LineString","coordinates":[[-97.45004,25.79995],[-97.44945,25.80001],[-97.44962,25.80122],[-97.44982,25.80266],[-97.45055,25.80376],[-97.45126,25.80483],[-97.45198,25.80591],[-97.45274,25.80707],[-97.45352,25.80823],[-97.45431,25.80943],[-97.45478,25.80999],[-97.4554,25.81128],[-97.45597,25.81249],[-97.45653,25.81368],[-97.45712,25.81462],[-97.45742,25.8151]]}}
Línea 138.0 kV | LineString | 138.0 kV | 1 |  |  | CFE |  |  |  |  | OpenStreetMap | {"type":"Feature","properties":{},"geometry":{"type":"LineString","coordinates":[[-97.51629,25.88551],[-97.5162,25.88513],[-97.51599,25.88513]]}}
Línea 138.0 kV | LineString | 138.0 kV | 1 |  |  | CFE |  |  |  |  | OpenStreetMap | {"type":"Feature","properties":{},"geometry":{"type":"LineString","coordinates":[[-97.49856,25.88426],[-97.49846,25.88437],[-97.49948,25.88415],[-97.49971,25.88479],[-97.5012,25.88452],[-97.50173,25.88464],[-97.50265,25.88529],[-97.5036,25.88595],[-97.50398,25.88654],[-97.50427,25.8868],[-97.50526,25.88662],[-97.50612,25.88647],[-97.50711,25.8863],[-97.50738,25.88701],[-97.50842,25.88691],[-97.50928,25.88673],[-97.51028,25.88652],[-97.51094,25.88642],[-97.51184,25.8863],[-97.5132,25.88584],[-97.51435,25.88562],[-97.51531,25.88557],[-97.51629,25.88551],[-97.51739,25.88545],[-97.51837,25.88484],[-97.51872,25.88436],[-97.51884,25.88401],[-97.51874,25.88328],[-97.51862,25.88224],[-97.51849,25.88128],[-97.51899,25.88099],[-97.51989,25.88155],[-97.52088,25.8822],[-97.52154,25.88271],[-97.52232,25.88331],[-97.52311,25.88401],[-97.52391,25.88472],[-97.52471,25.88546],[-97.52548,25.88617],[-97.52621,25.88685],[-97.52701,25.88754],[-97.52778,25.88827],[-97.52862,25.88905],[-97.52945,25.88953],[-97.53013,25.89021],[-97.53074,25.89076],[-97.5314,25.89136],[-97.53209,25.89199],[-97.53275,25.89261],[-97.53339,25.89319],[-97.534,25.89376],[-97.53474,25.89448],[-97.53537,25.89503],[-97.5361,25.89571],[-97.53561,25.89635],[-97.53613,25.89686]]}}
Línea 138.0 kV | LineString | 138.0 kV | 1 |  |  | CFE |  |  |  |  | OpenStreetMap | {"type":"Feature","properties":{},"geometry":{"type":"LineString","coordinates":[[-97.49537,25.87208],[-97.49456,25.87291],[-97.49369,25.87392],[-97.49459,25.87415],[-97.49514,25.87434],[-97.49606,25.87458],[-97.49696,25.87482],[-97.49789,25.87506],[-97.49758,25.87591],[-97.49735,25.87703],[-97.49699,25.8781],[-97.49657,25.87923],[-97.49749,25.87939],[-97.49812,25.88003],[-97.49835,25.88088],[-97.49836,25.88198],[-97.49835,25.88309],[-97.49827,25.88422],[-97.49853,25.88412]]}}
Línea 138.0 kV | LineString | 138.0 kV | 1 |  |  | CFE |  |  |  |  | OpenStreetMap | {"type":"Feature","properties":{},"geometry":{"type":"LineString","coordinates":[[-97.79627,25.88168],[-97.79658,25.88176]]}}
Línea 138.0 kV | LineString | 138.0 kV | 1 |  |  | CFE |  |  |  |  | OpenStreetMap | {"type":"Feature","properties":{},"geometry":{"type":"LineString","coordinates":[[-97.81562,25.68293],[-97.81566,25.68205],[-97.81567,25.68103],[-97.81567,25.68001],[-97.81568,25.67902],[-97.81567,25.67794],[-97.81464,25.67793],[-97.81332,25.67796],[-97.81202,25.67782],[-97.81085,25.67783],[-97.80974,25.67782],[-97.80862,25.67781],[-97.80733,25.67794],[-97.80592,25.67781],[-97.80593,25.67685],[-97.80615,25.67579],[-97.80615,25.67462],[-97.80615,25.67344],[-97.80616,25.67232],[-97.80617,25.67113],[-97.80616,25.67],[-97.80616,25.66888],[-97.80617,25.66776],[-97.80617,25.66657],[-97.80617,25.66545],[-97.80617,25.66435],[-97.80617,25.6633],[-97.80618,25.66217],[-97.8062,25.66106],[-97.8062,25.65995],[-97.80636,25.65879],[-97.80637,25.65758],[-97.80639,25.65638],[-97.80641,25.65517],[-97.80642,25.65397],[-97.80642,25.65276],[-97.80643,25.65155],[-97.80643,25.65033],[-97.80642,25.64912],[-97.80643,25.64791],[-97.80643,25.64671],[-97.80641,25.6455],[-97.80643,25.64429],[-97.80644,25.64308],[-97.80645,25.6418],[-97.80774,25.64181],[-97.80906,25.6418],[-97.81034,25.64179],[-97.81162,25.6418],[-97.81291,25.6418],[-97.81422,25.6418],[-97.81497,25.64112],[-97.8151,25.64098],[-97.81522,25.64098]]}}
Línea 138.0 kV | LineString | 138.0 kV | 1 |  |  | CFE |  |  |  |  | OpenStreetMap | {"type":"Feature","properties":{},"geometry":{"type":"LineString","coordinates":[[-97.79651,25.88157],[-97.79587,25.88017],[-97.79527,25.87899],[-97.79531,25.87712],[-97.79535,25.87527],[-97.79539,25.87354],[-97.79544,25.87169],[-97.79546,25.86989],[-97.79547,25.86809],[-97.79547,25.86628],[-97.79546,25.86448],[-97.79546,25.86268],[-97.79546,25.86088],[-97.79547,25.85906],[-97.79547,25.85727],[-97.79548,25.85546],[-97.79548,25.85365],[-97.79548,25.85185],[-97.79548,25.85004],[-97.79549,25.84824],[-97.79549,25.84643],[-97.7955,25.84463],[-97.79547,25.84283],[-97.7955,25.84102],[-97.79551,25.83921],[-97.7955,25.8374],[-97.7955,25.83561],[-97.79551,25.8338],[-97.7955,25.83198],[-97.79552,25.8302],[-97.79553,25.82939],[-97.79594,25.82934],[-97.79595,25.82845],[-97.79596,25.8266],[-97.79596,25.82481],[-97.79597,25.823],[-97.79597,25.82115],[-97.79597,25.8194],[-97.79597,25.8176],[-97.79598,25.81581],[-97.79598,25.81398],[-97.79599,25.8121],[-97.796,25.81041],[-97.79599,25.80858],[-97.79604,25.80678],[-97.79599,25.80497],[-97.79599,25.80308],[-97.79599,25.80137],[-97.79599,25.79958],[-97.79599,25.79777],[-97.79601,25.79597],[-97.796,25.79416],[-97.796,25.79236],[-97.796,25.79056],[-97.796,25.78875],[-97.79601,25.78693],[-97.79602,25.78514],[-97.79602,25.78336],[-97.79602,25.78153],[-97.79602,25.77971],[-97.79603,25.77794],[-97.79604,25.77613],[-97.79604,25.77476],[-97.79604,25.77294],[-97.79604,25.77114],[-97.79604,25.76934],[-97.79604,25.76753],[-97.79604,25.76571],[-97.79604,25.76393],[-97.79606,25.7621],[-97.79605,25.76029],[-97.79605,25.75849],[-97.79605,25.75669],[-97.79606,25.75487],[-97.79609,25.75311],[-97.79607,25.75117],[-97.79608,25.74935],[-97.79721,25.74835],[-97.79918,25.74832],[-97.80118,25.74832],[-97.80318,25.74834],[-97.80519,25.74837],[-97.80697,25.74834],[-97.80873,25.74833],[-97.8105,25.74835],[-97.81229,25.74836],[-97.8123,25.74676],[-97.8123,25.74485],[-97.81232,25.74268],[-97.81232,25.74145],[-97.81233,25.74028],[-97.81234,25.73891],[-97.81238,25.73751],[-97.81311,25.73614],[-97.81382,25.73476],[-97.81382,25.73337],[-97.81384,25.7315],[-97.81387,25.72963],[-97.81387,25.72776],[-97.81388,25.72572],[-97.81389,25.72386],[-97.81389,25.72218],[-97.81389,25.72033],[-97.81389,25.71858],[-97.81388,25.71672],[-97.81387,25.71498],[-97.81389,25.71324],[-97.81389,25.71151],[-97.81387,25.70964],[-97.81388,25.70802],[-97.81385,25.70629],[-97.81332,25.70514],[-97.81273,25.70398],[-97.81275,25.70197],[-97.81275,25.70033],[-97.81275,25.69815],[-97.81276,25.69658],[-97.81276,25.6948],[-97.81277,25.69311],[-97.81272,25.69116],[-97.81273,25.68941],[-97.81272,25.68872],[-97.81409,25.68871],[-97.81566,25.68873],[-97.81565,25.68778],[-97.81565,25.68693],[-97.81565,25.68589],[-97.81566,25.68482],[-97.81566,25.68403],[-97.81566,25.6831],[-97.8155,25.6831],[-97.81542,25.68294],[-97.81542,25.68289]]}}
Línea 138.0 kV | LineString | 138.0 kV | 1 |  |  | CFE |  |  |  |  | OpenStreetMap | {"type":"Feature","properties":{},"geometry":{"type":"LineString","coordinates":[[-97.79627,25.88168],[-97.79578,25.88114],[-97.79587,25.88017],[-97.79589,25.8791],[-97.79589,25.87805],[-97.79589,25.87699],[-97.79589,25.87591],[-97.79589,25.87494],[-97.79584,25.8741],[-97.79584,25.87276],[-97.7959,25.87157],[-97.79589,25.87058],[-97.79591,25.86946],[-97.7959,25.86841],[-97.79589,25.86732],[-97.79591,25.86627],[-97.7959,25.86519],[-97.79591,25.8641],[-97.7959,25.86303],[-97.79591,25.86197],[-97.79591,25.86089],[-97.79591,25.85986],[-97.79591,25.85874],[-97.79591,25.85768],[-97.7959,25.8566],[-97.79592,25.85554],[-97.79592,25.85446],[-97.79593,25.85342],[-97.79592,25.85231],[-97.79592,25.85124],[-97.79592,25.85017],[-97.79591,25.8491],[-97.79592,25.84804],[-97.79592,25.84695],[-97.79592,25.84587],[-97.79593,25.84499],[-97.79593,25.84393],[-97.79593,25.84291],[-97.79593,25.84181],[-97.79593,25.8407],[-97.79593,25.83964],[-97.79594,25.83855],[-97.79594,25.83759],[-97.79593,25.83641],[-97.79593,25.83534],[-97.79594,25.83427],[-97.79594,25.8332],[-97.79595,25.83213],[-97.79594,25.83103],[-97.79595,25.83021],[-97.79594,25.82937],[-97.79559,25.82879],[-97.7956,25.82807],[-97.79559,25.82736],[-97.79559,25.82664],[-97.7956,25.82603],[-97.79561,25.82511],[-97.7956,25.82425],[-97.79561,25.82328],[-97.79561,25.82236],[-97.79561,25.82144],[-97.79561,25.82053],[-97.79561,25.81959],[-97.79561,25.81873],[-97.79561,25.81777],[-97.79561,25.81678],[-97.79561,25.81592],[-97.79561,25.815],[-97.79561,25.81409],[-97.79561,25.81317],[-97.79562,25.81226],[-97.79562,25.81133],[-97.79562,25.8104],[-97.79562,25.80951],[-97.79562,25.80856],[-97.79562,25.80777],[-97.79563,25.80677],[-97.79562,25.80583],[-97.79563,25.80492],[-97.79563,25.80397],[-97.79563,25.80308],[-97.79563,25.80219],[-97.79563,25.80124],[-97.79563,25.80032],[-97.79563,25.7994],[-97.79563,25.79848],[-97.79563,25.79756],[-97.79564,25.79665],[-97.79563,25.79572],[-97.79564,25.7948],[-97.79564,25.79391],[-97.79563,25.79297],[-97.79565,25.79205],[-97.79565,25.79114],[-97.79565,25.79021],[-97.79565,25.7893],[-97.79565,25.78837],[-97.79566,25.78746],[-97.79566,25.78657],[-97.79565,25.78562],[-97.79566,25.7847],[-97.79566,25.78379],[-97.79566,25.78287],[-97.79565,25.78198],[-97.79566,25.78102],[-97.79567,25.78016],[-97.79566,25.77919],[-97.79566,25.77826],[-97.79567,25.77734],[-97.79567,25.77643],[-97.79567,25.77554],[-97.79566,25.77485],[-97.79567,25.77386],[-97.79567,25.77282],[-97.79567,25.77189],[-97.79567,25.77105],[-97.79567,25.77001],[-97.79568,25.76909],[-97.79567,25.76817],[-97.79567,25.76726],[-97.79568,25.76634],[-97.79567,25.76541],[-97.79567,25.7645],[-97.79568,25.76358],[-97.79568,25.76266],[-97.79568,25.76174],[-97.79569,25.76083],[-97.79569,25.75991],[-97.79569,25.75899],[-97.79569,25.75807],[-97.7957,25.75715],[-97.79571,25.75614],[-97.7957,25.75516],[-97.79571,25.75421],[-97.79571,25.75322],[-97.79571,25.75225],[-97.79572,25.75128],[-97.79571,25.75031],[-97.79571,25.74935],[-97.79575,25.749],[-97.79597,25.74857],[-97.79627,25.74827],[-97.79661,25.74805],[-97.79744,25.74787],[-97.79852,25.74787],[-97.79957,25.74788],[-97.80062,25.74789],[-97.80167,25.74788],[-97.80271,25.74788],[-97.80374,25.74788],[-97.80481,25.74788],[-97.80587,25.74788],[-97.8069,25.74788],[-97.80796,25.74788],[-97.809,25.74788],[-97.81005,25.74788],[-97.81106,25.74787],[-97.81205,25.74789],[-97.81318,25.74787],[-97.81398,25.74786],[-97.81479,25.74758],[-97.81541,25.74696],[-97.81563,25.74597],[-97.81562,25.74499],[-97.81562,25.74402],[-97.81561,25.74305],[-97.8156,25.74208],[-97.81562,25.7411],[-97.81564,25.74013],[-97.81563,25.73916],[-97.81562,25.73819],[-97.81562,25.73717],[-97.81561,25.73623],[-97.81562,25.73527],[-97.81562,25.7343],[-97.81562,25.73334],[-97.81563,25.73237],[-97.81563,25.73139],[-97.81563,25.73044],[-97.81562,25.72944],[-97.81561,25.72848],[-97.81568,25.72755],[-97.81568,25.72658],[-97.81568,25.72564],[-97.81568,25.72473],[-97.81566,25.72382],[-97.81564,25.7229],[-97.81563,25.72209],[-97.81564,25.72111],[-97.81563,25.72027],[-97.81569,25.71937],[-97.81569,25.71834],[-97.81568,25.71745],[-97.81569,25.71651],[-97.8157,25.71563],[-97.8157,25.71474],[-97.81571,25.71381],[-97.8157,25.71233],[-97.81569,25.71158],[-97.81569,25.71067],[-97.81569,25.70971],[-97.81569,25.70876],[-97.81569,25.70781],[-97.81569,25.70689],[-97.81569,25.70598],[-97.81569,25.70504],[-97.81569,25.70414],[-97.81564,25.70318],[-97.81567,25.70229],[-97.81564,25.70129],[-97.81565,25.70031],[-97.81565,25.6994],[-97.81568,25.69844],[-97.81569,25.6975],[-97.81569,25.69652],[-97.81565,25.69556],[-97.81564,25.69466],[-97.81567,25.6936],[-97.81566,25.69251],[-97.81565,25.69161],[-97.81567,25.69067],[-97.81566,25.6898],[-97.81599,25.68913],[-97.81599,25.6881],[-97.81601,25.68707],[-97.816,25.68609],[-97.816,25.68501],[-97.81599,25.68392],[-97.816,25.68302],[-97.81562,25.68293],[-97.81553,25.68294],[-97.81554,25.68289]]}}
Línea 138.0 kV | LineString | 138.0 kV | 1 |  |  | CFE |  |  |  |  | OpenStreetMap | {"type":"Feature","properties":{},"geometry":{"type":"LineString","coordinates":[[-97.79401,25.88203],[-97.79627,25.88168]]}}
Línea 138.0 kV | LineString | 138.0 kV | 1 |  |  | CFE |  |  |  |  | OpenStreetMap | {"type":"Feature","properties":{},"geometry":{"type":"LineString","coordinates":[[-97.79401,25.88203],[-97.79658,25.88176]]}}
Línea 138.0 kV | LineString | 138.0 kV | 2 |  |  | CFE |  |  |  |  | OpenStreetMap | {"type":"Feature","properties":{},"geometry":{"type":"LineString","coordinates":[[-98.27198,26.04153],[-98.27516,26.04076],[-98.27834,26.03995],[-98.28065,26.03942],[-98.28332,26.03873]]}}
Línea 138.0 kV | LineString | 138.0 kV | 1 |  |  | CFE |  |  |  |  | OpenStreetMap | {"type":"Feature","properties":{},"geometry":{"type":"LineString","coordinates":[[-98.26958,26.0421],[-98.27198,26.04153]]}}
Línea 138.0 kV | LineString | 138.0 kV | 1 |  |  | CFE |  |  |  |  | OpenStreetMap | {"type":"Feature","properties":{},"geometry":{"type":"LineString","coordinates":[[-98.26958,26.0421],[-98.27026,26.042]]}}
Línea 138.0 kV | LineString | 138.0 kV | 2 |  |  | CFE |  |  |  |  | OpenStreetMap | {"type":"Feature","properties":{},"geometry":{"type":"LineString","coordinates":[[-98.27089,26.04427],[-98.27209,26.04355],[-98.27354,26.04266]]}}
Línea 138.0 kV | LineString | 138.0 kV |  |  |  | CFE |  |  |  |  | OpenStreetMap | {"type":"Feature","properties":{},"geometry":{"type":"LineString","coordinates":[[-98.27026,26.042],[-98.27058,26.04313],[-98.27083,26.04399],[-98.27089,26.04427]]}}
Línea 138.0 kV | LineString | 138.0 kV | 1 |  |  | CFE |  |  |  |  | OpenStreetMap | {"type":"Feature","properties":{},"geometry":{"type":"LineString","coordinates":[[-98.22964,26.04757],[-98.23197,26.04916]]}}
Línea 138.0 kV | LineString | 138.0 kV | 1 |  |  | CFE |  |  |  |  | OpenStreetMap | {"type":"Feature","properties":{},"geometry":{"type":"LineString","coordinates":[[-98.22964,26.04757],[-98.22996,26.04771]]}}
Línea 138.0 kV | LineString | 138.0 kV | 1 |  |  | CFE |  |  |  |  | OpenStreetMap | {"type":"Feature","properties":{},"geometry":{"type":"LineString","coordinates":[[-98.22996,26.04771],[-98.23197,26.04916]]}}
Línea 138.0 kV | LineString | 138.0 kV | 1 |  |  | CFE |  |  |  |  | OpenStreetMap | {"type":"Feature","properties":{},"geometry":{"type":"LineString","coordinates":[[-98.23097,26.04677],[-98.23117,26.04695]]}}
Línea 138.0 kV | LineString | 138.0 kV | 1 |  |  | CFE |  |  |  |  | OpenStreetMap | {"type":"Feature","properties":{},"geometry":{"type":"LineString","coordinates":[[-98.23097,26.04677],[-98.23104,26.04672],[-98.23124,26.04688]]}}
Línea 138.0 kV | LineString | 138.0 kV | 1 |  |  | CFE |  |  |  |  | OpenStreetMap | {"type":"Feature","properties":{},"geometry":{"type":"LineString","coordinates":[[-98.21795,26.01646],[-98.21782,26.01616],[-98.21769,26.01618]]}}
Línea 138.0 kV | LineString | 138.0 kV | 1 |  |  | CFE |  |  |  |  | OpenStreetMap | {"type":"Feature","properties":{},"geometry":{"type":"LineString","coordinates":[[-98.2183,26.01657],[-98.21829,26.01644],[-98.2182,26.01629]]}}
Línea 138.0 kV | LineString | 138.0 kV | 1 |  |  | CFE |  |  |  |  | OpenStreetMap | {"type":"Feature","properties":{},"geometry":{"type":"LineString","coordinates":[[-98.21795,26.01646],[-98.21784,26.01607],[-98.2177,26.01608]]}}
Línea 138.0 kV | LineString | 138.0 kV | 2 |  |  | CFE |  |  |  |  | OpenStreetMap | {"type":"Feature","properties":{},"geometry":{"type":"LineString","coordinates":[[-98.2183,26.01657],[-98.21822,26.01647],[-98.21795,26.01646]]}}
Línea 138.0 kV | LineString | 138.0 kV | 1 |  |  | CFE |  |  |  |  | OpenStreetMap | {"type":"Feature","properties":{},"geometry":{"type":"LineString","coordinates":[[-98.21832,26.01623],[-98.21825,26.01624]]}}
Línea 138.0 kV | LineString | 138.0 kV | 1 |  |  | CFE |  |  |  |  | OpenStreetMap | {"type":"Feature","properties":{},"geometry":{"type":"LineString","coordinates":[[-98.21859,26.03731],[-98.21859,26.03743]]}}
Línea 138.0 kV | LineString | 138.0 kV | 1 |  |  | CFE |  |  |  |  | OpenStreetMap | {"type":"Feature","properties":{},"geometry":{"type":"LineString","coordinates":[[-98.21859,26.03731],[-98.21874,26.03731],[-98.21875,26.03743]]}}
Línea 138.0 kV | LineString | 138.0 kV | 2 |  |  | CFE |  |  |  |  | OpenStreetMap | {"type":"Feature","properties":{},"geometry":{"type":"LineString","coordinates":[[-98.21827,26.0373],[-98.21859,26.03731]]}}
Línea 138.0 kV | LineString | 138.0 kV | 1 |  |  | CFE |  |  |  |  | OpenStreetMap | {"type":"Feature","properties":{},"geometry":{"type":"LineString","coordinates":[[-98.21821,26.03791],[-98.21822,26.03552]]}}
Línea 138.0 kV | LineString | 138.0 kV | 1 |  |  | CFE |  |  |  |  | OpenStreetMap | {"type":"Feature","properties":{},"geometry":{"type":"LineString","coordinates":[[-98.21827,26.0373],[-98.21822,26.03552]]}}
Línea 138.0 kV | LineString | 138.0 kV | 1 |  |  | CFE |  |  |  |  | OpenStreetMap | {"type":"Feature","properties":{},"geometry":{"type":"LineString","coordinates":[[-98.21821,26.03791],[-98.2182,26.03853]]}}
Línea 138.0 kV | LineString | 138.0 kV | 1 |  |  | CFE |  |  |  |  | OpenStreetMap | {"type":"Feature","properties":{},"geometry":{"type":"LineString","coordinates":[[-98.21827,26.0373],[-98.21828,26.03791],[-98.2182,26.03853]]}}
Línea 138.0 kV | LineString | 138.0 kV | 1 |  |  | CFE |  |  |  |  | OpenStreetMap | {"type":"Feature","properties":{},"geometry":{"type":"LineString","coordinates":[[-98.17828,26.01942],[-98.17853,26.01941],[-98.17852,26.01952]]}}
Línea 138.0 kV | LineString | 138.0 kV | 1 |  |  | CFE |  |  |  |  | OpenStreetMap | {"type":"Feature","properties":{},"geometry":{"type":"LineString","coordinates":[[-98.11706,25.97811],[-98.11905,25.97855]]}}
Línea 138.0 kV | LineString | 138.0 kV | 1 |  |  | CFE |  |  |  |  | OpenStreetMap | {"type":"Feature","properties":{},"geometry":{"type":"LineString","coordinates":[[-98.26142,26.06981],[-98.26209,26.06935],[-98.26227,26.06851],[-98.26247,26.0676],[-98.26265,26.06682],[-98.2634,26.06692],[-98.26419,26.06703],[-98.26519,26.06694],[-98.26528,26.06694],[-98.26527,26.06681]]}}
Línea 138.0 kV | LineString | 138.0 kV | 2 |  |  | CFE |  |  |  |  | OpenStreetMap | {"type":"Feature","properties":{},"geometry":{"type":"LineString","coordinates":[[-98.11905,25.97855],[-98.12093,25.97893],[-98.12279,25.97931],[-98.12458,25.97835],[-98.12595,25.97763],[-98.12687,25.97714],[-98.12733,25.97726],[-98.12769,25.97738],[-98.12856,25.97768],[-98.13219,25.97882],[-98.13648,25.98014],[-98.14062,25.98141],[-98.14511,25.98281],[-98.14948,25.98414],[-98.15368,25.98545],[-98.1575,25.98662],[-98.16129,25.9878],[-98.16519,25.989],[-98.16865,25.99006],[-98.1688,25.99209],[-98.16899,25.99496],[-98.17262,25.99497],[-98.17681,25.99498],[-98.18043,25.99497],[-98.18464,25.99497],[-98.18844,25.99497],[-98.18845,25.99725]]}}
Línea 138.0 kV | LineString | 138.0 kV | 2 |  |  | CFE |  |  |  |  | OpenStreetMap | {"type":"Feature","properties":{},"geometry":{"type":"LineString","coordinates":[[-98.18845,25.99725],[-98.18907,25.99728],[-98.18994,25.99755],[-98.18989,25.99708]]}}
Línea 138.0 kV | LineString | 138.0 kV | 1 |  |  | CFE |  |  |  |  | OpenStreetMap | {"type":"Feature","properties":{},"geometry":{"type":"LineString","coordinates":[[-98.11706,25.97811],[-98.11884,25.97854]]}}
Línea 138.0 kV | LineString | 138.0 kV | 1 |  |  | CFE |  |  |  |  | OpenStreetMap | {"type":"Feature","properties":{},"geometry":{"type":"LineString","coordinates":[[-98.28894,26.0938],[-98.28888,26.09409],[-98.28917,26.09424],[-98.2887,26.09478],[-98.28782,26.09572],[-98.28694,26.09665],[-98.28627,26.09729],[-98.28558,26.09792],[-98.28477,26.09865],[-98.28396,26.09938],[-98.28332,26.09945],[-98.28215,26.09931],[-98.28097,26.09916],[-98.28035,26.09899],[-98.27923,26.09843],[-98.27811,26.09785],[-98.27697,26.09728],[-98.27583,26.09671],[-98.27471,26.09614],[-98.27358,26.09556],[-98.27253,26.09502],[-98.27191,26.09454],[-98.2715,26.09415],[-98.27062,26.09359],[-98.27049,26.09247],[-98.26981,26.0916],[-98.26913,26.09073],[-98.26841,26.0898],[-98.26777,26.089],[-98.26704,26.08809],[-98.26657,26.08699],[-98.26625,26.08646],[-98.26556,26.08545],[-98.26571,26.08474],[-98.26646,26.08407],[-98.26727,26.08343],[-98.26811,26.08301],[-98.26874,26.08226],[-98.26937,26.0815],[-98.26991,26.08033],[-98.2691,26.07938],[-98.26828,26.07843],[-98.26745,26.07747],[-98.26664,26.07653],[-98.26581,26.07558],[-98.26492,26.07496],[-98.26405,26.07437],[-98.26317,26.07376],[-98.26228,26.07313],[-98.26203,26.07235],[-98.26215,26.07151],[-98.2631,26.07065],[-98.26368,26.06996],[-98.26441,26.06916],[-98.26519,26.06819],[-98.2659,26.06739],[-98.26571,26.06704]]}}
Línea 138.0 kV | LineString | 138.0 kV | 2 |  |  | CFE |  |  |  |  | OpenStreetMap | {"type":"Feature","properties":{},"geometry":{"type":"LineString","coordinates":[[-98.27089,26.04427],[-98.2698,26.04495],[-98.26878,26.04571],[-98.26856,26.04591],[-98.26792,26.04652],[-98.26704,26.04735],[-98.26615,26.04817],[-98.26526,26.049],[-98.26437,26.04983],[-98.26347,26.05065],[-98.26258,26.05148],[-98.26188,26.05243],[-98.26168,26.05357],[-98.26152,26.0547],[-98.26136,26.05585],[-98.26115,26.05724],[-98.26071,26.0577]]}}
Línea 138.0 kV | LineString | 138.0 kV | 2 |  |  | CFE |  |  |  |  | OpenStreetMap | {"type":"Feature","properties":{},"geometry":{"type":"LineString","coordinates":[[-98.26571,26.06704],[-98.26544,26.06693],[-98.26543,26.06681]]}}
Línea 138.0 kV | LineString | 138.0 kV | 1 |  |  | CFE |  |  |  |  | OpenStreetMap | {"type":"Feature","properties":{},"geometry":{"type":"LineString","coordinates":[[-98.26142,26.06981],[-98.26225,26.06938],[-98.26334,26.0693],[-98.26347,26.06847],[-98.26396,26.06767],[-98.26492,26.0674],[-98.26548,26.06723],[-98.26571,26.06704]]}}
Línea 138.0 kV | LineString | 138.0 kV | 1 |  |  | CFE |  |  |  |  | OpenStreetMap | {"type":"Feature","properties":{},"geometry":{"type":"LineString","coordinates":[[-98.11884,25.97854],[-98.11901,25.97868]]}}
Línea 138.0 kV | LineString | 138.0 kV | 1 |  |  | CFE |  |  |  |  | OpenStreetMap | {"type":"Feature","properties":{},"geometry":{"type":"LineString","coordinates":[[-98.11884,25.97854],[-98.11884,25.97875],[-98.11902,25.97878]]}}
Línea 138.0 kV | LineString | 138.0 kV | 1 |  |  | CFE |  |  |  |  | OpenStreetMap | {"type":"Feature","properties":{},"geometry":{"type":"LineString","coordinates":[[-98.11884,25.97854],[-98.11905,25.97855]]}}
Línea 138.0 kV | LineString | 138.0 kV | 1 |  |  | CFE |  |  |  |  | OpenStreetMap | {"type":"Feature","properties":{},"geometry":{"type":"LineString","coordinates":[[-98.17827,26.01953],[-98.17852,26.01952]]}}
Línea 138.0 kV | LineString | 138.0 kV | 2 |  |  | CFE |  |  |  |  | OpenStreetMap | {"type":"Feature","properties":{},"geometry":{"type":"LineString","coordinates":[[-98.28315,26.03808],[-98.28348,26.03832]]}}
Línea 138.0 kV | LineString | 138.0 kV | 1 |  |  | CFE |  |  |  |  | OpenStreetMap | {"type":"Feature","properties":{},"geometry":{"type":"LineString","coordinates":[[-98.45946,25.89937],[-98.45899,25.89887],[-98.45875,25.89889]]}}
Línea 138.0 kV | LineString | 138.0 kV | 1 |  |  | CFE |  |  |  |  | OpenStreetMap | {"type":"Feature","properties":{},"geometry":{"type":"LineString","coordinates":[[-98.20467,25.92795],[-98.20484,25.92813],[-98.20471,25.9285],[-98.20556,25.92935],[-98.20649,25.93028],[-98.20741,25.9312],[-98.20833,25.93207],[-98.20921,25.93294],[-98.21015,25.93388],[-98.21103,25.93474],[-98.21196,25.93565],[-98.21283,25.9365],[-98.2134,25.93761],[-98.21395,25.93862],[-98.21447,25.93964],[-98.21503,25.94069],[-98.21549,25.94124],[-98.21615,25.94144],[-98.21755,25.94134],[-98.21836,25.94157],[-98.21884,25.94203],[-98.21962,25.94318],[-98.22038,25.94433],[-98.22119,25.94554],[-98.222,25.94675],[-98.22294,25.94637],[-98.22411,25.94588],[-98.2253,25.94538],[-98.22647,25.94491],[-98.22761,25.94441],[-98.22881,25.94394],[-98.23001,25.94346],[-98.2312,25.94297],[-98.23261,25.94254],[-98.23402,25.94225],[-98.2354,25.94212],[-98.23674,25.94203],[-98.23809,25.94193],[-98.23941,25.94182],[-98.24078,25.94171],[-98.24217,25.94161],[-98.24355,25.94151],[-98.24485,25.9414],[-98.24594,25.9412],[-98.24663,25.94094],[-98.24703,25.94074],[-98.24741,25.94051],[-98.24779,25.94022],[-98.24817,25.93987],[-98.24849,25.93957],[-98.24941,25.93858],[-98.25037,25.93754],[-98.25127,25.93658],[-98.2522,25.93559],[-98.25293,25.93486],[-98.2543,25.93387],[-98.25562,25.93319],[-98.25623,25.93351],[-98.2575,25.9331],[-98.25875,25.9327],[-98.25985,25.93237],[-98.26097,25.93202],[-98.26226,25.9316],[-98.26343,25.93124],[-98.26483,25.93079],[-98.26625,25.93038],[-98.26705,25.9303],[-98.26784,25.93047],[-98.26858,25.9309],[-98.26911,25.93155],[-98.26968,25.93186],[-98.26979,25.93327],[-98.26993,25.93464],[-98.27004,25.9358],[-98.27016,25.93697],[-98.27025,25.93813],[-98.27038,25.9393],[-98.27052,25.94048],[-98.2706,25.94178],[-98.27071,25.94299],[-98.27083,25.94421],[-98.27094,25.94542],[-98.27105,25.94663],[-98.27117,25.94786],[-98.27127,25.94907],[-98.2714,25.95047],[-98.27152,25.95169],[-98.27162,25.95281],[-98.27175,25.95398],[-98.27185,25.95515],[-98.27196,25.95632],[-98.27207,25.95749],[-98.27218,25.95867],[-98.2723,25.95983],[-98.27242,25.96112],[-98.27255,25.96242],[-98.27263,25.96333],[-98.27275,25.9645],[-98.27286,25.96566],[-98.27298,25.96684],[-98.2731,25.968],[-98.27319,25.96919],[-98.2733,25.97036],[-98.27341,25.97152],[-98.27353,25.97268],[-98.27364,25.97386],[-98.27375,25.97504],[-98.27385,25.97609],[-98.27405,25.97663],[-98.27409,25.97738],[-98.2748,25.97732],[-98.27482,25.97743]]}}
Línea 138.0 kV | LineString | 138.0 kV | 1 |  |  | CFE |  |  |  |  | OpenStreetMap | {"type":"Feature","properties":{},"geometry":{"type":"LineString","coordinates":[[-98.32943,26.10764],[-98.32932,26.10773],[-98.32913,26.10794],[-98.32852,26.10858],[-98.32774,26.10924],[-98.32753,26.10939]]}}
Línea 138.0 kV | LineString | 138.0 kV |  |  |  | CFE |  |  |  |  | OpenStreetMap | {"type":"Feature","properties":{},"geometry":{"type":"LineString","coordinates":[[-98.34523,26.13059],[-98.34482,26.13024]]}}
Línea 138.0 kV | LineString | 138.0 kV | 1 |  |  | CFE |  |  |  |  | OpenStreetMap | {"type":"Feature","properties":{},"geometry":{"type":"LineString","coordinates":[[-98.31277,26.08295],[-98.31158,26.08119],[-98.31127,26.0805]]}}
Línea 138.0 kV | LineString | 138.0 kV | 1 |  |  | CFE |  |  |  |  | OpenStreetMap | {"type":"Feature","properties":{},"geometry":{"type":"LineString","coordinates":[[-98.3125,26.08291],[-98.31206,26.082],[-98.31158,26.08119],[-98.31121,26.08053]]}}
Línea 138.0 kV | LineString | 138.0 kV |  |  |  | CFE |  |  |  |  | OpenStreetMap | {"type":"Feature","properties":{},"geometry":{"type":"LineString","coordinates":[[-98.34482,26.13024],[-98.34411,26.12919],[-98.3434,26.12813],[-98.34269,26.12708],[-98.34198,26.12604],[-98.34126,26.125],[-98.34055,26.12395],[-98.33982,26.1229],[-98.33911,26.12185],[-98.3384,26.1208],[-98.33768,26.11975],[-98.33699,26.11874],[-98.33627,26.11768],[-98.33554,26.11661],[-98.33484,26.11559],[-98.33412,26.11453],[-98.33377,26.11401],[-98.33331,26.11336],[-98.3327,26.11242],[-98.33209,26.11155],[-98.33154,26.11073],[-98.33083,26.10969],[-98.32943,26.10764],[-98.32802,26.10556],[-98.32728,26.10448],[-98.32674,26.1037],[-98.32655,26.10343],[-98.32578,26.1024],[-98.32499,26.10139],[-98.32425,26.10029],[-98.32355,26.09928],[-98.32291,26.09819],[-98.32221,26.09717],[-98.32152,26.09615],[-98.32083,26.09513],[-98.32013,26.09411],[-98.31944,26.09309],[-98.31874,26.09207],[-98.31806,26.09106],[-98.31737,26.09006],[-98.31666,26.08902],[-98.31597,26.08801],[-98.31529,26.08697],[-98.3146,26.08597],[-98.31389,26.08494],[-98.31319,26.08393],[-98.3125,26.08291]]}}
Línea 138.0 kV | LineString | 138.0 kV | 1 |  |  | CFE |  |  |  |  | OpenStreetMap | {"type":"Feature","properties":{},"geometry":{"type":"LineString","coordinates":[[-98.31277,26.08295],[-98.31223,26.08197],[-98.31183,26.08131],[-98.31153,26.08084],[-98.31134,26.08047]]}}
Línea 138.0 kV | LineString | 138.0 kV | 1 |  |  | CFE |  |  |  |  | OpenStreetMap | {"type":"Feature","properties":{},"geometry":{"type":"LineString","coordinates":[[-98.34579,26.13144],[-98.34529,26.13074],[-98.34518,26.13084]]}}
Línea 138.0 kV | LineString | 138.0 kV | 1 |  |  | CFE |  |  |  |  | OpenStreetMap | {"type":"Feature","properties":{},"geometry":{"type":"LineString","coordinates":[[-98.34579,26.13144],[-98.34523,26.13059]]}}
Línea 138.0 kV | LineString | 138.0 kV | 2 |  |  | CFE |  |  |  |  | OpenStreetMap | {"type":"Feature","properties":{},"geometry":{"type":"LineString","coordinates":[[-98.32081,26.07481],[-98.32008,26.07488]]}}
Línea 138.0 kV | LineString | 138.0 kV | 2 |  |  | CFE |  |  |  |  | OpenStreetMap | {"type":"Feature","properties":{},"geometry":{"type":"LineString","coordinates":[[-98.32081,26.07481],[-98.31996,26.07496]]}}
Línea 138.0 kV | LineString | 138.0 kV | 1 |  |  | CFE |  |  |  |  | OpenStreetMap | {"type":"Feature","properties":{},"geometry":{"type":"LineString","coordinates":[[-98.36271,26.07625],[-98.36252,26.07619]]}}
Línea 138.0 kV | LineString | 138.0 kV | 1 |  |  | CFE |  |  |  |  | OpenStreetMap | {"type":"Feature","properties":{},"geometry":{"type":"LineString","coordinates":[[-98.36252,26.07619],[-98.36259,26.07599]]}}
Línea 138.0 kV | LineString | 138.0 kV | 1 |  |  | CFE |  |  |  |  | OpenStreetMap | {"type":"Feature","properties":{},"geometry":{"type":"LineString","coordinates":[[-98.36271,26.07625],[-98.36282,26.07606]]}}
Línea 138.0 kV | LineString | 138.0 kV | 2 |  |  | CFE |  |  |  |  | OpenStreetMap | {"type":"Feature","properties":{},"geometry":{"type":"LineString","coordinates":[[-98.36252,26.07619],[-98.36102,26.07573],[-98.36084,26.07449],[-98.36062,26.07306],[-98.36045,26.07184],[-98.36022,26.07037],[-98.36003,26.06912],[-98.35996,26.06868],[-98.35984,26.06787],[-98.35972,26.0671],[-98.35963,26.06644],[-98.35943,26.0652],[-98.35924,26.06394],[-98.35903,26.06249],[-98.35884,26.06123],[-98.35864,26.05987],[-98.35895,26.05916],[-98.35838,26.05792],[-98.35778,26.05668],[-98.35717,26.05544],[-98.35659,26.05419],[-98.35595,26.05283],[-98.35527,26.05135],[-98.35545,26.04988],[-98.35498,26.04982]]}}
Línea 138.0 kV | LineString | 138.0 kV | 1 |  |  | CFE |  |  |  |  | OpenStreetMap | {"type":"Feature","properties":{},"geometry":{"type":"LineString","coordinates":[[-98.36544,26.03207],[-98.36564,26.03242]]}}
Línea 138.0 kV | LineString | 138.0 kV | 1 |  |  | CFE |  |  |  |  | OpenStreetMap | {"type":"Feature","properties":{},"geometry":{"type":"LineString","coordinates":[[-98.36544,26.03207],[-98.36543,26.03244]]}}
Línea 138.0 kV | LineString | 138.0 kV | 1 |  |  | CFE |  |  |  |  | OpenStreetMap | {"type":"Feature","properties":{},"geometry":{"type":"LineString","coordinates":[[-98.36571,26.03817],[-98.36606,26.03814],[-98.36719,26.03802],[-98.36834,26.03788],[-98.36837,26.03807]]}}
Línea 138.0 kV | LineString | 138.0 kV | 1 |  |  | CFE |  |  |  |  | OpenStreetMap | {"type":"Feature","properties":{},"geometry":{"type":"LineString","coordinates":[[-98.36646,26.04361],[-98.36659,26.04457],[-98.36673,26.04554],[-98.36688,26.0465],[-98.36698,26.04734],[-98.3671,26.0482],[-98.36721,26.04891],[-98.3673,26.04962],[-98.36849,26.04949],[-98.36963,26.04937],[-98.3709,26.04922],[-98.37225,26.04907],[-98.37288,26.05026],[-98.37247,26.05037]]}}
Línea 138.0 kV | LineString | 138.0 kV | 2 |  |  | CFE |  |  |  |  | OpenStreetMap | {"type":"Feature","properties":{},"geometry":{"type":"LineString","coordinates":[[-98.36646,26.04361],[-98.36633,26.04259],[-98.36616,26.04144],[-98.366,26.04032],[-98.36585,26.0392],[-98.36571,26.03817],[-98.36554,26.03698],[-98.36542,26.03597],[-98.36519,26.0345],[-98.36504,26.03327],[-98.36485,26.03214],[-98.36544,26.03207]]}}
Línea 138.0 kV | LineString | 138.0 kV | 2 |  |  | CFE |  |  |  |  | OpenStreetMap | {"type":"Feature","properties":{},"geometry":{"type":"LineString","coordinates":[[-98.35993,26.04457],[-98.35991,26.04435],[-98.36121,26.0442],[-98.36253,26.04406],[-98.36385,26.0439],[-98.36516,26.04375],[-98.36646,26.04361]]}}
Línea 138.0 kV | LineString | 138.0 kV | 2 |  |  | CFE |  |  |  |  | OpenStreetMap | {"type":"Feature","properties":{},"geometry":{"type":"LineString","coordinates":[[-98.35993,26.04457],[-98.36,26.04503]]}}
Línea 138.0 kV | LineString | 138.0 kV | 1 |  |  | CFE |  |  |  |  | OpenStreetMap | {"type":"Feature","properties":{},"geometry":{"type":"LineString","coordinates":[[-98.36,26.04503],[-98.35983,26.04516]]}}
Línea 138.0 kV | LineString | 138.0 kV | 1 |  |  | CFE |  |  |  |  | OpenStreetMap | {"type":"Feature","properties":{},"geometry":{"type":"LineString","coordinates":[[-98.36,26.04503],[-98.35981,26.04498]]}}
Línea 138.0 kV | LineString | 138.0 kV | 2 |  |  | CFE |  |  |  |  | OpenStreetMap | {"type":"Feature","properties":{},"geometry":{"type":"LineString","coordinates":[[-98.35553,26.04908],[-98.3557,26.04802],[-98.35586,26.04701],[-98.35602,26.046],[-98.35617,26.04499],[-98.35744,26.04485],[-98.35869,26.04471],[-98.35993,26.04457]]}}
Línea 138.0 kV | LineString | 138.0 kV | 2 |  |  | CFE |  |  |  |  | OpenStreetMap | {"type":"Feature","properties":{},"geometry":{"type":"LineString","coordinates":[[-98.35553,26.04908],[-98.35545,26.04901]]}}
Línea 138.0 kV | LineString | 138.0 kV | 2 |  |  | CFE |  |  |  |  | OpenStreetMap | {"type":"Feature","properties":{},"geometry":{"type":"LineString","coordinates":[[-98.32859,26.04642],[-98.32865,26.04601]]}}
Línea 138.0 kV | LineString | 138.0 kV | 1 |  |  | CFE |  |  |  |  | OpenStreetMap | {"type":"Feature","properties":{},"geometry":{"type":"LineString","coordinates":[[-98.32865,26.04601],[-98.32852,26.046]]}}
Línea 138.0 kV | LineString | 138.0 kV | 1 |  |  | CFE |  |  |  |  | OpenStreetMap | {"type":"Feature","properties":{},"geometry":{"type":"LineString","coordinates":[[-98.32859,26.04642],[-98.32895,26.04648]]}}
Línea 138.0 kV | LineString | 138.0 kV | 2 |  |  | CFE |  |  |  |  | OpenStreetMap | {"type":"Feature","properties":{},"geometry":{"type":"LineString","coordinates":[[-98.32895,26.04648],[-98.33027,26.04662],[-98.33155,26.04674],[-98.33286,26.04686],[-98.33429,26.047],[-98.33573,26.04714],[-98.33716,26.04728],[-98.33859,26.04743],[-98.34002,26.04756],[-98.34145,26.04769],[-98.34288,26.04784],[-98.34429,26.04798],[-98.34574,26.04812],[-98.34718,26.04826],[-98.34863,26.0484],[-98.35007,26.04854],[-98.35151,26.04869],[-98.35284,26.04882],[-98.35419,26.04895],[-98.35553,26.04908]]}}
Línea 138.0 kV | LineString | 138.0 kV | 1 |  |  | CFE |  |  |  |  | OpenStreetMap | {"type":"Feature","properties":{},"geometry":{"type":"LineString","coordinates":[[-98.32762,26.04635],[-98.32859,26.04642]]}}
Línea 138.0 kV | LineString | 138.0 kV | 1 |  |  | CFE |  |  |  |  | OpenStreetMap | {"type":"Feature","properties":{},"geometry":{"type":"LineString","coordinates":[[-98.32865,26.04601],[-98.32866,26.0459],[-98.32853,26.04588]]}}
Línea 138.0 kV | LineString | 138.0 kV | 1 |  |  | CFE |  |  |  |  | OpenStreetMap | {"type":"Feature","properties":{},"geometry":{"type":"LineString","coordinates":[[-98.32762,26.04635],[-98.32895,26.04648]]}}
Línea 138.0 kV | LineString | 138.0 kV | 2 |  |  | CFE |  |  |  |  | OpenStreetMap | {"type":"Feature","properties":{},"geometry":{"type":"LineString","coordinates":[[-98.28361,26.0384],[-98.28379,26.03852],[-98.28377,26.03893],[-98.28459,26.03946],[-98.28578,26.04024],[-98.28695,26.04095],[-98.28807,26.04168],[-98.28924,26.04243],[-98.29045,26.04271],[-98.29171,26.04284],[-98.29305,26.04297],[-98.29441,26.0431],[-98.29577,26.04324],[-98.29711,26.04337],[-98.29847,26.0435],[-98.29985,26.04363],[-98.3011,26.04376],[-98.3025,26.04389],[-98.30392,26.04403],[-98.30521,26.04416],[-98.30655,26.04429],[-98.30787,26.04442],[-98.30918,26.04455],[-98.3105,26.04468],[-98.31186,26.04482],[-98.31316,26.04494],[-98.31449,26.04507],[-98.3158,26.0452],[-98.31712,26.04533],[-98.31845,26.04546],[-98.31978,26.04558],[-98.32111,26.04572],[-98.32241,26.04585],[-98.32372,26.04597],[-98.32503,26.0461],[-98.3263,26.04622],[-98.32762,26.04635]]}}
Línea 138.0 kV | LineString | 138.0 kV | 1 |  |  | CFE |  |  |  |  | OpenStreetMap | {"type":"Feature","properties":{},"geometry":{"type":"LineString","coordinates":[[-98.29689,26.061],[-98.29687,26.06118]]}}
Línea 138.0 kV | LineString | 138.0 kV | 1 |  |  | CFE |  |  |  |  | OpenStreetMap | {"type":"Feature","properties":{},"geometry":{"type":"LineString","coordinates":[[-98.29689,26.061],[-98.29673,26.06098],[-98.29669,26.06117]]}}
Línea 138.0 kV | LineString | 138.0 kV | 1 |  |  | CFE |  |  |  |  | OpenStreetMap | {"type":"Feature","properties":{},"geometry":{"type":"LineString","coordinates":[[-98.30078,26.05454],[-98.30217,26.05579]]}}
Línea 138.0 kV | LineString | 138.0 kV | 1 |  |  | CFE |  |  |  |  | OpenStreetMap | {"type":"Feature","properties":{},"geometry":{"type":"LineString","coordinates":[[-98.30003,26.05386],[-98.30217,26.05579]]}}
Línea 138.0 kV | LineString | 138.0 kV | 2 |  |  | CFE |  |  |  |  | OpenStreetMap | {"type":"Feature","properties":{},"geometry":{"type":"LineString","coordinates":[[-98.30078,26.05454],[-98.3008,26.05497],[-98.30067,26.05625],[-98.30059,26.05712],[-98.30062,26.05819],[-98.30031,26.05948],[-98.30014,26.0606],[-98.30002,26.06138],[-98.29909,26.06126],[-98.29795,26.06113],[-98.29689,26.061]]}}
Línea 138.0 kV | LineString | 138.0 kV | 1 |  |  | CFE |  |  |  |  | OpenStreetMap | {"type":"Feature","properties":{},"geometry":{"type":"LineString","coordinates":[[-98.30003,26.05386],[-98.30078,26.05454]]}}
Línea 138.0 kV | LineString | 138.0 kV | 2 |  |  | CFE |  |  |  |  | OpenStreetMap | {"type":"Feature","properties":{},"geometry":{"type":"LineString","coordinates":[[-98.28332,26.03873],[-98.28594,26.04048],[-98.2884,26.04206],[-98.28948,26.04436],[-98.29166,26.04631],[-98.29365,26.04811],[-98.296,26.05022],[-98.29799,26.05201],[-98.30003,26.05386]]}}
Línea 138.0 kV | LineString | 138.0 kV | 1 |  |  | CFE |  |  |  |  | OpenStreetMap | {"type":"Feature","properties":{},"geometry":{"type":"LineString","coordinates":[[-98.27635,26.00685],[-98.27643,26.00773]]}}
Línea 138.0 kV | LineString | 138.0 kV | 2 |  |  | CFE |  |  |  |  | OpenStreetMap | {"type":"Feature","properties":{},"geometry":{"type":"LineString","coordinates":[[-98.275,25.9779],[-98.27503,25.97825],[-98.27509,25.97879],[-98.27475,25.97914],[-98.27386,25.98019],[-98.27394,25.98116],[-98.27404,25.98213],[-98.27413,25.98312],[-98.27423,25.9841],[-98.27431,25.98506],[-98.27439,25.98599],[-98.27448,25.98692],[-98.27455,25.98763],[-98.27465,25.98855],[-98.27473,25.98946],[-98.27482,25.99036],[-98.2749,25.99127],[-98.27497,25.99218],[-98.27505,25.99308],[-98.27514,25.99399],[-98.27524,25.99486],[-98.27532,25.99577],[-98.27541,25.99676],[-98.2755,25.99767],[-98.27559,25.99876],[-98.27571,26.00003],[-98.27582,26.00129],[-98.27592,26.00227],[-98.27601,26.00319],[-98.27608,26.00408],[-98.27618,26.00503],[-98.27626,26.00593],[-98.27635,26.00685]]}}
Línea 138.0 kV | LineString | 138.0 kV | 1 |  |  | CFE |  |  |  |  | OpenStreetMap | {"type":"Feature","properties":{},"geometry":{"type":"LineString","coordinates":[[-98.27634,26.00717],[-98.27643,26.00773]]}}
Línea 138.0 kV | LineString | 138.0 kV | 1 |  |  | CFE |  |  |  |  | OpenStreetMap | {"type":"Feature","properties":{},"geometry":{"type":"LineString","coordinates":[[-98.27635,26.00685],[-98.27634,26.00717]]}}
Línea 138.0 kV | LineString | 138.0 kV | 2 |  |  | CFE |  |  |  |  | OpenStreetMap | {"type":"Feature","properties":{},"geometry":{"type":"LineString","coordinates":[[-98.27634,26.00717],[-98.27604,26.00719],[-98.27603,26.00705]]}}
Línea 138.0 kV | LineString | 138.0 kV | 2 |  |  | CFE |  |  |  |  | OpenStreetMap | {"type":"Feature","properties":{},"geometry":{"type":"LineString","coordinates":[[-98.28318,26.03868],[-98.28343,26.0386]]}}
Línea 138.0 kV | LineString | 138.0 kV | 1 |  |  | CFE |  |  |  |  | OpenStreetMap | {"type":"Feature","properties":{},"geometry":{"type":"LineString","coordinates":[[-98.31087,26.08047],[-98.31077,26.08035],[-98.31008,26.08067],[-98.30909,26.08179],[-98.3082,26.08238],[-98.30738,26.08295],[-98.30661,26.08346],[-98.30571,26.08408],[-98.30488,26.08463],[-98.30374,26.08506],[-98.30267,26.08547],[-98.30181,26.08579],[-98.30077,26.08619],[-98.29966,26.08662],[-98.29859,26.08703],[-98.29751,26.08744],[-98.29644,26.08785],[-98.29536,26.08827],[-98.2944,26.08864],[-98.2933,26.08909],[-98.29234,26.08947],[-98.29117,26.08994],[-98.29074,26.0908],[-98.29021,26.09184],[-98.28973,26.0928],[-98.28936,26.09349],[-98.28914,26.09349],[-98.2891,26.09365]]}}
Línea 138.0 kV | LineString | 138.0 kV | 1 |  |  | CFE |  |  |  |  | OpenStreetMap | {"type":"Feature","properties":{},"geometry":{"type":"LineString","coordinates":[[-98.27161,26.07993],[-98.27086,26.07903],[-98.27,26.07806],[-98.26938,26.07729],[-98.26828,26.07604],[-98.26764,26.07536],[-98.26705,26.07473],[-98.26585,26.07391],[-98.26446,26.07295],[-98.26376,26.07246],[-98.26284,26.07183],[-98.26304,26.07111],[-98.26313,26.07099]]}}
Línea 138.0 kV | LineString | 138.0 kV | 1 |  |  | CFE |  |  |  |  | OpenStreetMap | {"type":"Feature","properties":{},"geometry":{"type":"LineString","coordinates":[[-99.64562,27.47479],[-99.64542,27.47489]]}}
Línea 138.0 kV | LineString | 138.0 kV | 1 |  |  | CFE |  |  |  |  | OpenStreetMap | {"type":"Feature","properties":{},"geometry":{"type":"LineString","coordinates":[[-99.64538,27.47456],[-99.64542,27.47489]]}}
Línea 138.0 kV | LineString | 138.0 kV | 2 |  |  | CFE |  |  |  |  | OpenStreetMap | {"type":"Feature","properties":{},"geometry":{"type":"LineString","coordinates":[[-99.64542,27.47489],[-99.6452,27.47545],[-99.64328,27.47597],[-99.64134,27.47651],[-99.63939,27.47705],[-99.63747,27.47759],[-99.63565,27.47808],[-99.63381,27.47859],[-99.63198,27.4791],[-99.63005,27.47965]]}}
Línea 138.0 kV | LineString | 138.0 kV | 1 |  |  | CFE |  |  |  |  | OpenStreetMap | {"type":"Feature","properties":{},"geometry":{"type":"LineString","coordinates":[[-99.63005,27.47965],[-99.6299,27.48007],[-99.62959,27.48112],[-99.6294,27.48182],[-99.62868,27.48222],[-99.62834,27.48342],[-99.62798,27.48462],[-99.62763,27.48581],[-99.62728,27.48701],[-99.62692,27.48821],[-99.62656,27.4894],[-99.62621,27.49059],[-99.62586,27.4918],[-99.62551,27.493],[-99.62513,27.49423],[-99.62482,27.49538],[-99.62445,27.49658],[-99.6241,27.49778],[-99.62374,27.49897],[-99.62338,27.50017],[-99.62303,27.50137],[-99.62268,27.50257],[-99.62233,27.50377],[-99.622,27.50489],[-99.62162,27.50616],[-99.62126,27.50736],[-99.62091,27.50856],[-99.62056,27.50977],[-99.6202,27.51097],[-99.61984,27.51215],[-99.61948,27.51335],[-99.61913,27.51455],[-99.61877,27.51574],[-99.61842,27.51695],[-99.61806,27.51814],[-99.6177,27.51933],[-99.61736,27.52051],[-99.617,27.52169],[-99.61677,27.52258],[-99.6165,27.52342],[-99.61619,27.52449],[-99.61583,27.52571],[-99.61547,27.52693],[-99.61511,27.52814],[-99.61475,27.52936],[-99.61439,27.53057],[-99.61403,27.53178],[-99.61367,27.533],[-99.61331,27.53421],[-99.61295,27.53542],[-99.61258,27.53663],[-99.61223,27.53786],[-99.61188,27.53909],[-99.61151,27.54029],[-99.61115,27.5415],[-99.61079,27.54272],[-99.61043,27.54393],[-99.61007,27.54514],[-99.60972,27.54636],[-99.60936,27.54757],[-99.609,27.54879],[-99.60864,27.55001],[-99.60828,27.55123],[-99.60791,27.55243],[-99.60762,27.55325],[-99.60724,27.55404],[-99.60679,27.55478],[-99.60627,27.5555],[-99.60568,27.55618],[-99.60502,27.5568],[-99.60432,27.5574],[-99.60356,27.55792],[-99.60242,27.55867],[-99.60129,27.55942],[-99.60014,27.56017],[-99.59901,27.56092],[-99.59787,27.56168],[-99.59673,27.56243],[-99.59557,27.56318],[-99.59464,27.56381],[-99.59348,27.56457],[-99.59234,27.56533],[-99.59241,27.5659],[-99.59188,27.56657],[-99.59169,27.56759],[-99.59154,27.56862],[-99.59148,27.56994],[-99.5918,27.5707],[-99.59242,27.5713],[-99.59325,27.57166],[-99.59405,27.57168],[-99.59503,27.57166],[-99.59602,27.57164],[-99.597,27.57163],[-99.59798,27.5716],[-99.59899,27.57158],[-99.6,27.57155],[-99.60102,27.57153],[-99.60186,27.57159],[-99.60283,27.57174],[-99.60364,27.57221],[-99.60444,27.57268],[-99.60526,27.57315],[-99.60607,27.57362],[-99.60682,27.57406],[-99.60765,27.57455],[-99.6085,27.57504],[-99.60934,27.57554],[-99.61018,27.57601],[-99.61103,27.57651],[-99.61186,27.577],[-99.61271,27.57749],[-99.61355,27.57798],[-99.61441,27.57847],[-99.61524,27.57896],[-99.61609,27.57945],[-99.61693,27.57994],[-99.61781,27.58046],[-99.61866,27.58095],[-99.61945,27.58141],[-99.62028,27.58191],[-99.62114,27.58242],[-99.62208,27.58297],[-99.62278,27.58342],[-99.62345,27.58381],[-99.62412,27.5842],[-99.62493,27.58467],[-99.62569,27.5851],[-99.62646,27.58555],[-99.62722,27.58599],[-99.62799,27.58644],[-99.62896,27.58692],[-99.62996,27.58751],[-99.63079,27.58799],[-99.63161,27.58847],[-99.63244,27.58893],[-99.63327,27.58943],[-99.63412,27.58992],[-99.63493,27.59039],[-99.63575,27.59088],[-99.63664,27.59138],[-99.63749,27.59188],[-99.63836,27.59239],[-99.63919,27.59288],[-99.64009,27.59341],[-99.64099,27.59394],[-99.64184,27.59441],[-99.64269,27.59491],[-99.64354,27.59539],[-99.64438,27.59587],[-99.64522,27.59635],[-99.64607,27.59684],[-99.64691,27.59733],[-99.64776,27.59782],[-99.64861,27.59831],[-99.64947,27.59882],[-99.65033,27.59931],[-99.6512,27.59982],[-99.65206,27.60031],[-99.65292,27.60081],[-99.6538,27.60131],[-99.65466,27.60182],[-99.65549,27.6023],[-99.65631,27.60278],[-99.65713,27.60325],[-99.65796,27.60374],[-99.65878,27.60421],[-99.65961,27.60469],[-99.66042,27.60516],[-99.6613,27.60567],[-99.6622,27.60619],[-99.66306,27.60668],[-99.66393,27.60719],[-99.66479,27.60769],[-99.66568,27.60821],[-99.66656,27.60871],[-99.66738,27.60918],[-99.66822,27.60967],[-99.66904,27.61013],[-99.66988,27.61062],[-99.67072,27.61111],[-99.67154,27.61158],[-99.67237,27.61206],[-99.67319,27.61253],[-99.67404,27.61303],[-99.67485,27.6135],[-99.67571,27.61399],[-99.67657,27.61449],[-99.6774,27.61496],[-99.67823,27.61545],[-99.67911,27.61596],[-99.67999,27.61647],[-99.68078,27.61693],[-99.68159,27.6174],[-99.68245,27.61789],[-99.68334,27.61841],[-99.68419,27.6189],[-99.68505,27.61939],[-99.68592,27.6199],[-99.68678,27.6204],[-99.68762,27.62088],[-99.68848,27.62138],[-99.68932,27.62187],[-99.69016,27.62235],[-99.69097,27.62282],[-99.69181,27.62331],[-99.69264,27.62378],[-99.69348,27.62426],[-99.69432,27.62475],[-99.69517,27.62524],[-99.69602,27.62574],[-99.69683,27.62621],[-99.69767,27.62668],[-99.6985,27.62717],[-99.69933,27.62764],[-99.70018,27.62813],[-99.70103,27.62863],[-99.70189,27.62912],[-99.70275,27.62962],[-99.70361,27.63012],[-99.70447,27.63062],[-99.70533,27.63111],[-99.70627,27.63166],[-99.70713,27.63216],[-99.70801,27.63267],[-99.70884,27.63316],[-99.70963,27.63362],[-99.71048,27.6341],[-99.71133,27.63459],[-99.71218,27.63508],[-99.71306,27.63558],[-99.71389,27.63608],[-99.71475,27.63656],[-99.71562,27.63707],[-99.71647,27.63758],[-99.71731,27.63807],[-99.71815,27.63856],[-99.7189,27.63899],[-99.71969,27.63945],[-99.72042,27.63988],[-99.72119,27.64033],[-99.7221,27.64098],[-99.72276,27.64163],[-99.72331,27.6424],[-99.72388,27.64317],[-99.72445,27.6439],[-99.72502,27.64465],[-99.7256,27.6454],[-99.72624,27.64624],[-99.72683,27.647],[-99.72742,27.64778],[-99.72801,27.64856],[-99.7286,27.64933],[-99.72919,27.6501],[-99.72983,27.65094],[-99.73041,27.65169],[-99.73098,27.65244],[-99.73159,27.65323],[-99.73218,27.65399],[-99.73275,27.65474],[-99.73334,27.6555],[-99.73381,27.65612],[-99.73438,27.65685],[-99.73493,27.65758],[-99.7355,27.65832],[-99.73606,27.65905],[-99.73665,27.65982],[-99.73717,27.66051],[-99.73773,27.66124],[-99.73827,27.66195],[-99.73886,27.66272],[-99.73932,27.66332],[-99.73989,27.66406],[-99.74045,27.66479],[-99.741,27.66551],[-99.74158,27.66625],[-99.74213,27.66695],[-99.74258,27.66741],[-99.74303,27.66787],[-99.74357,27.66832],[-99.74413,27.66875],[-99.74493,27.66924],[-99.74596,27.66982],[-99.74697,27.67039],[-99.74797,27.67095],[-99.74899,27.67153],[-99.75002,27.6721],[-99.75104,27.67268],[-99.75211,27.67328],[-99.75319,27.67388],[-99.75422,27.67446],[-99.75525,27.67504],[-99.75625,27.6756],[-99.75727,27.67617],[-99.75829,27.67674],[-99.75932,27.67732],[-99.76042,27.67793],[-99.76138,27.67851],[-99.76245,27.67907],[-99.76346,27.67964],[-99.76414,27.6792],[-99.76494,27.67865],[-99.76544,27.67926],[-99.76556,27.67917]]}}
Línea 138.0 kV | LineString | 138.0 kV | 1 |  |  | CFE |  |  |  |  | OpenStreetMap | {"type":"Feature","properties":{},"geometry":{"type":"LineString","coordinates":[[-99.64563,27.4745],[-99.64562,27.47479],[-99.64624,27.47549]]}}
Línea 138.0 kV | LineString | 138.0 kV | 1 |  |  | CFE |  |  |  |  | OpenStreetMap | {"type":"Feature","properties":{},"geometry":{"type":"LineString","coordinates":[[-99.64597,27.47441],[-99.64609,27.47466],[-99.64624,27.47549]]}}
Línea 138.0 kV | LineString | 138.0 kV | 1 |  |  | CFE |  |  |  |  | OpenStreetMap | {"type":"Feature","properties":{},"geometry":{"type":"LineString","coordinates":[[-99.57116,27.50643],[-99.57137,27.50644],[-99.57136,27.50661]]}}
Línea 138.0 kV | LineString | 138.0 kV | 1 |  |  | CFE |  |  |  |  | OpenStreetMap | {"type":"Feature","properties":{},"geometry":{"type":"LineString","coordinates":[[-99.57116,27.50643],[-99.57117,27.5066]]}}
Línea 138.0 kV | LineString | 138.0 kV | 1 |  |  | CFE |  |  |  |  | OpenStreetMap | {"type":"Feature","properties":{},"geometry":{"type":"LineString","coordinates":[[-99.57119,27.48868],[-99.57107,27.48874]]}}
Línea 138.0 kV | LineString | 138.0 kV | 1 |  |  | CFE |  |  |  |  | OpenStreetMap | {"type":"Feature","properties":{},"geometry":{"type":"LineString","coordinates":[[-99.57118,27.48857],[-99.57107,27.48874]]}}
Línea 138.0 kV | LineString | 138.0 kV | 1 |  |  | CFE |  |  |  |  | OpenStreetMap | {"type":"Feature","properties":{},"geometry":{"type":"LineString","coordinates":[[-99.57118,27.48857],[-99.57119,27.48868]]}}
Línea 138.0 kV | LineString | 138.0 kV | 1 |  |  | CFE |  |  |  |  | OpenStreetMap | {"type":"Feature","properties":{},"geometry":{"type":"LineString","coordinates":[[-99.57157,27.48861],[-99.57118,27.48857]]}}
Línea 138.0 kV | LineString | 138.0 kV | 1 |  |  | CFE |  |  |  |  | OpenStreetMap | {"type":"Feature","properties":{},"geometry":{"type":"LineString","coordinates":[[-99.57118,27.48857],[-99.57118,27.48785],[-99.57121,27.4864],[-99.57119,27.48508],[-99.57117,27.48372],[-99.57115,27.48235],[-99.56987,27.48162],[-99.56749,27.4803],[-99.56627,27.47961],[-99.56355,27.47809],[-99.5622,27.47732],[-99.56085,27.47657],[-99.55949,27.47581],[-99.55815,27.47507],[-99.55735,27.47496],[-99.55657,27.47487],[-99.55498,27.47468],[-99.55419,27.4746],[-99.55299,27.47446]]}}
Línea 138.0 kV | LineString | 138.0 kV | 1 |  |  | CFE |  |  |  |  | OpenStreetMap | {"type":"Feature","properties":{},"geometry":{"type":"LineString","coordinates":[[-99.51908,27.484],[-99.51799,27.48398],[-99.51675,27.48397],[-99.5154,27.48397],[-99.51413,27.48396],[-99.51277,27.48396],[-99.51141,27.48396],[-99.50988,27.48397],[-99.50867,27.48397],[-99.50724,27.48397],[-99.50605,27.48394],[-99.50472,27.48394],[-99.50338,27.48385],[-99.50338,27.48355],[-99.50323,27.48352]]}}
Línea 138.0 kV | LineString | 138.0 kV | 2 |  |  | CFE |  |  |  |  | OpenStreetMap | {"type":"Feature","properties":{},"geometry":{"type":"LineString","coordinates":[[-99.51908,27.484],[-99.51907,27.48519],[-99.51906,27.4858],[-99.51904,27.48668],[-99.51905,27.48749],[-99.51904,27.48846],[-99.51905,27.48958],[-99.51902,27.49076],[-99.51899,27.49197],[-99.51899,27.49221],[-99.51897,27.4928],[-99.51895,27.49394]]}}
Línea 138.0 kV | LineString | 138.0 kV | 1 |  |  | CFE |  |  |  |  | OpenStreetMap | {"type":"Feature","properties":{},"geometry":{"type":"LineString","coordinates":[[-99.5395,27.47289],[-99.53937,27.47374],[-99.53931,27.47407],[-99.53914,27.47526],[-99.53893,27.47649],[-99.53874,27.47774],[-99.53853,27.4791],[-99.53834,27.48023],[-99.53818,27.48141],[-99.53793,27.48224],[-99.5379,27.48333],[-99.53785,27.48416],[-99.53639,27.48408],[-99.53516,27.484],[-99.53392,27.48394],[-99.53262,27.48391],[-99.53134,27.48384],[-99.53018,27.48402],[-99.52907,27.48402],[-99.52788,27.48402],[-99.52681,27.48402],[-99.5255,27.48403],[-99.52449,27.48403],[-99.52337,27.48403],[-99.52209,27.48402],[-99.52073,27.48402],[-99.51908,27.484]]}}
Línea 138.0 kV | LineString | 138.0 kV | 1 |  |  | CFE |  |  |  |  | OpenStreetMap | {"type":"Feature","properties":{},"geometry":{"type":"LineString","coordinates":[[-99.53835,27.4727],[-99.53833,27.47291]]}}
Línea 138.0 kV | LineString | 138.0 kV | 1 |  |  | CFE |  |  |  |  | OpenStreetMap | {"type":"Feature","properties":{},"geometry":{"type":"LineString","coordinates":[[-99.53835,27.4727],[-99.53812,27.47268],[-99.5381,27.47287]]}}
Línea 138.0 kV | LineString | 138.0 kV | 1 |  |  | CFE |  |  |  |  | OpenStreetMap | {"type":"Feature","properties":{},"geometry":{"type":"LineString","coordinates":[[-99.5438,27.47335],[-99.5438,27.47303],[-99.5438,27.4719],[-99.5438,27.4707],[-99.54379,27.46937],[-99.54328,27.46894],[-99.54308,27.46895]]}}
Línea 138.0 kV | LineString | 138.0 kV | 2 |  |  | CFE |  |  |  |  | OpenStreetMap | {"type":"Feature","properties":{},"geometry":{"type":"LineString","coordinates":[[-99.55299,27.47446],[-99.55162,27.4743],[-99.55042,27.47415],[-99.54912,27.474],[-99.54799,27.47386],[-99.54678,27.47372],[-99.54558,27.47359],[-99.54449,27.47342],[-99.5438,27.47335],[-99.54348,27.47331],[-99.54206,27.47314],[-99.54095,27.47302],[-99.53974,27.47287],[-99.5395,27.47289],[-99.53835,27.4727]]}}
Línea 138.0 kV | LineString | 138.0 kV |  |  |  | CFE |  |  |  |  | OpenStreetMap | {"type":"Feature","properties":{},"geometry":{"type":"LineString","coordinates":[[-100.52553,28.68501],[-100.52548,28.68514],[-100.52527,28.68505]]}}
Línea 138.0 kV | LineString | 138.0 kV |  |  |  | CFE |  |  |  |  | OpenStreetMap | {"type":"Feature","properties":{},"geometry":{"type":"LineString","coordinates":[[-100.52553,28.68501],[-100.52531,28.68497]]}}
Línea 138.0 kV | LineString | 138.0 kV |  |  |  | CFE |  |  |  |  | OpenStreetMap | {"type":"Feature","properties":{},"geometry":{"type":"LineString","coordinates":[[-100.54537,28.70157],[-100.54559,28.70158],[-100.54539,28.70052],[-100.54688,28.70063],[-100.54691,28.69962],[-100.54695,28.69797],[-100.54679,28.69714],[-100.54657,28.69633],[-100.54503,28.6963],[-100.54376,28.69623],[-100.54311,28.69537],[-100.54236,28.69441],[-100.54161,28.69344],[-100.54261,28.69235],[-100.54154,28.69161],[-100.54041,28.6909],[-100.53944,28.69024],[-100.53873,28.68893],[-100.53762,28.6889],[-100.53671,28.6889],[-100.53653,28.68774],[-100.53637,28.68667],[-100.53624,28.68562],[-100.53543,28.68579],[-100.53418,28.6861],[-100.53236,28.68544],[-100.53071,28.68487],[-100.52902,28.68429],[-100.52733,28.68372],[-100.52684,28.68388],[-100.52626,28.6852],[-100.52548,28.68514],[-100.52519,28.68594],[-100.52462,28.68745],[-100.52415,28.68876],[-100.52408,28.68874]]}}
Línea 138.0 kV | LineString | 138.0 kV | 2 |  |  | CFE |  |  |  |  | OpenStreetMap | {"type":"Feature","properties":{},"geometry":{"type":"LineString","coordinates":[[-100.6987,28.48197],[-100.69944,28.48251],[-100.7026,28.48167],[-100.70585,28.4808],[-100.70824,28.48017],[-100.71022,28.48185],[-100.71221,28.48353],[-100.71242,28.48374]]}}
Línea 138.0 kV | LineString | 138.0 kV | 2 |  |  | CFE |  |  |  |  | OpenStreetMap | {"type":"Feature","properties":{},"geometry":{"type":"LineString","coordinates":[[-100.71242,28.48374],[-100.71476,28.48161],[-100.71703,28.47953],[-100.7193,28.47746],[-100.72156,28.47539],[-100.72384,28.47331],[-100.72619,28.47117],[-100.72831,28.46923],[-100.73052,28.46721],[-100.733,28.46494],[-100.73543,28.46272],[-100.73772,28.46064],[-100.73995,28.45858],[-100.74207,28.45665],[-100.74435,28.45456],[-100.74625,28.45282],[-100.74874,28.45054],[-100.75101,28.44846],[-100.75326,28.44641],[-100.75551,28.44441],[-100.75816,28.44323],[-100.75945,28.44267],[-100.76115,28.44193],[-100.76411,28.44063],[-100.76684,28.43944],[-100.7696,28.43825],[-100.77275,28.43689],[-100.77551,28.43568],[-100.77845,28.43441],[-100.78144,28.4331],[-100.78444,28.4318],[-100.78719,28.4306],[-100.78905,28.42978],[-100.79182,28.42952],[-100.79393,28.42767],[-100.79601,28.42677],[-100.79894,28.4255],[-100.80186,28.42423],[-100.80516,28.42312],[-100.80856,28.42211],[-100.81075,28.42138],[-100.81077,28.42069],[-100.81075,28.4196]]}}
Línea 138.0 kV | LineString | 138.0 kV | 1 |  |  | CFE |  |  |  |  | OpenStreetMap | {"type":"Feature","properties":{},"geometry":{"type":"LineString","coordinates":[[-100.98367,29.2831],[-100.98295,29.28406],[-100.98219,29.28501],[-100.98105,29.28965],[-100.97958,29.29006],[-100.97823,29.29016],[-100.97637,29.29031],[-100.97515,29.2904],[-100.97298,29.29057],[-100.97185,29.29065],[-100.96961,29.29082],[-100.9694,29.29117],[-100.97021,29.2925],[-100.971,29.29394],[-100.97135,29.2956],[-100.97124,29.29684],[-100.97072,29.29802],[-100.97027,29.29917],[-100.96965,29.30048],[-100.96901,29.30186],[-100.96851,29.30304],[-100.96807,29.30402],[-100.96757,29.30517],[-100.96698,29.30649],[-100.96627,29.30807]]}}
Línea 138.0 kV | LineString | 138.0 kV | 1 |  |  | CFE |  |  |  |  | OpenStreetMap | {"type":"Feature","properties":{},"geometry":{"type":"LineString","coordinates":[[-100.73183,29.10284],[-100.72591,29.09573],[-100.7236,29.09297],[-100.71715,29.08518],[-100.71475,29.08229]]}}
Línea 138.0 kV | LineString | 138.0 kV | 1 |  |  | CFE |  |  |  |  | OpenStreetMap | {"type":"Feature","properties":{},"geometry":{"type":"LineString","coordinates":[[-100.75467,29.13036],[-100.75143,29.12648],[-100.74836,29.1228],[-100.74699,29.12111]]}}
Línea 138.0 kV | LineString | 138.0 kV | 1 |  |  | CFE |  |  |  |  | OpenStreetMap | {"type":"Feature","properties":{},"geometry":{"type":"LineString","coordinates":[[-100.74699,29.12111],[-100.74564,29.1195],[-100.74467,29.11833],[-100.74344,29.11684],[-100.74234,29.11551],[-100.74117,29.11411],[-100.73987,29.11255],[-100.73882,29.11129],[-100.73769,29.10993],[-100.73618,29.1081],[-100.73537,29.10721],[-100.73411,29.10562],[-100.73301,29.10429],[-100.73183,29.10284]]}}
Línea 138.0 kV | LineString | 138.0 kV | 1 |  |  | CFE |  |  |  |  | OpenStreetMap | {"type":"Feature","properties":{},"geometry":{"type":"LineString","coordinates":[[-100.71475,29.08229],[-100.71345,29.08071],[-100.71223,29.07921],[-100.711,29.07773],[-100.70976,29.07626],[-100.70864,29.07489],[-100.70744,29.07348],[-100.70599,29.07173],[-100.70504,29.0706],[-100.7038,29.0691],[-100.70257,29.06763],[-100.70138,29.0662],[-100.70006,29.06461],[-100.69894,29.06327],[-100.6976,29.06165],[-100.69638,29.06019],[-100.69519,29.05873],[-100.69404,29.05735],[-100.69304,29.05615],[-100.69201,29.05491],[-100.69086,29.05352],[-100.6896,29.052],[-100.68844,29.05059],[-100.68728,29.04923],[-100.68619,29.04792],[-100.68486,29.04632],[-100.68364,29.04485],[-100.68246,29.04343],[-100.68164,29.04245],[-100.68136,29.04121],[-100.68107,29.03994],[-100.68071,29.03828],[-100.68033,29.03656],[-100.67991,29.03464],[-100.67953,29.03284],[-100.67912,29.03095],[-100.67873,29.02914],[-100.67828,29.02704],[-100.67788,29.02524],[-100.67749,29.02339],[-100.67712,29.02168],[-100.67669,29.01972],[-100.67633,29.01795],[-100.67626,29.01704],[-100.67617,29.01519],[-100.67608,29.01345],[-100.67599,29.01173],[-100.67589,29.01002],[-100.6758,29.00823],[-100.67571,29.00654],[-100.67561,29.00471],[-100.67549,29.00245],[-100.67539,29.00062],[-100.6753,28.99902],[-100.67521,28.99737],[-100.67512,28.9958],[-100.67502,28.99396],[-100.67492,28.99209],[-100.67482,28.9901],[-100.67472,28.98837],[-100.67462,28.98649],[-100.67452,28.98466],[-100.67444,28.98316],[-100.67435,28.98137],[-100.67425,28.97966],[-100.67416,28.97799],[-100.67407,28.97639],[-100.67397,28.9744],[-100.67386,28.97246],[-100.6742,28.97092],[-100.67455,28.96934],[-100.67496,28.96754],[-100.67518,28.9665],[-100.67514,28.96486],[-100.67511,28.96349],[-100.67508,28.96191],[-100.67506,28.96038],[-100.67501,28.95856],[-100.67497,28.95688],[-100.67493,28.9546],[-100.67488,28.95245],[-100.67484,28.95056],[-100.6748,28.94862],[-100.67478,28.94659],[-100.67475,28.94453],[-100.67467,28.94265],[-100.67463,28.94078],[-100.67459,28.9386],[-100.67339,28.93735],[-100.67191,28.93588],[-100.67063,28.93456],[-100.66936,28.93326],[-100.6681,28.93196],[-100.66687,28.93068],[-100.66559,28.92935],[-100.6643,28.92802],[-100.66306,28.92674],[-100.66198,28.92562],[-100.66047,28.92406],[-100.6592,28.92276],[-100.65795,28.92146],[-100.65688,28.92035],[-100.65551,28.91893],[-100.65439,28.91776],[-100.65322,28.91656],[-100.65204,28.91533],[-100.65081,28.91405],[-100.64963,28.91282],[-100.64844,28.91159],[-100.64716,28.91026],[-100.64584,28.90889],[-100.6445,28.90749],[-100.64313,28.90608],[-100.64201,28.90491],[-100.64094,28.9038],[-100.63997,28.90186],[-100.63919,28.90029],[-100.63853,28.89896],[-100.63787,28.89765],[-100.63721,28.89634],[-100.6365,28.89491],[-100.63557,28.89304],[-100.63477,28.89145],[-100.63402,28.88995],[-100.63335,28.8886],[-100.63264,28.88718],[-100.63199,28.88589],[-100.63145,28.88477],[-100.63081,28.88352],[-100.63013,28.88216],[-100.6298,28.88074],[-100.62942,28.87906],[-100.62905,28.87746],[-100.62869,28.87585],[-100.62832,28.87423],[-100.62789,28.87232],[-100.62763,28.87116],[-100.62722,28.86947],[-100.62689,28.86792],[-100.62661,28.86657],[-100.62615,28.86473],[-100.6259,28.86353],[-100.62557,28.86209],[-100.6252,28.86045],[-100.6248,28.85871],[-100.62449,28.85734],[-100.62418,28.85595],[-100.6237,28.85384],[-100.62335,28.85233],[-100.62299,28.85079],[-100.62248,28.8485],[-100.62215,28.84703],[-100.62183,28.84478],[-100.62163,28.84361],[-100.62145,28.84221],[-100.62117,28.84047],[-100.62098,28.83906],[-100.62068,28.83718],[-100.62053,28.83486],[-100.62047,28.83276],[-100.62045,28.83111],[-100.62043,28.82942],[-100.6204,28.82774],[-100.62037,28.82593],[-100.62032,28.82414],[-100.6203,28.82255],[-100.62027,28.82073],[-100.62024,28.81951],[-100.62021,28.8183],[-100.6202,28.81671],[-100.62018,28.81498],[-100.62014,28.81314],[-100.62011,28.81143],[-100.62008,28.80968],[-100.62006,28.80803],[-100.62004,28.80657],[-100.62001,28.80497],[-100.61998,28.80323],[-100.61996,28.80173],[-100.61993,28.79967],[-100.61906,28.79833],[-100.61822,28.797],[-100.61725,28.7955],[-100.61626,28.79394],[-100.61523,28.79236],[-100.61418,28.7907],[-100.61321,28.78921],[-100.61224,28.78769],[-100.61125,28.78614],[-100.61026,28.78459],[-100.60927,28.78305],[-100.60828,28.78151],[-100.60717,28.77979],[-100.60627,28.77837],[-100.60531,28.77686],[-100.60452,28.77564],[-100.60369,28.77434],[-100.60326,28.77365],[-100.60251,28.77397],[-100.60205,28.77324],[-100.60151,28.77239],[-100.60226,28.77211],[-100.60131,28.7706],[-100.60056,28.76945],[-100.59941,28.76764],[-100.59835,28.76599],[-100.59745,28.7646],[-100.59648,28.76306],[-100.59535,28.7613],[-100.5943,28.75966],[-100.59331,28.75811],[-100.5923,28.75653],[-100.59132,28.75497],[-100.59035,28.75342],[-100.58936,28.75184],[-100.58839,28.75037],[-100.58734,28.74878],[-100.58638,28.74729],[-100.58541,28.74576],[-100.58441,28.74419],[-100.58323,28.74241],[-100.5823,28.74082],[-100.58133,28.73923],[-100.58054,28.73793],[-100.57949,28.7362],[-100.57837,28.73436],[-100.57744,28.7328],[-100.57648,28.73124],[-100.57564,28.72985],[-100.57464,28.7282],[-100.57381,28.72683],[-100.57283,28.72525],[-100.57194,28.72369],[-100.57107,28.72222],[-100.57013,28.72066],[-100.56924,28.71917],[-100.56835,28.71768],[-100.56745,28.71617],[-100.56658,28.7147],[-100.56533,28.71263],[-100.56469,28.71155],[-100.56366,28.70988],[-100.56213,28.70741],[-100.56213,28.70629],[-100.56173,28.70499],[-100.56138,28.70377],[-100.56099,28.70249]]}}
Línea 138.0 kV | LineString | 138.0 kV | 1 |  |  | CFE |  |  |  |  | OpenStreetMap | {"type":"Feature","properties":{},"geometry":{"type":"LineString","coordinates":[[-100.90217,29.28609],[-100.90174,29.28533],[-100.90094,29.28388],[-100.9,29.28327],[-100.8979,29.28197],[-100.89625,29.28093],[-100.89465,29.27993],[-100.89258,29.27863],[-100.89129,29.27781],[-100.88991,29.27694],[-100.88756,29.27546],[-100.88561,29.27423],[-100.8845,29.27355],[-100.88338,29.27283],[-100.88223,29.27196],[-100.8806,29.27071],[-100.8793,29.26972],[-100.87786,29.26854],[-100.87652,29.26756],[-100.8752,29.26656],[-100.8736,29.26533],[-100.87201,29.26412],[-100.87025,29.2628],[-100.86908,29.26188],[-100.86726,29.2605],[-100.86592,29.25947],[-100.86432,29.25822],[-100.86207,29.25738],[-100.86038,29.25674],[-100.85869,29.25612],[-100.85663,29.25536],[-100.85495,29.25472],[-100.85313,29.25404],[-100.85145,29.25341],[-100.84981,29.25279],[-100.8479,29.25208],[-100.84616,29.25145],[-100.84448,29.2508],[-100.84446,29.24921],[-100.84444,29.2477],[-100.8444,29.24633],[-100.84438,29.24476],[-100.84434,29.243],[-100.84431,29.24132],[-100.84428,29.23964],[-100.84425,29.23781],[-100.84422,29.23604],[-100.84419,29.23438],[-100.84416,29.23269],[-100.84413,29.231],[-100.84406,29.22927],[-100.84407,29.22789],[-100.84404,29.22606],[-100.84401,29.22423],[-100.84398,29.22245],[-100.84395,29.22076],[-100.84393,29.21908],[-100.84389,29.21732],[-100.84249,29.21615],[-100.84108,29.21499],[-100.83973,29.21385],[-100.8383,29.21265],[-100.83696,29.21152],[-100.83577,29.21055],[-100.83428,29.20933],[-100.83286,29.20813],[-100.83171,29.20717],[-100.83024,29.20594],[-100.82898,29.20488],[-100.82759,29.20373],[-100.8262,29.20258],[-100.82472,29.20135],[-100.82335,29.20021],[-100.82196,29.19904],[-100.82053,29.19786],[-100.81915,29.19671],[-100.81742,29.19525],[-100.81604,29.19413],[-100.81416,29.19257],[-100.81319,29.19177],[-100.81191,29.19071],[-100.81057,29.18959],[-100.80917,29.18843],[-100.80805,29.1875],[-100.80587,29.18563],[-100.80452,29.18447],[-100.80323,29.18338],[-100.80174,29.18214],[-100.80031,29.18086],[-100.7987,29.17938],[-100.79743,29.17823],[-100.79586,29.17681],[-100.7941,29.17524],[-100.79224,29.17359],[-100.79092,29.17241],[-100.78963,29.17126],[-100.78775,29.1695],[-100.78642,29.16835],[-100.78518,29.16689],[-100.78423,29.16573],[-100.78321,29.16455],[-100.78154,29.16251],[-100.78056,29.16133],[-100.77942,29.15998],[-100.77834,29.15872],[-100.77733,29.15749],[-100.77617,29.15611],[-100.77528,29.15506],[-100.77423,29.15383],[-100.77323,29.15262],[-100.77183,29.15091],[-100.77091,29.14984],[-100.76962,29.14826],[-100.76871,29.14718],[-100.76779,29.14608],[-100.76628,29.14426],[-100.76515,29.14289],[-100.7643,29.14186],[-100.76335,29.14074],[-100.76262,29.13987],[-100.76188,29.13901],[-100.76072,29.13762],[-100.75979,29.13651],[-100.75889,29.13542],[-100.75813,29.13451],[-100.75744,29.13367],[-100.75651,29.13254],[-100.75539,29.13123],[-100.75467,29.13036]]}}
Línea 138.0 kV | LineString | 138.0 kV | 2 |  |  | CFE |  |  |  |  | OpenStreetMap | {"type":"Feature","properties":{},"geometry":{"type":"LineString","coordinates":[[-100.97143,29.28222],[-100.97144,29.28258],[-100.97102,29.28293],[-100.97019,29.28291],[-100.97013,29.28161],[-100.96872,29.28154],[-100.96775,29.2828],[-100.96536,29.28374],[-100.96551,29.28449],[-100.96584,29.28527],[-100.9662,29.28609],[-100.96689,29.28742]]}}
Línea 138.0 kV | LineString | 138.0 kV | 2 |  |  | CFE |  |  |  |  | OpenStreetMap | {"type":"Feature","properties":{},"geometry":{"type":"LineString","coordinates":[[-100.90217,29.28609],[-100.90302,29.28802],[-100.90384,29.28991],[-100.90426,29.28997]]}}
Línea 138.0 kV | LineString | 138.0 kV | 1 |  |  | CFE |  |  |  |  | OpenStreetMap | {"type":"Feature","properties":{},"geometry":{"type":"LineString","coordinates":[[-100.96689,29.28742],[-100.96602,29.28735],[-100.96448,29.28724],[-100.96056,29.28694],[-100.95665,29.28666],[-100.95299,29.28642],[-100.94889,29.28612],[-100.94476,29.28581],[-100.94109,29.28557],[-100.93781,29.28532],[-100.93412,29.28506],[-100.92951,29.28474],[-100.92482,29.28442],[-100.92028,29.28409],[-100.91614,29.28378],[-100.9128,29.28354],[-100.9093,29.28329],[-100.90727,29.28315],[-100.90502,29.28446],[-100.90217,29.28609]]}}
Línea 138.0 kV | LineString | 138.0 kV | 2 |  |  | CFE |  |  |  |  | OpenStreetMap | {"type":"Feature","properties":{},"geometry":{"type":"LineString","coordinates":[[-100.97119,29.28223],[-100.97119,29.28257],[-100.97038,29.2826],[-100.97034,29.28144],[-100.97012,29.28107],[-100.97011,29.28031],[-100.9716,29.28028],[-100.97241,29.27934],[-100.9733,29.27831],[-100.97383,29.27772],[-100.97519,29.27728],[-100.97667,29.27683],[-100.9778,29.27696],[-100.97931,29.27716],[-100.98059,29.27728],[-100.98131,29.27834],[-100.98198,29.27936],[-100.98304,29.28088],[-100.98365,29.28191],[-100.98411,29.28256]]}}
Línea 138.0 kV | LineString | 138.0 kV | 1 |  |  | CFE |  |  |  |  | OpenStreetMap | {"type":"Feature","properties":{},"geometry":{"type":"LineString","coordinates":[[-100.81111,28.41955],[-100.81126,28.42055],[-100.81241,28.42025],[-100.8135,28.41992],[-100.81405,28.41941],[-100.81437,28.41911],[-100.81469,28.41881],[-100.81503,28.41849],[-100.81595,28.41764],[-100.81685,28.4168],[-100.81776,28.41596],[-100.81877,28.41502],[-100.81955,28.41426],[-100.82044,28.4134],[-100.82132,28.41254],[-100.8222,28.41168],[-100.82309,28.41083],[-100.824,28.40999],[-100.8249,28.40915],[-100.82581,28.4083],[-100.82672,28.40745],[-100.82762,28.40661],[-100.82852,28.40578],[-100.82943,28.40494],[-100.83033,28.4041],[-100.83123,28.40332],[-100.8322,28.40248],[-100.83312,28.40165],[-100.83396,28.40087],[-100.83486,28.40002],[-100.83577,28.39917],[-100.83629,28.39854],[-100.83704,28.39784],[-100.83772,28.39721],[-100.83859,28.3964],[-100.83941,28.39563],[-100.84035,28.39476],[-100.84124,28.39394],[-100.84211,28.39312],[-100.84299,28.39231],[-100.84387,28.3915],[-100.84475,28.39068],[-100.84563,28.38986],[-100.84651,28.38904],[-100.8476,28.38803],[-100.84847,28.38721],[-100.84935,28.38639],[-100.85022,28.38556],[-100.85095,28.38497],[-100.85187,28.38411],[-100.85279,28.38328],[-100.85367,28.38246],[-100.85457,28.38162],[-100.85558,28.38068],[-100.8551,28.37961],[-100.85462,28.37853],[-100.8541,28.37738],[-100.85367,28.37643],[-100.8532,28.37538],[-100.85272,28.37432],[-100.85226,28.37329],[-100.8518,28.37226],[-100.85132,28.3712],[-100.85074,28.37023],[-100.85031,28.36928],[-100.84984,28.36823],[-100.84937,28.36719],[-100.8489,28.36613],[-100.84842,28.36508],[-100.84797,28.36405],[-100.84749,28.36299],[-100.84703,28.36195],[-100.84656,28.36091],[-100.8461,28.35987],[-100.84562,28.35881],[-100.84507,28.35759],[-100.84467,28.3567],[-100.84421,28.35566],[-100.84371,28.35448],[-100.84321,28.35324],[-100.8427,28.35202],[-100.84215,28.35101],[-100.84169,28.34996],[-100.84122,28.3489],[-100.84084,28.34804],[-100.84045,28.34716],[-100.84021,28.34642],[-100.83971,28.3453],[-100.83928,28.34434],[-100.83886,28.34338],[-100.83848,28.34258],[-100.83829,28.34149],[-100.83837,28.34064],[-100.83901,28.3405],[-100.83998,28.34028],[-100.84081,28.34011],[-100.84178,28.3399],[-100.8428,28.33967],[-100.84377,28.33945],[-100.84471,28.33925],[-100.84576,28.339],[-100.8467,28.33878],[-100.8478,28.33851],[-100.84906,28.33823],[-100.85028,28.33795],[-100.85136,28.3377],[-100.85236,28.33747],[-100.85258,28.3382],[-100.8522,28.33829],[-100.85214,28.33811]]}}
Línea 161.0 kV | LineString | 161.0 kV | 2 |  |  | CFE |  |  |  |  | OpenStreetMap | {"type":"Feature","properties":{},"geometry":{"type":"LineString","coordinates":[[-102.07965,19.26852],[-102.07951,19.26867],[-102.07886,19.26926],[-102.07812,19.26964],[-102.07504,19.27243],[-102.07682,19.27358],[-102.08293,19.27755],[-102.08305,19.28092],[-102.08323,19.2856],[-102.08339,19.29027],[-102.08356,19.29461],[-102.08374,19.2997],[-102.08399,19.30467],[-102.08422,19.31256],[-102.08431,19.31533],[-102.08443,19.31794],[-102.08461,19.32244],[-102.08479,19.32508],[-102.08496,19.3285],[-102.08513,19.33045],[-102.08667,19.33098],[-102.08712,19.33092]]}}
Línea 161.0 kV | LineString | 161.0 kV | 2 |  |  | CFE |  |  |  |  | OpenStreetMap | {"type":"Feature","properties":{},"geometry":{"type":"LineString","coordinates":[[-102.01203,19.16598],[-102.01225,19.16551],[-102.01503,19.16398],[-102.0188,19.16293],[-102.02204,19.162],[-102.02514,19.16112],[-102.02721,19.16296],[-102.02957,19.16507],[-102.03196,19.1672],[-102.03426,19.16919],[-102.03659,19.17129],[-102.03757,19.17472],[-102.0387,19.17857],[-102.04007,19.18335],[-102.04074,19.18562],[-102.04227,19.19092],[-102.04272,19.19246],[-102.04343,19.19502],[-102.0445,19.19865],[-102.04582,19.20321],[-102.0464,19.20518],[-102.04738,19.20858],[-102.04905,19.21463],[-102.05029,19.21744],[-102.05266,19.22288],[-102.05395,19.22582],[-102.05519,19.22863],[-102.05594,19.23036],[-102.05848,19.2361],[-102.06147,19.24294],[-102.06359,19.24781],[-102.06484,19.25068],[-102.06604,19.25339],[-102.06745,19.25662],[-102.06852,19.25906],[-102.07089,19.26447],[-102.07228,19.26763],[-102.07534,19.27062],[-102.07742,19.26989],[-102.07799,19.26948],[-102.07876,19.26904],[-102.07936,19.26859],[-102.07955,19.26843]]}}
Línea 161.0 kV | LineString | 161.0 kV | 1 |  |  | CFE |  |  |  |  | OpenStreetMap | {"type":"Feature","properties":{},"geometry":{"type":"LineString","coordinates":[[-102.01173,19.16586],[-102.01177,19.16557],[-102.01436,19.16366],[-102.01775,19.16217],[-102.02066,19.16016],[-102.02361,19.15812],[-102.02589,19.15654],[-102.02929,19.15418],[-102.0326,19.1519],[-102.03593,19.1496],[-102.03882,19.14759],[-102.04226,19.14523],[-102.04596,19.14267],[-102.04891,19.14063],[-102.05225,19.1383],[-102.05437,19.13674],[-102.0548,19.13296],[-102.0552,19.12945],[-102.05558,19.12597],[-102.05594,19.12261],[-102.05635,19.11895],[-102.05672,19.11558],[-102.05708,19.11225],[-102.05747,19.10883],[-102.05787,19.10516],[-102.05828,19.10148],[-102.06137,19.09978],[-102.06452,19.09807],[-102.06743,19.09654],[-102.07222,19.09397],[-102.07543,19.09219],[-102.07905,19.09027],[-102.08311,19.08806],[-102.08503,19.08482],[-102.08707,19.08138],[-102.08738,19.08084],[-102.08957,19.07713],[-102.09191,19.07318],[-102.09391,19.06982],[-102.09617,19.06594],[-102.09806,19.06274],[-102.09963,19.06009],[-102.1013,19.05726],[-102.10328,19.0539],[-102.10543,19.05025],[-102.10719,19.04728],[-102.11043,19.04518],[-102.1144,19.04262],[-102.1175,19.04063],[-102.12061,19.03861],[-102.12472,19.03595],[-102.12775,19.03397],[-102.13091,19.03193],[-102.13405,19.02991],[-102.13737,19.02775],[-102.14025,19.0259],[-102.143,19.02413],[-102.14612,19.02212],[-102.14971,19.01978],[-102.15238,19.01807],[-102.15606,19.01866],[-102.15952,19.01921],[-102.16255,19.01968],[-102.16575,19.02018],[-102.16943,19.02078],[-102.17355,19.02141],[-102.1772,19.02196],[-102.18099,19.02258],[-102.18448,19.02312],[-102.18806,19.02369],[-102.19234,19.02435],[-102.19651,19.02499],[-102.19956,19.02547],[-102.20309,19.02603],[-102.20622,19.02653],[-102.2095,19.02705],[-102.2135,19.02767],[-102.21681,19.02819],[-102.22039,19.02875],[-102.2246,19.0294],[-102.22836,19.02999],[-102.23222,19.0306],[-102.23712,19.03136],[-102.24111,19.03197],[-102.24607,19.03275],[-102.24965,19.03331],[-102.25432,19.03403],[-102.25768,19.03455],[-102.26339,19.03544],[-102.2665,19.03593],[-102.26969,19.03642],[-102.27347,19.037],[-102.27707,19.03757],[-102.28067,19.03812],[-102.28427,19.03869],[-102.28794,19.03926],[-102.29203,19.03989],[-102.29606,19.0405],[-102.3002,19.04115],[-102.30433,19.04179],[-102.30795,19.04234],[-102.31123,19.04285],[-102.31427,19.04331],[-102.3176,19.04383],[-102.3216,19.04444],[-102.32391,19.04581],[-102.32626,19.04721],[-102.32694,19.04987],[-102.32784,19.05338],[-102.32874,19.05684],[-102.3297,19.06061],[-102.32947,19.06082]]}}
Línea 161.0 kV | LineString | 161.0 kV | 1 |  |  | CFE |  |  |  |  | OpenStreetMap | {"type":"Feature","properties":{},"geometry":{"type":"LineString","coordinates":[[-115.29079,32.56578],[-115.29061,32.56596]]}}
Línea 161.0 kV | LineString | 161.0 kV | 2 |  |  | CFE |  |  |  |  | OpenStreetMap | {"type":"Feature","properties":{},"geometry":{"type":"LineString","coordinates":[[-115.28991,32.55736],[-115.2903,32.56103],[-115.29068,32.56453],[-115.29076,32.56527],[-115.29079,32.56578]]}}
Línea 161.0 kV | LineString | 161.0 kV | 2 |  |  | CFE |  |  |  |  | OpenStreetMap | {"type":"Feature","properties":{},"geometry":{"type":"LineString","coordinates":[[-115.29079,32.56578],[-115.28959,32.56531],[-115.2884,32.56484],[-115.2881,32.5652]]}}
Línea 138.0 kV | LineString | 138.0 kV |  |  |  | CFE |  |  |  |  | OpenStreetMap | {"type":"Feature","properties":{},"geometry":{"type":"LineString","coordinates":[[-99.58544,27.48854],[-99.58562,27.4889]]}}
Línea 138.0 kV | LineString | 138.0 kV |  |  |  | CFE |  |  |  |  | OpenStreetMap | {"type":"Feature","properties":{},"geometry":{"type":"LineString","coordinates":[[-100.60597,28.57869],[-100.60613,28.57888]]}}
Línea 138.0 kV | LineString | 138.0 kV |  |  |  | CFE |  |  |  |  | OpenStreetMap | {"type":"Feature","properties":{},"geometry":{"type":"LineString","coordinates":[[-100.60613,28.57888],[-100.60589,28.57876]]}}
Línea 138.0 kV | LineString | 138.0 kV | 2 |  |  | CFE |  |  |  |  | OpenStreetMap | {"type":"Feature","properties":{},"geometry":{"type":"LineString","coordinates":[[-100.60613,28.57888],[-100.60688,28.57962],[-100.60763,28.58036],[-100.60911,28.58182],[-100.61016,28.58119],[-100.61116,28.58055],[-100.61219,28.57989],[-100.61326,28.58074],[-100.61432,28.58158],[-100.61538,28.58242],[-100.61645,28.58327],[-100.61751,28.58411],[-100.61856,28.58494],[-100.61963,28.58578],[-100.62068,28.58663],[-100.62174,28.58747],[-100.62282,28.58832],[-100.62386,28.58914],[-100.62493,28.58999]]}}
Línea 138.0 kV | LineString | 138.0 kV | 1 |  |  | CFE |  |  |  |  | OpenStreetMap | {"type":"Feature","properties":{},"geometry":{"type":"LineString","coordinates":[[-100.60575,28.57853],[-100.60548,28.57838]]}}
Línea 138.0 kV | LineString | 138.0 kV | 1 |  |  | CFE |  |  |  |  | OpenStreetMap | {"type":"Feature","properties":{},"geometry":{"type":"LineString","coordinates":[[-100.60548,28.57838],[-100.60568,28.5786]]}}
Línea 138.0 kV | LineString | 138.0 kV | 1 |  |  | CFE |  |  |  |  | OpenStreetMap | {"type":"Feature","properties":{},"geometry":{"type":"LineString","coordinates":[[-100.60343,28.57718],[-100.60356,28.57734],[-100.60431,28.57783],[-100.60535,28.57853],[-100.60561,28.57867]]}}
Línea 138.0 kV | LineString | 138.0 kV | 2 |  |  | CFE |  |  |  |  | OpenStreetMap | {"type":"Feature","properties":{},"geometry":{"type":"LineString","coordinates":[[-100.60548,28.57838],[-100.60445,28.57768],[-100.6037,28.57718],[-100.60412,28.57643],[-100.60452,28.57568],[-100.60364,28.57501],[-100.6027,28.5743],[-100.60178,28.5736],[-100.60086,28.5729],[-100.59994,28.5722],[-100.59902,28.5715],[-100.59835,28.57219],[-100.59772,28.57283],[-100.5975,28.57306]]}}
Línea 161.0 kV | LineString | 161.0 kV | 2 |  |  | CFE |  |  |  |  | OpenStreetMap | {"type":"Feature","properties":{},"geometry":{"type":"LineString","coordinates":[[-115.36859,32.63531],[-115.37264,32.63502],[-115.3766,32.63474],[-115.37991,32.63497],[-115.38326,32.63521],[-115.38571,32.63493]]}}
Línea 138.0 kV | LineString | 138.0 kV | 1 |  |  | CFE |  |  |  |  | OpenStreetMap | {"type":"Feature","properties":{},"geometry":{"type":"LineString","coordinates":[[-98.42758,26.03289],[-98.42754,26.03279],[-98.42743,26.03149],[-98.42615,26.03199],[-98.42487,26.03247],[-98.42357,26.03295],[-98.42232,26.03347],[-98.42103,26.03396],[-98.41974,26.0345],[-98.41855,26.03498],[-98.4172,26.03551],[-98.41591,26.03604],[-98.4146,26.03653],[-98.41331,26.037],[-98.41202,26.03748],[-98.41074,26.03799],[-98.40946,26.03848],[-98.40817,26.03898],[-98.40684,26.03951],[-98.40559,26.03999],[-98.40434,26.04049],[-98.40302,26.041],[-98.40174,26.0415],[-98.40047,26.042],[-98.39933,26.0426],[-98.39798,26.04318],[-98.39662,26.04375],[-98.39525,26.04433],[-98.39433,26.04502],[-98.39339,26.04571],[-98.39245,26.04607],[-98.39129,26.04658],[-98.39011,26.04704],[-98.3889,26.0475],[-98.38769,26.04797],[-98.38656,26.04843],[-98.3854,26.04888],[-98.38426,26.04932],[-98.38311,26.04977],[-98.38204,26.0502],[-98.3809,26.05064],[-98.37974,26.05109],[-98.37859,26.05154],[-98.37746,26.05199],[-98.3763,26.05243],[-98.3751,26.05283],[-98.37422,26.05319],[-98.37329,26.05354],[-98.37241,26.0539],[-98.37122,26.05423],[-98.37007,26.05423],[-98.36907,26.05364],[-98.36717,26.05309],[-98.36582,26.05256],[-98.36513,26.05182],[-98.36427,26.05131],[-98.3634,26.05076],[-98.36254,26.05026],[-98.36191,26.05001],[-98.36092,26.04986],[-98.35971,26.04975],[-98.35853,26.04963],[-98.35734,26.04952],[-98.35612,26.04941],[-98.35537,26.04934]]}}
Línea 138.0 kV | LineString | 138.0 kV | 1 |  |  | CFE |  |  |  |  | OpenStreetMap | {"type":"Feature","properties":{},"geometry":{"type":"LineString","coordinates":[[-98.42769,26.03285],[-98.42759,26.03277],[-98.42796,26.03263],[-98.42908,26.03221],[-98.4302,26.03176],[-98.43149,26.03127],[-98.43532,26.02975],[-98.43665,26.02924],[-98.43788,26.02876],[-98.43915,26.02826],[-98.44043,26.02776],[-98.4417,26.02727],[-98.44297,26.02675],[-98.44426,26.02626],[-98.44556,26.02576],[-98.44683,26.02527],[-98.44939,26.0243],[-98.45068,26.02379],[-98.45196,26.02328],[-98.45326,26.02279],[-98.45452,26.02228],[-98.45582,26.0218],[-98.45708,26.02129],[-98.45838,26.02077],[-98.45963,26.02028],[-98.46091,26.01978],[-98.46219,26.01928],[-98.46346,26.01881],[-98.46475,26.01829],[-98.46602,26.0178],[-98.4673,26.01729],[-98.46858,26.0168],[-98.46986,26.01631],[-98.47113,26.0158],[-98.47242,26.01531],[-98.4737,26.01482],[-98.47628,26.01382],[-98.47763,26.01328],[-98.47986,26.01243],[-98.47995,26.01253]]}}
Línea 161.0 kV | LineString | 161.0 kV | 4 |  |  | Comisión Federal de Electricidad |  |  |  |  | OpenStreetMap | {"type":"Feature","properties":{},"geometry":{"type":"LineString","coordinates":[[-115.29436,32.55418],[-115.29626,32.55365],[-115.29817,32.55312],[-115.30013,32.55257],[-115.30212,32.55201],[-115.30409,32.55145],[-115.30597,32.55093],[-115.30767,32.55046],[-115.30957,32.54993],[-115.31148,32.54939],[-115.31338,32.54886],[-115.31528,32.54833],[-115.31718,32.5478],[-115.318,32.54751],[-115.31993,32.54701],[-115.32189,32.54644],[-115.32386,32.5459],[-115.32586,32.54534],[-115.32784,32.54477],[-115.32981,32.54421],[-115.33179,32.54366],[-115.3335,32.54322],[-115.33523,32.54278],[-115.33695,32.54235],[-115.33867,32.54191],[-115.34039,32.54147],[-115.34211,32.54104],[-115.34402,32.54167],[-115.34593,32.54229],[-115.34784,32.5429],[-115.34975,32.54352],[-115.34939,32.54434]]}}
Línea 138.0 kV | LineString | 138.0 kV |  |  |  | CFE |  |  |  |  | OpenStreetMap | {"type":"Feature","properties":{},"geometry":{"type":"LineString","coordinates":[[-99.6249,27.47761],[-99.62537,27.4789],[-99.62584,27.48019],[-99.62697,27.4812]]}}
Línea 138.0 kV | LineString | 138.0 kV |  |  |  | CFE |  |  |  |  | OpenStreetMap | {"type":"Feature","properties":{},"geometry":{"type":"LineString","coordinates":[[-99.6249,27.47761],[-99.62473,27.4774]]}}
Línea 138.0 kV | LineString | 138.0 kV |  |  |  | CFE |  |  |  |  | OpenStreetMap | {"type":"Feature","properties":{},"geometry":{"type":"LineString","coordinates":[[-99.62492,27.47736],[-99.6249,27.47761]]}}
Línea 138.0 kV | LineString | 138.0 kV | 1 |  |  | CFE |  |  |  |  | OpenStreetMap | {"type":"Feature","properties":{},"geometry":{"type":"LineString","coordinates":[[-99.63005,27.47965],[-99.62873,27.48078],[-99.62697,27.4812]]}}
Línea 161.0 kV | LineString | 161.0 kV | 1 |  |  | Comisión Federal de Electricidad |  |  |  |  | OpenStreetMap | {"type":"Feature","properties":{},"geometry":{"type":"LineString","coordinates":[[-115.35075,32.54556],[-115.35106,32.54542]]}}
Línea 161.0 kV | LineString | 161.0 kV | 1 |  |  | Comisión Federal de Electricidad |  |  |  |  | OpenStreetMap | {"type":"Feature","properties":{},"geometry":{"type":"LineString","coordinates":[[-115.35075,32.54556],[-115.35068,32.5453]]}}
Línea 161.0 kV | LineString | 161.0 kV | 2 |  |  | Comisión Federal de Electricidad |  |  |  |  | OpenStreetMap | {"type":"Feature","properties":{},"geometry":{"type":"LineString","coordinates":[[-115.34939,32.54434],[-115.34907,32.54499],[-115.35075,32.54556]]}}
Línea 161.0 kV | LineString | 161.0 kV | 2 |  |  | Comisión Federal de Electricidad |  |  |  |  | OpenStreetMap | {"type":"Feature","properties":{},"geometry":{"type":"LineString","coordinates":[[-115.34939,32.54434],[-115.34945,32.54471]]}}
Línea 161.0 kV | LineString | 161.0 kV | 1 |  |  | Comisión Federal de Electricidad |  |  |  |  | OpenStreetMap | {"type":"Feature","properties":{},"geometry":{"type":"LineString","coordinates":[[-115.34945,32.54471],[-115.35015,32.54487]]}}
Línea 161.0 kV | LineString | 161.0 kV | 1 |  |  | Comisión Federal de Electricidad |  |  |  |  | OpenStreetMap | {"type":"Feature","properties":{},"geometry":{"type":"LineString","coordinates":[[-115.34945,32.54471],[-115.35008,32.54502]]}}
Gonzáles Ortega | Point | 161.0 kV |  |  |  | n/d | distribution |  |  |  | OpenStreetMap | {"type":"Feature","properties":{},"geometry":{"type":"Point","coordinates":[-115.33321,32.57972]}}
Mexicali Oriente | Point | 161.0 kV |  |  |  | Comisión Federal de Electricidad | distribution |  |  |  | OpenStreetMap | {"type":"Feature","properties":{},"geometry":{"type":"Point","coordinates":[-115.35721,32.65421]}}
Subestación Hidalgo | Point | 161.0 kV |  |  |  | Comisión Federal de Electricidad | distribution |  |  |  | OpenStreetMap | {"type":"Feature","properties":{},"geometry":{"type":"Point","coordinates":[-114.77813,32.47914]}}
1 | Point | 138.0 kV |  |  |  | n/d | transmission |  |  |  | OpenStreetMap | {"type":"Feature","properties":{},"geometry":{"type":"Point","coordinates":[-97.48699,25.82266]}}
Subestación | Point | 138.0 kV |  |  |  | n/d | industrial |  |  |  | OpenStreetMap | {"type":"Feature","properties":{},"geometry":{"type":"Point","coordinates":[-97.51242,25.85405]}}
Infonavit | Point | 138.0 kV |  |  |  | n/d | transmission |  |  |  | OpenStreetMap | {"type":"Feature","properties":{},"geometry":{"type":"Point","coordinates":[-97.51769,25.84537]}}
Subestación | Point | 138.0 kV |  |  |  | n/d | transmission |  |  |  | OpenStreetMap | {"type":"Feature","properties":{},"geometry":{"type":"Point","coordinates":[-97.54996,25.87082]}}
Subestación | Point | 138.0 kV |  |  |  | n/d | transmission |  |  |  | OpenStreetMap | {"type":"Feature","properties":{},"geometry":{"type":"Point","coordinates":[-97.53616,25.89667]}}
Subestación | Point | 138.0 kV |  |  |  | n/d | transmission |  |  |  | OpenStreetMap | {"type":"Feature","properties":{},"geometry":{"type":"Point","coordinates":[-97.7965,25.88154]}}
Subestación | Point | 138.0 kV |  |  |  | n/d | industrial |  |  |  | OpenStreetMap | {"type":"Feature","properties":{},"geometry":{"type":"Point","coordinates":[-98.18979,25.99687]}}
Subestación | Point | 138.0 kV |  |  |  | n/d | transmission |  |  |  | OpenStreetMap | {"type":"Feature","properties":{},"geometry":{"type":"Point","coordinates":[-98.21869,26.03762]}}
Subestación | Point | 138.0 kV |  |  |  | n/d | transmission |  |  |  | OpenStreetMap | {"type":"Feature","properties":{},"geometry":{"type":"Point","coordinates":[-98.18374,26.02584]}}
Subestación | Point | 138.0 kV |  |  |  | n/d | transmission |  |  |  | OpenStreetMap | {"type":"Feature","properties":{},"geometry":{"type":"Point","coordinates":[-98.23139,26.04702]}}
Subestación | Point | 138.0 kV |  |  |  | n/d | transmission |  |  |  | OpenStreetMap | {"type":"Feature","properties":{},"geometry":{"type":"Point","coordinates":[-98.26539,26.06666]}}
Subestación | Point | 138.0 kV |  |  |  | CFE | transmission |  |  |  | OpenStreetMap | {"type":"Feature","properties":{},"geometry":{"type":"Point","coordinates":[-98.21782,26.01623]}}
Subestación | Point | 138.0 kV |  |  |  | n/d | transmission |  |  |  | OpenStreetMap | {"type":"Feature","properties":{},"geometry":{"type":"Point","coordinates":[-98.32739,26.10952]}}
Subestación | Point | 138.0 kV |  |  |  | n/d | transmission |  |  |  | OpenStreetMap | {"type":"Feature","properties":{},"geometry":{"type":"Point","coordinates":[-98.34503,26.13083]}}
Subestación | Point | 138.0 kV |  |  |  | n/d | distribution |  |  |  | OpenStreetMap | {"type":"Feature","properties":{},"geometry":{"type":"Point","coordinates":[-98.67576,26.23035]}}
Subestación | Point | 138.0 kV |  |  |  | n/d | generation |  |  |  | OpenStreetMap | {"type":"Feature","properties":{},"geometry":{"type":"Point","coordinates":[-99.17016,26.55794]}}
Subestación | Point | 138.0 kV |  |  |  | n/d | transmission |  |  |  | OpenStreetMap | {"type":"Feature","properties":{},"geometry":{"type":"Point","coordinates":[-101.0619,29.44892]}}
Subestación | Point | 138.0 kV |  |  |  | n/d | industrial |  |  |  | OpenStreetMap | {"type":"Feature","properties":{},"geometry":{"type":"Point","coordinates":[-99.62468,27.47718]}}
Laredo Poniente | Point | 138.0 kV |  |  |  | n/d | transmission |  |  |  | OpenStreetMap | {"type":"Feature","properties":{},"geometry":{"type":"Point","coordinates":[-99.57129,27.50676]}}
Subestación | Point | 138.0 kV |  |  |  | n/d | transmission |  |  |  | OpenStreetMap | {"type":"Feature","properties":{},"geometry":{"type":"Point","coordinates":[-99.4926,27.45877]}}
Subestación Cupatitzio | Point | 161.0 kV |  |  |  | n/d | generation |  |  |  | OpenStreetMap | {"type":"Feature","properties":{},"geometry":{"type":"Point","coordinates":[-102.0798,19.26859]}}
Cóbano | Point | 161.0 kV |  |  |  | n/d | transmission |  |  |  | OpenStreetMap | {"type":"Feature","properties":{},"geometry":{"type":"Point","coordinates":[-102.01189,19.16612]}}
Subestación | Point | 138.0 kV |  |  |  | n/d | transmission |  |  |  | OpenStreetMap | {"type":"Feature","properties":{},"geometry":{"type":"Point","coordinates":[-100.5449,28.70189]}}
Subestación Eléctrica Apatzingán 1 | Point | 161.0 kV |  |  |  | n/d | transmission |  |  |  | OpenStreetMap | {"type":"Feature","properties":{},"geometry":{"type":"Point","coordinates":[-102.32949,19.0614]}}
Subestacion Chamizal | Point | 138.0 kV |  |  |  | Comisión Federal de Electricidad | transmission |  |  |  | OpenStreetMap | {"type":"Feature","properties":{},"geometry":{"type":"Point","coordinates":[-106.47415,31.74914]}}
Subestación | Point | 138.0 kV |  |  |  | n/d | transmission |  |  |  | OpenStreetMap | {"type":"Feature","properties":{},"geometry":{"type":"Point","coordinates":[-99.53849,27.4732]}}
Subestación | Point | 138.0 kV |  |  |  | n/d | transmission |  |  |  | OpenStreetMap | {"type":"Feature","properties":{},"geometry":{"type":"Point","coordinates":[-99.50314,27.48364]}}
Corona | Point | 138.0 kV |  |  |  | n/d | transmission |  |  |  | OpenStreetMap | {"type":"Feature","properties":{},"geometry":{"type":"Point","coordinates":[-100.60573,28.57875]}}
Subestación | Point | 138.0 kV |  |  |  | n/d | distribution |  |  |  | OpenStreetMap | {"type":"Feature","properties":{},"geometry":{"type":"Point","coordinates":[-100.8522,28.33805]}}
Subestación | Point | 138.0 kV |  |  |  | n/d | transmission |  |  |  | OpenStreetMap | {"type":"Feature","properties":{},"geometry":{"type":"Point","coordinates":[-100.129,27.23846]}}
Subestación | Point | 138.0 kV |  |  |  | n/d | distribution |  |  |  | OpenStreetMap | {"type":"Feature","properties":{},"geometry":{"type":"Point","coordinates":[-99.54097,27.45493]}}
Cerro Prieto 4 | Point | 161.0 kV |  |  |  | Comisión Federal de Electricidad | generation |  |  |  | OpenStreetMap | {"type":"Feature","properties":{},"geometry":{"type":"Point","coordinates":[-115.21132,32.40532]}}
Cerro Prieto 1 | Point | 161.0 kV |  |  |  | Comisión Federal de Electricidad | generation |  |  |  | OpenStreetMap | {"type":"Feature","properties":{},"geometry":{"type":"Point","coordinates":[-115.23836,32.39902]}}
Substacion Medanos | Point | 138.0 kV |  |  |  | Comisión Federal de Electricidad | transmission |  |  |  | OpenStreetMap | {"type":"Feature","properties":{},"geometry":{"type":"Point","coordinates":[-106.37394,31.57716]}}
Subestación | Point | 138.0 kV |  |  |  | n/d | transmission |  |  |  | OpenStreetMap | {"type":"Feature","properties":{},"geometry":{"type":"Point","coordinates":[-98.35506,26.04983]}}
Subestación | Point | 138.0 kV |  |  |  | n/d | transmission |  |  |  | OpenStreetMap | {"type":"Feature","properties":{},"geometry":{"type":"Point","coordinates":[-98.36551,26.03251]}}
Subestación | Point | 138.0 kV |  |  |  | n/d | distribution |  |  |  | OpenStreetMap | {"type":"Feature","properties":{},"geometry":{"type":"Point","coordinates":[-100.57195,28.67626]}}
Subestación | Point | 138.0 kV |  |  |  | n/d | transmission |  |  |  | OpenStreetMap | {"type":"Feature","properties":{},"geometry":{"type":"Point","coordinates":[-100.62829,28.59418]}}
Subestación | Point | 138.0 kV |  |  |  | n/d | transmission |  |  |  | OpenStreetMap | {"type":"Feature","properties":{},"geometry":{"type":"Point","coordinates":[-97.51601,25.88515]}}
Subestación | Point | 138.0 kV |  |  |  | n/d | transmission |  |  |  | OpenStreetMap | {"type":"Feature","properties":{},"geometry":{"type":"Point","coordinates":[-98.45959,25.89959]}}
Subestación | Point | 138.0 kV |  |  |  | n/d | transmission |  |  |  | OpenStreetMap | {"type":"Feature","properties":{},"geometry":{"type":"Point","coordinates":[-98.11922,25.97875]}}
Subestación | Point | 138.0 kV |  |  |  | n/d | transmission |  |  |  | OpenStreetMap | {"type":"Feature","properties":{},"geometry":{"type":"Point","coordinates":[-97.95576,26.03916]}}
Subestación | Point | 138.0 kV |  |  |  | n/d |  |  |  |  | OpenStreetMap | {"type":"Feature","properties":{},"geometry":{"type":"Point","coordinates":[-97.54957,25.90636]}}
Subestación | Point | 138.0 kV |  |  |  | n/d |  |  |  |  | OpenStreetMap | {"type":"Feature","properties":{},"geometry":{"type":"Point","coordinates":[-97.55257,25.90134]}}
Río Nuevo | Point | 161.0 kV |  |  |  | n/d | distribution |  |  |  | OpenStreetMap | {"type":"Feature","properties":{},"geometry":{"type":"Point","coordinates":[-115.49588,32.66105]}}
Nacozari | Point | 161.0 kV |  |  |  | n/d | distribution |  |  |  | OpenStreetMap | {"type":"Feature","properties":{},"geometry":{"type":"Point","coordinates":[-115.45436,32.64008]}}
Skyworks | Point | 161.0 kV |  |  |  | n/d | industrial |  |  |  | OpenStreetMap | {"type":"Feature","properties":{},"geometry":{"type":"Point","coordinates":[-115.41833,32.63458]}}
Subestación | Point | 161.0 kV |  |  |  | n/d | transmission |  |  |  | OpenStreetMap | {"type":"Feature","properties":{},"geometry":{"type":"Point","coordinates":[-115.28953,32.56569]}}
Subestación | Point | 161.0 kV |  |  |  | n/d |  |  |  |  | OpenStreetMap | {"type":"Feature","properties":{},"geometry":{"type":"Point","coordinates":[-115.28805,32.57071]}}
Subestación | Point | 138.0 kV |  |  |  | n/d | transmission |  |  |  | OpenStreetMap | {"type":"Feature","properties":{},"geometry":{"type":"Point","coordinates":[-99.17094,26.55818]}}
Subestación | Point | 138.0 kV |  |  |  | n/d | transmission |  |  |  | OpenStreetMap | {"type":"Feature","properties":{},"geometry":{"type":"Point","coordinates":[-97.49577,25.87189]}}
Subestación | Point | 138.0 kV |  |  |  | n/d | transmission |  |  |  | OpenStreetMap | {"type":"Feature","properties":{},"geometry":{"type":"Point","coordinates":[-97.47076,25.85405]}}
Subestación | Point | 138.0 kV |  |  |  | n/d | transmission |  |  |  | OpenStreetMap | {"type":"Feature","properties":{},"geometry":{"type":"Point","coordinates":[-97.43668,25.83769]}}
Subestación | Point | 138.0 kV |  |  |  | n/d | industrial |  |  |  | OpenStreetMap | {"type":"Feature","properties":{},"geometry":{"type":"Point","coordinates":[-97.42822,25.83306]}}
Subestación | Point | 138.0 kV |  |  |  | n/d | industrial |  |  |  | OpenStreetMap | {"type":"Feature","properties":{},"geometry":{"type":"Point","coordinates":[-97.4278,25.8367]}}
Subestación | Point | 138.0 kV |  |  |  | n/d | transmission |  |  |  | OpenStreetMap | {"type":"Feature","properties":{},"geometry":{"type":"Point","coordinates":[-97.49875,25.88416]}}
Subestación | Point | 138.0 kV |  |  |  | n/d | distribution |  |  |  | OpenStreetMap | {"type":"Feature","properties":{},"geometry":{"type":"Point","coordinates":[-97.81512,25.64092]}}
Subestación | Point | 138.0 kV |  |  |  | n/d | transmission |  |  |  | OpenStreetMap | {"type":"Feature","properties":{},"geometry":{"type":"Point","coordinates":[-97.81548,25.68267]}}
Subestación | Point | 138.0 kV |  |  |  | n/d | transmission |  |  |  | OpenStreetMap | {"type":"Feature","properties":{},"geometry":{"type":"Point","coordinates":[-98.28357,26.03848]}}
Subestación | Point | 138.0 kV |  |  |  | n/d | transmission |  |  |  | OpenStreetMap | {"type":"Feature","properties":{},"geometry":{"type":"Point","coordinates":[-98.20453,25.92781]}}
Subestación | Point | 138.0 kV |  |  |  | n/d | transmission |  |  |  | OpenStreetMap | {"type":"Feature","properties":{},"geometry":{"type":"Point","coordinates":[-98.31107,26.08061]}}
Subestación | Point | 138.0 kV |  |  |  | n/d | industrial |  |  |  | OpenStreetMap | {"type":"Feature","properties":{},"geometry":{"type":"Point","coordinates":[-98.3683,26.03813]}}
Subestación | Point | 138.0 kV |  |  |  | n/d | industrial |  |  |  | OpenStreetMap | {"type":"Feature","properties":{},"geometry":{"type":"Point","coordinates":[-98.37248,26.05033]}}
Subestación | Point | 138.0 kV |  |  |  | n/d | industrial |  |  |  | OpenStreetMap | {"type":"Feature","properties":{},"geometry":{"type":"Point","coordinates":[-98.35971,26.04507]}}
Subestación | Point | 138.0 kV |  |  |  | n/d | transmission |  |  |  | OpenStreetMap | {"type":"Feature","properties":{},"geometry":{"type":"Point","coordinates":[-98.3284,26.04594]}}
Subestación | Point | 138.0 kV |  |  |  | n/d | transmission |  |  |  | OpenStreetMap | {"type":"Feature","properties":{},"geometry":{"type":"Point","coordinates":[-98.29674,26.06151]}}
Subestación | Point | 138.0 kV |  |  |  | n/d | transmission |  |  |  | OpenStreetMap | {"type":"Feature","properties":{},"geometry":{"type":"Point","coordinates":[-98.28903,26.09371]}}
Subestación | Point | 138.0 kV |  |  |  | n/d | industrial |  |  |  | OpenStreetMap | {"type":"Feature","properties":{},"geometry":{"type":"Point","coordinates":[-99.54301,27.46897]}}
Subestación | Point | 138.0 kV |  |  |  | n/d | industrial |  |  |  | OpenStreetMap | {"type":"Feature","properties":{},"geometry":{"type":"Point","coordinates":[-100.52394,28.68872]}}
Subestación | Point | 138.0 kV |  |  |  | n/d | transmission |  |  |  | OpenStreetMap | {"type":"Feature","properties":{},"geometry":{"type":"Point","coordinates":[-100.52495,28.685]}}
Subestación | Point | 138.0 kV |  |  |  | n/d | transmission |  |  |  | OpenStreetMap | {"type":"Feature","properties":{},"geometry":{"type":"Point","coordinates":[-100.90441,29.29015]}}
Compañía Cervecera de Coahuila | Point | 138.0 kV |  |  |  | n/d | industrial |  |  |  | OpenStreetMap | {"type":"Feature","properties":{},"geometry":{"type":"Point","coordinates":[-100.60327,28.57714]}}
Industria Vidriera Coahuila | Point | 138.0 kV |  |  |  | n/d | industrial |  |  |  | OpenStreetMap | {"type":"Feature","properties":{},"geometry":{"type":"Point","coordinates":[-100.59735,28.5731]}}
Subestación San Cristobal | Point | 138.0 kV |  |  |  | n/d | distribution |  |  |  | OpenStreetMap | {"type":"Feature","properties":{},"geometry":{"type":"Point","coordinates":[-98.42784,26.03306]}}
Línea 115.0 kV | LineString | 115.0 kV | 1 |  |  | CFE |  |  |  |  | OpenStreetMap | {"type":"Feature","properties":{},"geometry":{"type":"LineString","coordinates":[[-110.28856,24.22546],[-110.28386,24.22333],[-110.28012,24.22164],[-110.27459,24.21914],[-110.26937,24.2168],[-110.2669,24.2157],[-110.26608,24.213],[-110.26539,24.2107],[-110.26463,24.20818],[-110.26325,24.20348],[-110.26251,24.20097],[-110.2618,24.19839],[-110.26111,24.19605],[-110.26041,24.19367],[-110.25962,24.19123],[-110.25892,24.18888],[-110.25821,24.18648],[-110.25748,24.18415],[-110.25687,24.18179],[-110.25611,24.17935],[-110.25542,24.17708],[-110.25476,24.17489],[-110.25405,24.17253],[-110.25347,24.17051],[-110.25289,24.16841],[-110.25222,24.16645],[-110.25304,24.16442],[-110.25382,24.16228],[-110.25388,24.1621],[-110.25389,24.16207]]}}
Línea 115.0 kV | LineString | 115.0 kV | 2 |  |  | CFE |  |  |  |  | OpenStreetMap | {"type":"Feature","properties":{},"geometry":{"type":"LineString","coordinates":[[-116.67599,32.53963],[-116.67587,32.53932],[-116.67473,32.53649],[-116.67344,32.53334],[-116.67193,32.53271],[-116.67002,32.53192],[-116.66555,32.52998],[-116.66328,32.52901],[-116.65934,32.5273],[-116.65466,32.52531],[-116.65243,32.52436],[-116.64702,32.52479],[-116.64186,32.52509],[-116.63883,32.52859],[-116.63624,32.53143],[-116.63389,32.53423],[-116.63056,32.53795],[-116.6303,32.5403],[-116.62856,32.54214],[-116.62796,32.54205]]}}
Línea 115.0 kV | LineString | 115.0 kV | 1 |  |  | Comisión Federal de Electricidad |  |  |  |  | OpenStreetMap | {"type":"Feature","properties":{},"geometry":{"type":"LineString","coordinates":[[-113.29551,31.30906],[-113.29621,31.30928],[-113.29883,31.30994],[-113.30261,31.31083],[-113.30602,31.31173],[-113.30959,31.31267],[-113.31343,31.31367],[-113.31718,31.31465],[-113.32047,31.31551],[-113.3239,31.3164],[-113.32761,31.31735],[-113.33135,31.31833],[-113.33515,31.31932],[-113.33886,31.3203],[-113.3425,31.32125],[-113.34625,31.32222],[-113.35006,31.32321],[-113.35374,31.32417],[-113.35754,31.32507],[-113.36139,31.32602],[-113.36547,31.32717],[-113.36958,31.32828],[-113.37373,31.32936],[-113.37785,31.33044],[-113.38186,31.33148],[-113.38527,31.33237],[-113.38858,31.33173],[-113.39229,31.33106],[-113.39631,31.33034],[-113.39995,31.32968],[-113.40379,31.32899],[-113.40404,31.32894],[-113.40789,31.32825],[-113.41187,31.32753],[-113.41593,31.3268],[-113.42011,31.32604],[-113.42442,31.32527],[-113.42875,31.32449],[-113.43262,31.32379],[-113.43675,31.32304],[-113.4404,31.3224],[-113.44442,31.32166],[-113.44887,31.32086],[-113.45317,31.32008],[-113.4574,31.31932],[-113.46158,31.31857],[-113.46572,31.31782],[-113.46998,31.31705],[-113.4742,31.31629],[-113.47805,31.31559],[-113.48201,31.31488],[-113.48624,31.31412],[-113.4904,31.31337],[-113.49479,31.31257],[-113.49895,31.31182],[-113.5026,31.31117],[-113.50633,31.31049],[-113.51009,31.30982],[-113.51401,31.30912],[-113.51673,31.30984]]}}
Línea 115.0 kV | LineString | 115.0 kV |  |  |  | CFE |  |  |  |  | OpenStreetMap | {"type":"Feature","properties":{},"geometry":{"type":"LineString","coordinates":[[-112.67825,30.80217],[-112.67869,30.80217],[-112.67871,30.80163],[-112.67768,30.80159],[-112.67661,30.80156],[-112.6765,30.80274],[-112.6765,30.80292],[-112.67651,30.80427]]}}
Línea 115.0 kV | LineString | 115.0 kV | 4 |  |  | CFE |  |  |  |  | OpenStreetMap | {"type":"Feature","properties":{},"geometry":{"type":"LineString","coordinates":[[-110.9997,29.18094],[-110.99952,29.17936],[-110.99932,29.17766],[-110.99912,29.17595],[-110.99891,29.17425],[-110.99872,29.17249],[-110.99852,29.17079],[-110.99832,29.16909],[-110.99813,29.16741],[-110.99792,29.16568],[-110.99773,29.16398],[-110.99752,29.16228],[-110.99735,29.16083],[-110.99716,29.15926],[-110.99699,29.15769],[-110.99679,29.15612],[-110.99677,29.15453],[-110.99665,29.15263],[-110.99653,29.15145],[-110.99649,29.1502],[-110.99645,29.14935],[-110.99641,29.14804],[-110.99638,29.14695],[-110.99636,29.14589],[-110.99629,29.14457],[-110.99627,29.14425],[-110.99686,29.1438]]}}
Línea 115.0 kV | LineString | 115.0 kV | 2 |  |  | CFE |  |  |  |  | OpenStreetMap | {"type":"Feature","properties":{},"geometry":{"type":"LineString","coordinates":[[-110.91726,29.10899],[-110.91725,29.10936],[-110.9184,29.10935],[-110.91841,29.11016],[-110.91839,29.1118],[-110.91854,29.11392],[-110.91852,29.11579],[-110.91852,29.11935],[-110.91786,29.12327],[-110.91709,29.12718],[-110.91886,29.12933],[-110.91893,29.13317],[-110.9189,29.13397],[-110.91825,29.13801],[-110.91774,29.1412],[-110.91738,29.14345],[-110.91673,29.1474],[-110.91525,29.15149],[-110.9151,29.15405],[-110.915,29.15677],[-110.91569,29.15942],[-110.91656,29.16279],[-110.91707,29.16479],[-110.91778,29.1675],[-110.91845,29.17009],[-110.91914,29.17275],[-110.91956,29.173],[-110.92076,29.17269],[-110.92383,29.1719],[-110.9251,29.17154],[-110.93191,29.16987],[-110.93624,29.16879],[-110.93983,29.1679],[-110.94259,29.16614],[-110.94618,29.16385],[-110.94846,29.15938],[-110.95036,29.15565],[-110.95159,29.15322],[-110.95309,29.15023],[-110.95439,29.1477],[-110.95553,29.14546],[-110.95582,29.14491],[-110.95712,29.14236],[-110.95809,29.14045],[-110.95966,29.13731],[-110.96126,29.13418],[-110.96283,29.13109],[-110.96431,29.12825],[-110.96599,29.12497],[-110.9675,29.12192],[-110.96895,29.11912],[-110.97041,29.11623],[-110.9719,29.11336],[-110.97184,29.11292]]}}
Línea 115.0 kV | LineString | 115.0 kV | 2 |  |  | CFE |  |  |  |  | OpenStreetMap | {"type":"Feature","properties":{},"geometry":{"type":"LineString","coordinates":[[-111.00404,29.14562],[-111.00378,29.14565],[-111.00345,29.14536],[-111.00239,29.145],[-111.00082,29.14451],[-110.99935,29.14404],[-110.9984,29.14375],[-110.99686,29.1438]]}}
Línea 115.0 kV | LineString | 115.0 kV | 2 |  |  | CFE |  |  |  |  | OpenStreetMap | {"type":"Feature","properties":{},"geometry":{"type":"LineString","coordinates":[[-110.91706,29.10899],[-110.91705,29.10949],[-110.91725,29.1095],[-110.91831,29.1095],[-110.91831,29.11042],[-110.91831,29.11136],[-110.91831,29.11235],[-110.91833,29.11335],[-110.91832,29.11434],[-110.9183,29.11533],[-110.91825,29.11931],[-110.91779,29.12221],[-110.91719,29.12511],[-110.91657,29.12862],[-110.91595,29.13206],[-110.91584,29.13401],[-110.91575,29.13594],[-110.9156,29.13818],[-110.91547,29.14117],[-110.91535,29.14413],[-110.91523,29.14678],[-110.91511,29.14883],[-110.915,29.15107],[-110.91485,29.15407],[-110.91474,29.1568],[-110.91529,29.15895],[-110.91592,29.16145],[-110.91672,29.16449],[-110.91752,29.16756],[-110.9182,29.17015],[-110.91889,29.17278],[-110.91875,29.17318],[-110.9172,29.17357],[-110.91356,29.17448],[-110.90997,29.17538],[-110.90642,29.17628],[-110.90296,29.17715],[-110.89947,29.17706],[-110.89424,29.17693],[-110.89029,29.17682],[-110.88817,29.17676],[-110.88711,29.17674]]}}
Línea 115.0 kV | LineString | 115.0 kV | 2 |  |  | CFE |  |  |  |  | OpenStreetMap | {"type":"Feature","properties":{},"geometry":{"type":"LineString","coordinates":[[-110.83425,29.03357],[-110.83424,29.034],[-110.83356,29.03455],[-110.83342,29.03553],[-110.8334,29.0363],[-110.83417,29.0363],[-110.83419,29.03808],[-110.83418,29.04106],[-110.83422,29.04415],[-110.83426,29.0472],[-110.8342,29.05022],[-110.83364,29.05316],[-110.83297,29.0569],[-110.83238,29.06049],[-110.83174,29.06358],[-110.83118,29.06671],[-110.83061,29.06983],[-110.83003,29.07294],[-110.82948,29.07606],[-110.82913,29.07803],[-110.82836,29.08231],[-110.82767,29.08614],[-110.82713,29.08919],[-110.82651,29.09255],[-110.82577,29.09664],[-110.82516,29.10003],[-110.82464,29.10318],[-110.82687,29.10571],[-110.82934,29.1086],[-110.83123,29.11079],[-110.83404,29.11405],[-110.83635,29.11675],[-110.83856,29.11929],[-110.84074,29.12182],[-110.84311,29.12458],[-110.84566,29.12753],[-110.8484,29.1307],[-110.85053,29.13321],[-110.85265,29.13567],[-110.85485,29.13818],[-110.85716,29.14091],[-110.85934,29.14341],[-110.86153,29.14595],[-110.86372,29.1485],[-110.86595,29.15109],[-110.86824,29.15372],[-110.87036,29.15619],[-110.87247,29.15863],[-110.87608,29.16282],[-110.87821,29.16531],[-110.88035,29.16781],[-110.88288,29.16987],[-110.88555,29.17209],[-110.88818,29.17418],[-110.88818,29.17634],[-110.88711,29.17634]]}}
Línea 115.0 kV | LineString | 115.0 kV | 2 |  |  | CFE |  |  |  |  | OpenStreetMap | {"type":"Feature","properties":{},"geometry":{"type":"LineString","coordinates":[[-110.83453,29.03324],[-110.83461,29.03296],[-110.83473,29.03197],[-110.83625,29.03192],[-110.83983,29.03184],[-110.84301,29.03176],[-110.84668,29.0317],[-110.85083,29.03161],[-110.85496,29.03163],[-110.8591,29.03164],[-110.86346,29.03165],[-110.86785,29.03169],[-110.8723,29.0317],[-110.87679,29.03172],[-110.88116,29.03173],[-110.88504,29.03175],[-110.88847,29.03296],[-110.89255,29.0344],[-110.89667,29.03585],[-110.90094,29.03736],[-110.90517,29.03885],[-110.90944,29.04035]]}}
Línea 115.0 kV | LineString | 115.0 kV | 2 |  |  | CFE |  |  |  |  | OpenStreetMap | {"type":"Feature","properties":{},"geometry":{"type":"LineString","coordinates":[[-110.90925,29.00399],[-110.90777,29.00634],[-110.90668,29.00806],[-110.90633,29.00862],[-110.9061,29.009],[-110.90483,29.01107],[-110.90533,29.01417],[-110.90525,29.01456],[-110.90444,29.0148],[-110.9035,29.01506],[-110.90256,29.01533],[-110.90161,29.01563],[-110.90128,29.01675],[-110.89964,29.01933],[-110.89805,29.02187],[-110.8964,29.02454],[-110.89472,29.02718],[-110.89293,29.03006],[-110.88981,29.03013],[-110.88688,29.03019],[-110.88391,29.03024],[-110.88097,29.03031],[-110.87782,29.03037],[-110.87448,29.03045],[-110.87119,29.03053],[-110.86801,29.03059],[-110.86391,29.03067],[-110.85999,29.03076],[-110.85614,29.03086],[-110.85468,29.03089],[-110.8526,29.03094],[-110.84919,29.03099],[-110.84576,29.03109],[-110.84235,29.03117],[-110.83923,29.03125],[-110.83562,29.03132],[-110.83451,29.03134]]}}
Línea 115.0 kV | LineString | 115.0 kV | 1 |  |  | Comisión Federal de Electricidad |  |  |  |  | OpenStreetMap | {"type":"Feature","properties":{},"geometry":{"type":"LineString","coordinates":[[-87.4711,20.26032],[-87.46969,20.25879],[-87.46773,20.25668],[-87.46445,20.25665],[-87.46114,20.25656],[-87.45842,20.25651],[-87.4551,20.25646],[-87.45183,20.25639],[-87.44928,20.25634],[-87.44665,20.25629],[-87.44431,20.25625],[-87.44243,20.2562],[-87.43882,20.2561],[-87.43675,20.25606],[-87.43279,20.25597],[-87.42901,20.25589],[-87.42503,20.25581],[-87.42168,20.25574],[-87.41842,20.25568],[-87.41517,20.2556],[-87.4118,20.25553],[-87.40864,20.25547],[-87.40686,20.25822],[-87.40512,20.26091],[-87.40338,20.26362],[-87.40166,20.26628],[-87.39989,20.26902],[-87.39817,20.27169],[-87.39645,20.27435],[-87.39467,20.27712],[-87.3931,20.27955],[-87.39131,20.28233],[-87.38961,20.28494],[-87.38786,20.28767],[-87.38612,20.29035],[-87.38452,20.29283],[-87.38312,20.29502],[-87.38184,20.29698],[-87.38032,20.29934],[-87.37899,20.30141],[-87.37911,20.30399],[-87.37926,20.30706],[-87.37942,20.31019],[-87.37955,20.31301],[-87.37967,20.31523],[-87.37976,20.31716],[-87.37991,20.32011],[-87.38004,20.32295],[-87.37757,20.32446],[-87.37514,20.32591],[-87.37271,20.32739],[-87.37071,20.32859],[-87.36829,20.33005],[-87.36595,20.33147],[-87.36453,20.33424],[-87.36304,20.33712],[-87.36165,20.33984],[-87.36009,20.34286],[-87.35864,20.34569],[-87.35745,20.348],[-87.35605,20.35072],[-87.35461,20.35353],[-87.3531,20.35647],[-87.35171,20.35917],[-87.35036,20.36179],[-87.34895,20.36454],[-87.3473,20.36775],[-87.34443,20.37333],[-87.34301,20.37608],[-87.34163,20.37878],[-87.34026,20.38145],[-87.33883,20.38422],[-87.33737,20.38708],[-87.33593,20.38987],[-87.33449,20.39267],[-87.33309,20.3954],[-87.33175,20.398],[-87.33042,20.40056],[-87.32914,20.40307],[-87.32789,20.4055],[-87.32663,20.40795],[-87.32511,20.41091],[-87.32367,20.41373],[-87.32206,20.41671],[-87.31929,20.41827],[-87.31649,20.41984],[-87.3141,20.42119],[-87.31138,20.42271],[-87.30904,20.42404],[-87.30645,20.42549],[-87.30372,20.42702],[-87.30185,20.42964],[-87.29997,20.43222],[-87.2981,20.43487],[-87.29619,20.43754],[-87.29436,20.4401],[-87.29249,20.44273],[-87.29064,20.44539],[-87.2886,20.44789],[-87.28777,20.44894],[-87.28704,20.44985],[-87.28629,20.45078],[-87.28496,20.4524],[-87.28406,20.45341],[-87.28376,20.45375],[-87.28255,20.4552],[-87.28043,20.45776],[-87.27847,20.46019],[-87.27656,20.46263],[-87.27462,20.46493],[-87.27252,20.46749],[-87.27062,20.46979],[-87.26898,20.47181],[-87.26744,20.47363],[-87.26614,20.47524],[-87.26393,20.47728],[-87.26158,20.47956],[-87.25924,20.48183],[-87.25685,20.48412],[-87.25457,20.48629],[-87.25216,20.48865],[-87.25082,20.49003],[-87.25024,20.49059],[-87.2496,20.49125],[-87.24699,20.49357],[-87.24463,20.49587],[-87.24323,20.49716],[-87.24228,20.49809],[-87.23981,20.50049],[-87.23923,20.50107],[-87.23743,20.50287],[-87.23465,20.50456],[-87.23199,20.50619],[-87.22913,20.50799],[-87.22641,20.5097],[-87.22369,20.51146],[-87.22096,20.51313],[-87.21828,20.51491],[-87.21547,20.51657],[-87.21266,20.51829],[-87.20986,20.52006],[-87.20742,20.52165],[-87.20535,20.52293],[-87.20311,20.52433],[-87.20091,20.52569],[-87.19838,20.52725],[-87.19654,20.5296],[-87.19448,20.53229],[-87.19226,20.53511],[-87.19037,20.53756],[-87.18832,20.54009],[-87.18644,20.54261],[-87.18446,20.54516],[-87.18251,20.54764],[-87.18047,20.55025],[-87.17843,20.55284],[-87.17658,20.5552],[-87.17496,20.55738],[-87.17238,20.55935],[-87.16974,20.56135],[-87.16702,20.56338],[-87.16438,20.56543],[-87.16187,20.56731],[-87.15946,20.56914],[-87.15684,20.57113],[-87.15426,20.5731],[-87.15177,20.575],[-87.14911,20.57702],[-87.14662,20.57892],[-87.144,20.58093],[-87.14156,20.58289],[-87.13816,20.58542],[-87.13562,20.58742],[-87.133,20.58947],[-87.13168,20.59271],[-87.13051,20.59556],[-87.12899,20.59928],[-87.12769,20.60245],[-87.12649,20.60533],[-87.12524,20.60845],[-87.12473,20.60973],[-87.12403,20.61148],[-87.12272,20.61468],[-87.12131,20.61809],[-87.11988,20.62164],[-87.11853,20.62496],[-87.11637,20.63025],[-87.11452,20.63478],[-87.11198,20.63516],[-87.11189,20.63517],[-87.11129,20.63533],[-87.1111,20.63537],[-87.111,20.63538],[-87.11088,20.6354],[-87.11067,20.63542],[-87.11045,20.63545],[-87.10954,20.63559],[-87.10858,20.63572],[-87.10853,20.63572],[-87.10777,20.63586],[-87.10643,20.63606],[-87.10585,20.63615],[-87.10471,20.63632],[-87.10136,20.63682],[-87.09928,20.63713],[-87.09619,20.63574],[-87.09296,20.6343],[-87.08971,20.63286],[-87.08673,20.63151],[-87.08349,20.63013],[-87.08309,20.62988]]}}
Línea 115.0 kV | LineString | 115.0 kV | 4 |  |  | CFE |  |  |  |  | OpenStreetMap | {"type":"Feature","properties":{},"geometry":{"type":"LineString","coordinates":[[-98.22741,19.18674],[-98.22618,19.18675],[-98.22529,19.18726],[-98.22443,19.18783],[-98.22287,19.18815],[-98.22162,19.18813],[-98.22032,19.18816],[-98.21909,19.18929],[-98.2179,19.19044],[-98.21677,19.19145],[-98.2152,19.19182],[-98.21349,19.19216],[-98.21197,19.19248],[-98.21084,19.19286],[-98.20975,19.19326],[-98.20892,19.19405],[-98.20813,19.19481],[-98.20639,19.19484],[-98.2047,19.19491],[-98.20342,19.19494],[-98.20256,19.19516],[-98.20158,19.19543],[-98.19982,19.19584],[-98.1983,19.19586],[-98.19671,19.19587],[-98.19546,19.19604],[-98.19521,19.19639],[-98.19452,19.19668],[-98.19339,19.1972],[-98.19313,19.19811]]}}
Línea 115.0 kV | LineString | 115.0 kV | 2 |  |  | CFE |  |  |  |  | OpenStreetMap | {"type":"Feature","properties":{},"geometry":{"type":"LineString","coordinates":[[-98.19642,19.30002],[-98.1966,19.29984],[-98.19725,19.29886],[-98.19797,19.29775],[-98.19879,19.29649],[-98.19974,19.29504],[-98.20042,19.29392],[-98.20105,19.29286],[-98.20214,19.29159],[-98.20268,19.29077],[-98.20344,19.28966],[-98.20421,19.28856],[-98.20466,19.28793],[-98.20515,19.28723],[-98.2056,19.28655],[-98.20618,19.28574],[-98.2068,19.28484],[-98.20741,19.28391],[-98.20806,19.28291],[-98.20865,19.28207],[-98.20912,19.28129],[-98.20964,19.28043],[-98.21021,19.27954],[-98.21087,19.27858],[-98.21163,19.2774],[-98.21209,19.27646],[-98.21251,19.27561],[-98.2129,19.27457],[-98.21321,19.27318],[-98.21343,19.27196],[-98.21376,19.27039],[-98.21582,19.26957],[-98.21681,19.26834],[-98.21684,19.26687],[-98.21687,19.26488],[-98.21777,19.26403],[-98.21835,19.26261],[-98.2189,19.26123],[-98.21901,19.25945],[-98.21911,19.25775],[-98.21806,19.25724],[-98.21677,19.25658],[-98.2152,19.25747],[-98.21437,19.25743],[-98.21318,19.25686],[-98.21182,19.2562],[-98.20975,19.25519],[-98.20864,19.2549],[-98.20733,19.25369]]}}
Línea 115.0 kV | LineString | 115.0 kV | 1 |  |  | CFE |  |  |  |  | OpenStreetMap | {"type":"Feature","properties":{},"geometry":{"type":"LineString","coordinates":[[-98.19313,19.19811],[-98.19285,19.19809],[-98.19279,19.19836]]}}
Línea 115.0 kV | LineString | 115.0 kV | 1 |  |  | CFE |  |  |  |  | OpenStreetMap | {"type":"Feature","properties":{},"geometry":{"type":"LineString","coordinates":[[-98.19292,19.36557],[-98.19338,19.36586],[-98.19506,19.36625],[-98.19669,19.36595],[-98.19804,19.36496],[-98.19947,19.36393],[-98.20131,19.36258],[-98.20193,19.36213],[-98.20346,19.36101],[-98.20723,19.35829],[-98.20843,19.3574],[-98.21068,19.35575],[-98.21301,19.35403],[-98.21445,19.35306],[-98.21985,19.34907],[-98.22144,19.3479],[-98.2247,19.34555],[-98.23215,19.34382],[-98.23816,19.34243],[-98.24036,19.34192],[-98.24239,19.34147],[-98.24771,19.34048],[-98.25411,19.3386],[-98.25529,19.33772],[-98.25784,19.33587],[-98.26146,19.33328],[-98.26229,19.33267],[-98.2632,19.33202],[-98.26434,19.33119],[-98.26531,19.33045],[-98.26712,19.32914],[-98.26819,19.32837],[-98.27005,19.32707],[-98.2703,19.32689],[-98.27264,19.32518],[-98.27368,19.32442],[-98.27472,19.32366],[-98.27588,19.32294],[-98.27676,19.32242],[-98.27667,19.3217],[-98.2761,19.32164],[-98.27611,19.32197]]}}
Línea 115.0 kV | LineString | 115.0 kV | 2 |  |  | CFE |  |  |  |  | OpenStreetMap | {"type":"Feature","properties":{},"geometry":{"type":"LineString","coordinates":[[-98.06582,19.49886],[-98.0639,19.49969],[-98.06089,19.50112],[-98.05864,19.50215],[-98.05522,19.50143],[-98.05275,19.50096],[-98.05032,19.50044],[-98.04811,19.50004]]}}
Línea 115.0 kV | LineString | 115.0 kV | 1 |  |  | CFE |  |  |  |  | OpenStreetMap | {"type":"Feature","properties":{},"geometry":{"type":"LineString","coordinates":[[-97.96686,19.33334],[-97.96699,19.33321],[-97.96749,19.33353],[-97.96707,19.3343],[-97.96606,19.33757],[-97.96533,19.34072],[-97.96495,19.3422],[-97.96456,19.34369],[-97.96424,19.34493],[-97.96388,19.34631],[-97.96372,19.34706],[-97.96335,19.34858],[-97.96278,19.35095],[-97.96228,19.35262],[-97.96198,19.35411],[-97.96165,19.35533],[-97.9613,19.35686],[-97.96089,19.35841],[-97.96065,19.35943],[-97.96033,19.36073],[-97.95989,19.3624],[-97.95947,19.36408],[-97.95909,19.3657],[-97.95791,19.37051],[-97.95747,19.37492],[-97.95765,19.3765],[-97.95848,19.37785],[-97.95948,19.3794],[-97.96037,19.38089],[-97.9611,19.38209],[-97.96217,19.38379],[-97.9633,19.38563],[-97.96419,19.38714],[-97.96513,19.38869],[-97.96603,19.39009],[-97.96774,19.39302],[-97.96865,19.39447],[-97.97038,19.39727],[-97.97223,19.40015],[-97.97325,19.40188],[-97.97407,19.4032],[-97.97502,19.40469],[-97.97576,19.40594],[-97.97654,19.40724],[-97.97735,19.40852],[-97.9781,19.40977],[-97.97877,19.41088],[-97.97959,19.41216],[-97.98043,19.4135],[-97.98116,19.41468],[-97.98298,19.41586],[-97.98499,19.41714],[-97.9865,19.4181],[-97.98886,19.41963],[-97.99,19.42037],[-97.99143,19.42131],[-97.99283,19.42222],[-97.99416,19.42304],[-97.99549,19.42392],[-97.99689,19.42475],[-97.99831,19.4257],[-97.99976,19.42661],[-98.00115,19.42749],[-98.00263,19.42843],[-98.0041,19.42944],[-98.00552,19.43035],[-98.00667,19.43109],[-98.00733,19.43154],[-98.00808,19.43197],[-98.00941,19.43281],[-98.01077,19.43369],[-98.01218,19.43459],[-98.01363,19.43552],[-98.01487,19.43629],[-98.01635,19.43724],[-98.01785,19.43822],[-98.01933,19.43916],[-98.02064,19.44001],[-98.02199,19.44091],[-98.02316,19.44165],[-98.02482,19.44272],[-98.02616,19.44353],[-98.02723,19.44421],[-98.02856,19.44506],[-98.02984,19.44593],[-98.03127,19.4468],[-98.03246,19.44758],[-98.03474,19.44903],[-98.03595,19.4498],[-98.03727,19.45069],[-98.03903,19.45179],[-98.04035,19.45266],[-98.04115,19.45317],[-98.04108,19.45451],[-98.041,19.45573],[-98.04087,19.45735],[-98.0408,19.45857],[-98.0407,19.46039],[-98.0406,19.46161],[-98.04052,19.46326],[-98.04042,19.46459],[-98.04026,19.46655],[-98.04022,19.46815],[-98.04008,19.46965],[-98.03995,19.47131],[-98.03988,19.47283],[-98.03978,19.4744],[-98.03966,19.47638],[-98.03949,19.47855],[-98.0394,19.48007],[-98.0393,19.4815],[-98.03909,19.48432],[-98.03899,19.48584],[-98.03892,19.48766],[-98.03878,19.48933],[-98.0387,19.49053],[-98.03865,19.4918],[-98.03981,19.49282],[-98.04093,19.49382],[-98.04201,19.49476],[-98.04278,19.49543],[-98.04325,19.49623],[-98.04373,19.49706],[-98.04504,19.49782],[-98.04561,19.4979]]}}
Línea 115.0 kV | LineString | 115.0 kV | 2 |  |  | CFE |  |  |  |  | OpenStreetMap | {"type":"Feature","properties":{},"geometry":{"type":"LineString","coordinates":[[-98.18222,19.13118],[-98.18196,19.13089],[-98.1802,19.13095],[-98.17791,19.1299]]}}
Línea 115.0 kV | LineString | 115.0 kV | 2 |  |  | CFE |  |  |  |  | OpenStreetMap | {"type":"Feature","properties":{},"geometry":{"type":"LineString","coordinates":[[-98.19604,19.08572],[-98.19516,19.08557],[-98.19403,19.0854],[-98.19315,19.08526],[-98.19225,19.08511],[-98.19217,19.08553],[-98.19188,19.08547],[-98.19188,19.08542]]}}
Línea 115.0 kV | LineString | 115.0 kV | 1 |  |  | CFE |  |  |  |  | OpenStreetMap | {"type":"Feature","properties":{},"geometry":{"type":"LineString","coordinates":[[-98.14671,19.1817],[-98.14792,19.17963],[-98.14941,19.17716],[-98.15077,19.1749],[-98.15202,19.17284],[-98.15335,19.1706],[-98.15463,19.16849],[-98.15583,19.16651],[-98.15702,19.16443],[-98.15827,19.16235],[-98.15952,19.16029],[-98.16073,19.15824],[-98.16187,19.15635],[-98.16323,19.15416],[-98.1645,19.15204],[-98.1659,19.14968],[-98.16721,19.14745],[-98.16849,19.14542],[-98.16956,19.14356],[-98.17088,19.14136],[-98.17163,19.1401],[-98.17247,19.13876],[-98.17314,19.13765],[-98.17387,19.13643],[-98.17463,19.13518],[-98.17549,19.13372],[-98.17673,19.13163],[-98.17738,19.13044],[-98.17791,19.1299]]}}
Línea 115.0 kV | LineString | 115.0 kV |  |  |  | CFE |  |  |  |  | OpenStreetMap | {"type":"Feature","properties":{},"geometry":{"type":"LineString","coordinates":[[-98.07418,19.39907],[-98.07458,19.39849],[-98.07544,19.39853],[-98.07696,19.39859],[-98.0788,19.39865],[-98.08094,19.39877],[-98.08205,19.39911],[-98.08289,19.39936],[-98.08449,19.39889],[-98.08678,19.39899],[-98.08853,19.39908],[-98.09049,19.39915],[-98.09197,19.39921],[-98.09441,19.39929],[-98.09643,19.3994],[-98.09754,19.39945],[-98.09974,19.39953],[-98.10175,19.3993],[-98.10327,19.39907],[-98.10666,19.3976],[-98.10841,19.39684],[-98.10877,19.3967]]}}
Línea 115.0 kV | LineString | 115.0 kV | 1 |  |  | CFE |  |  |  |  | OpenStreetMap | {"type":"Feature","properties":{},"geometry":{"type":"LineString","coordinates":[[-97.72394,18.68092],[-97.7245,18.68162],[-97.73028,18.68762],[-97.7297,18.69123],[-97.72619,18.71528],[-97.72542,18.72033],[-97.72495,18.72353],[-97.72479,18.72634],[-97.7248,18.72782],[-97.72485,18.72937],[-97.72492,18.73324],[-97.72497,18.73559],[-97.72502,18.73779],[-97.72507,18.74194],[-97.72514,18.74382],[-97.72517,18.74606],[-97.72521,18.74837],[-97.72523,18.74978],[-97.72524,18.75215],[-97.72534,18.75425],[-97.72536,18.75623],[-97.72539,18.75848],[-97.72546,18.75974],[-97.72544,18.761],[-97.72548,18.76208],[-97.7255,18.76326],[-97.72555,18.76541],[-97.72554,18.76773],[-97.72567,18.77013],[-97.72563,18.77174],[-97.7254,18.77407],[-97.72518,18.77624],[-97.725,18.77795],[-97.72481,18.78017],[-97.7246,18.78209],[-97.72436,18.78426],[-97.72411,18.7866],[-97.72386,18.78894],[-97.72358,18.79117],[-97.72343,18.79325],[-97.72319,18.79537],[-97.72296,18.79772],[-97.72272,18.79988],[-97.72249,18.80193],[-97.72227,18.80417],[-97.72202,18.80646],[-97.72188,18.8081],[-97.72157,18.81069],[-97.72132,18.81312],[-97.72109,18.81558],[-97.72082,18.81798],[-97.72058,18.82038],[-97.72049,18.82123],[-97.72026,18.82319],[-97.72003,18.82547],[-97.71991,18.82664],[-97.71983,18.82769],[-97.71958,18.82986],[-97.71932,18.8321],[-97.71912,18.83438],[-97.71893,18.83598],[-97.7188,18.837],[-97.7187,18.83831],[-97.71862,18.8393],[-97.71849,18.84028],[-97.71822,18.84261],[-97.71808,18.84394],[-97.71799,18.84505],[-97.71786,18.84623],[-97.71776,18.84723],[-97.71754,18.84939],[-97.7173,18.85176],[-97.71717,18.853],[-97.71705,18.85421],[-97.71691,18.85537],[-97.7168,18.85667],[-97.71657,18.85892],[-97.71632,18.861],[-97.7161,18.86335],[-97.71597,18.86593],[-97.71481,18.86711],[-97.71281,18.86916],[-97.71125,18.87074]]}}
Línea 115.0 kV | LineString | 115.0 kV | 2 |  |  | CFE |  |  |  |  | OpenStreetMap | {"type":"Feature","properties":{},"geometry":{"type":"LineString","coordinates":[[-97.97613,18.84909],[-97.97609,18.84955],[-97.97436,18.85311],[-97.96762,18.85254],[-97.96453,18.85231],[-97.95894,18.85186],[-97.9563,18.8517],[-97.95113,18.85127],[-97.94805,18.85108],[-97.94212,18.85055],[-97.93581,18.84998],[-97.93286,18.84976],[-97.92952,18.84951],[-97.92631,18.84948],[-97.92297,18.84942],[-97.91853,18.84938],[-97.915,18.84929],[-97.91197,18.84931],[-97.90833,18.84929],[-97.90497,18.84919],[-97.90131,18.84921],[-97.89837,18.84915],[-97.89503,18.84912],[-97.89192,18.84903],[-97.88866,18.84901],[-97.88475,18.84901],[-97.87999,18.84889],[-97.87707,18.84886],[-97.87413,18.84883],[-97.87055,18.84877],[-97.86568,18.84871],[-97.86227,18.84866],[-97.85891,18.84864],[-97.8558,18.84858],[-97.85215,18.84851],[-97.8487,18.84846],[-97.84556,18.84844],[-97.84234,18.84924],[-97.83885,18.85011],[-97.8357,18.85092],[-97.83221,18.85172],[-97.82889,18.85253],[-97.8256,18.85337],[-97.82233,18.85415],[-97.81938,18.85487],[-97.81567,18.85571],[-97.81289,18.85643],[-97.80946,18.85728],[-97.80604,18.8581],[-97.80285,18.8589],[-97.80008,18.85955],[-97.79636,18.86047],[-97.79308,18.86123],[-97.79012,18.86196],[-97.78777,18.86258],[-97.78493,18.86329],[-97.78172,18.86406],[-97.77832,18.86487],[-97.77501,18.86569],[-97.77202,18.86639]]}}
Línea 115.0 kV | LineString | 115.0 kV | 2 |  |  | CFE |  |  |  |  | OpenStreetMap | {"type":"Feature","properties":{},"geometry":{"type":"LineString","coordinates":[[-97.77202,18.86639],[-97.772,18.8666],[-97.7717,18.86985],[-97.77135,18.87312],[-97.77094,18.87645],[-97.77072,18.87899],[-97.77039,18.88223],[-97.77253,18.88399],[-97.77535,18.88617],[-97.77765,18.88811],[-97.77891,18.88904],[-97.77849,18.88973],[-97.77815,18.88954]]}}
Línea 115.0 kV | LineString | 115.0 kV | 2 |  |  | CFE |  |  |  |  | OpenStreetMap | {"type":"Feature","properties":{},"geometry":{"type":"LineString","coordinates":[[-97.53372,18.8831],[-97.53587,18.88383],[-97.53806,18.88458],[-97.54016,18.88529],[-97.54203,18.88593],[-97.55054,18.88883],[-97.55422,18.89009],[-97.55703,18.89105],[-97.55921,18.89179],[-97.56149,18.89257],[-97.56361,18.89333],[-97.56596,18.89413],[-97.56802,18.89483],[-97.56998,18.89553],[-97.57203,18.89621],[-97.57398,18.89687],[-97.57622,18.89763],[-97.5782,18.8983],[-97.58068,18.89915],[-97.58313,18.89998],[-97.5849,18.90058],[-97.58714,18.90134],[-97.58893,18.90195],[-97.59044,18.90246],[-97.59231,18.9031],[-97.59431,18.90381],[-97.59608,18.90443],[-97.59849,18.90525],[-97.60103,18.90613],[-97.60322,18.90688],[-97.60539,18.90761],[-97.60757,18.90835],[-97.60978,18.90909],[-97.61194,18.90982],[-97.6141,18.91056],[-97.61629,18.91132],[-97.61849,18.91209],[-97.62071,18.91284],[-97.62287,18.91357],[-97.62507,18.9143],[-97.62733,18.91508],[-97.62964,18.91585],[-97.63166,18.91653],[-97.63388,18.91732],[-97.63593,18.91804],[-97.63822,18.91881],[-97.64034,18.91954],[-97.64273,18.92032],[-97.64471,18.92098],[-97.64709,18.92183],[-97.6492,18.92253],[-97.65141,18.92332],[-97.65358,18.92404],[-97.65578,18.9248],[-97.65803,18.92554],[-97.66022,18.92627],[-97.66235,18.927],[-97.6646,18.92779],[-97.66676,18.92847],[-97.66894,18.92926],[-97.67111,18.92998],[-97.67328,18.93071],[-97.67551,18.93148],[-97.67766,18.93219],[-97.6799,18.93296],[-97.68205,18.93369],[-97.68423,18.93444],[-97.68856,18.93593],[-97.6908,18.93663],[-97.69297,18.9374],[-97.69514,18.93818],[-97.69769,18.939],[-97.69955,18.93964],[-97.70128,18.94022],[-97.70332,18.94097],[-97.7056,18.94168],[-97.70776,18.94243],[-97.70998,18.94319],[-97.71195,18.94388],[-97.71418,18.94461],[-97.71634,18.94535],[-97.71869,18.94616],[-97.72082,18.94689],[-97.72303,18.9476],[-97.72528,18.94839],[-97.72724,18.94906],[-97.73177,18.95062],[-97.73606,18.95209],[-97.73828,18.95281],[-97.74046,18.95357],[-97.74266,18.95433],[-97.74482,18.95505],[-97.74702,18.95586],[-97.74936,18.95662],[-97.75149,18.9573],[-97.75365,18.95807],[-97.75579,18.95876],[-97.75804,18.95957],[-97.76005,18.96031],[-97.7623,18.96103],[-97.76449,18.96174],[-97.76668,18.9625],[-97.7689,18.96326],[-97.7709,18.96393],[-97.77314,18.96468],[-97.77535,18.96543],[-97.77747,18.96618],[-97.77965,18.96687],[-97.78183,18.96763],[-97.78396,18.9684],[-97.78624,18.96914],[-97.78818,18.9698],[-97.79028,18.97054],[-97.79188,18.97106],[-97.79411,18.97182]]}}
Línea 115.0 kV | LineString | 115.0 kV | 4 |  |  | CFE |  |  |  |  | OpenStreetMap | {"type":"Feature","properties":{},"geometry":{"type":"LineString","coordinates":[[-98.41754,19.30199],[-98.41656,19.30199],[-98.41579,19.30055],[-98.41496,19.29897],[-98.41412,19.29738],[-98.41338,19.29595],[-98.41249,19.29427],[-98.41188,19.29303]]}}
Línea 115.0 kV | LineString | 115.0 kV | 1 |  |  | CFE |  |  |  |  | OpenStreetMap | {"type":"Feature","properties":{},"geometry":{"type":"LineString","coordinates":[[-98.06582,19.49886],[-98.06911,19.49737],[-98.07115,19.4964],[-98.07297,19.49551],[-98.07481,19.49466],[-98.07635,19.49395],[-98.07861,19.49288],[-98.07998,19.49229],[-98.08136,19.49167],[-98.0833,19.49077],[-98.08501,19.48999],[-98.08668,19.48921],[-98.08842,19.48838],[-98.09007,19.48764],[-98.0917,19.4869],[-98.09349,19.48606],[-98.09501,19.48537],[-98.09689,19.48452],[-98.09827,19.48386],[-98.09994,19.48311],[-98.10198,19.48218],[-98.10363,19.48144],[-98.10523,19.48069],[-98.10704,19.47985],[-98.10826,19.47927],[-98.11065,19.47819],[-98.11557,19.47591],[-98.11725,19.47514],[-98.11891,19.47438],[-98.1206,19.47359],[-98.1221,19.47292],[-98.12365,19.47222],[-98.12468,19.47172],[-98.1257,19.47079],[-98.12718,19.46948],[-98.12863,19.4682],[-98.12941,19.46749],[-98.1304,19.46661],[-98.13161,19.46554],[-98.13271,19.46455],[-98.13436,19.46307],[-98.13572,19.46187],[-98.13703,19.4607],[-98.13909,19.45887],[-98.14042,19.45766],[-98.14237,19.45593],[-98.14377,19.45469],[-98.14491,19.45363],[-98.14739,19.45143],[-98.14843,19.4505],[-98.14939,19.44963],[-98.15091,19.44827],[-98.15245,19.44694],[-98.15396,19.44555],[-98.15524,19.44438],[-98.15767,19.44223],[-98.15863,19.44136],[-98.15976,19.44037],[-98.16005,19.44014],[-98.1613,19.439],[-98.16271,19.43773],[-98.16395,19.43662],[-98.1653,19.43541],[-98.16679,19.43405],[-98.16808,19.4329],[-98.17118,19.43129],[-98.17278,19.43087],[-98.17393,19.43057],[-98.1752,19.43024],[-98.17919,19.42919],[-98.18052,19.42884],[-98.18348,19.42805],[-98.18865,19.42673],[-98.1913,19.42603],[-98.19239,19.42504],[-98.19438,19.4227],[-98.19523,19.42113],[-98.19612,19.41943],[-98.19775,19.41633],[-98.19866,19.41461],[-98.19951,19.41296],[-98.20097,19.41018],[-98.20174,19.40877],[-98.20139,19.40698],[-98.20086,19.40506],[-98.20031,19.40314],[-98.20005,19.40139],[-98.19959,19.39933],[-98.19914,19.39741],[-98.1987,19.39559],[-98.19829,19.39378],[-98.1979,19.39193],[-98.19743,19.39017],[-98.19687,19.38753],[-98.19634,19.38516],[-98.19599,19.38358],[-98.19559,19.3818],[-98.19521,19.38009],[-98.19481,19.3785],[-98.1944,19.37664],[-98.19364,19.37325],[-98.19296,19.37026],[-98.19258,19.36888],[-98.19303,19.36749],[-98.19353,19.36609],[-98.19286,19.36564]]}}
Línea 115.0 kV | LineString | 115.0 kV | 1 |  |  | CFE |  |  |  |  | OpenStreetMap | {"type":"Feature","properties":{},"geometry":{"type":"LineString","coordinates":[[-98.20336,19.31585],[-98.20314,19.31606],[-98.20292,19.31646],[-98.20195,19.31789],[-98.20083,19.31958],[-98.19977,19.32139],[-98.19984,19.32405],[-98.20074,19.32535],[-98.20206,19.32712],[-98.20318,19.32868],[-98.20502,19.33117],[-98.20466,19.33372],[-98.20391,19.33609],[-98.20376,19.33809],[-98.20346,19.33979],[-98.20294,19.34282],[-98.20264,19.34459],[-98.20237,19.346],[-98.20256,19.3471],[-98.20257,19.34907],[-98.20249,19.35107],[-98.20236,19.35347],[-98.20228,19.3549],[-98.20214,19.35781],[-98.20154,19.36018],[-98.20141,19.36091],[-98.20098,19.36258],[-98.19936,19.36377],[-98.19792,19.36482],[-98.19658,19.3658],[-98.1951,19.36609],[-98.19341,19.36579],[-98.19298,19.36549]]}}
Línea 115.0 kV | LineString | 115.0 kV | 1 |  |  | CFE |  |  |  |  | OpenStreetMap | {"type":"Feature","properties":{},"geometry":{"type":"LineString","coordinates":[[-98.02918,19.82482],[-98.02827,19.82508],[-98.02803,19.82433],[-98.02768,19.82332],[-98.02737,19.82234],[-98.02703,19.82131],[-98.02615,19.81864],[-98.02576,19.81742],[-98.02534,19.81619],[-98.02634,19.81503],[-98.02737,19.81384],[-98.0289,19.81208],[-98.03002,19.81082],[-98.03024,19.80997],[-98.03063,19.80847],[-98.03105,19.80688],[-98.03129,19.80592],[-98.03195,19.80338],[-98.03227,19.80215],[-98.03254,19.80109],[-98.03281,19.80005],[-98.03322,19.79848],[-98.0334,19.79776],[-98.03409,19.79521],[-98.03391,19.79326],[-98.03371,19.791],[-98.03363,19.79001],[-98.03347,19.7883],[-98.03332,19.78659],[-98.03322,19.78563],[-98.03308,19.78405],[-98.03299,19.78293],[-98.03392,19.78174],[-98.03459,19.78087],[-98.03536,19.77987],[-98.03635,19.77862],[-98.0372,19.77752],[-98.03787,19.77666],[-98.03856,19.77579],[-98.03934,19.77476],[-98.04061,19.77316],[-98.04286,19.77025],[-98.04366,19.76925],[-98.04535,19.76707],[-98.04693,19.76503],[-98.04752,19.76429],[-98.0484,19.76315],[-98.04898,19.7624],[-98.05027,19.76075],[-98.05102,19.75915],[-98.05158,19.75799],[-98.05206,19.75692],[-98.05264,19.75572],[-98.05339,19.75411],[-98.05411,19.75259],[-98.05497,19.75072],[-98.05583,19.7489],[-98.05626,19.74803],[-98.05692,19.74658],[-98.0574,19.7456],[-98.05798,19.74435],[-98.05898,19.74293],[-98.0598,19.74172],[-98.06272,19.73754],[-98.06326,19.73679],[-98.06446,19.73506],[-98.06516,19.73407],[-98.06671,19.73185],[-98.06741,19.73084],[-98.06792,19.73016],[-98.06878,19.72887],[-98.06967,19.72762],[-98.0702,19.72687],[-98.07082,19.72597],[-98.07167,19.72476],[-98.07233,19.72379],[-98.07324,19.72249],[-98.07387,19.72159],[-98.07501,19.71995],[-98.07617,19.71828],[-98.07691,19.71722],[-98.07947,19.71353],[-98.08113,19.71115],[-98.08279,19.7049],[-98.08391,19.70074],[-98.08669,19.68997],[-98.08724,19.68782],[-98.08756,19.68659],[-98.08855,19.68268],[-98.08928,19.68006],[-98.08988,19.67751],[-98.09013,19.67666],[-98.09054,19.67515],[-98.09149,19.67389],[-98.09261,19.67247],[-98.09385,19.67087],[-98.09477,19.66973],[-98.09582,19.66841],[-98.09659,19.66742],[-98.0975,19.66624],[-98.09914,19.66398],[-98.09986,19.66319],[-98.10014,19.66281],[-98.1007,19.65983],[-98.10087,19.65916],[-98.10111,19.65793],[-98.10152,19.65586],[-98.10182,19.65421],[-98.10209,19.65283],[-98.10253,19.65071],[-98.10279,19.64941],[-98.10312,19.64779],[-98.10365,19.64549],[-98.10379,19.64434],[-98.10399,19.64345],[-98.10438,19.6414],[-98.10497,19.63838],[-98.10512,19.63753],[-98.10508,19.63604],[-98.10489,19.63489],[-98.10453,19.63115],[-98.10445,19.62965],[-98.10442,19.62777],[-98.10439,19.6263],[-98.10439,19.62489],[-98.10489,19.62301],[-98.10436,19.62193],[-98.1037,19.62046],[-98.10357,19.61922],[-98.10342,19.61753],[-98.10323,19.61553],[-98.1033,19.61391],[-98.10296,19.61206],[-98.10282,19.61056],[-98.1027,19.60906],[-98.10259,19.60782],[-98.1024,19.60563],[-98.10194,19.60076],[-98.10188,19.59932],[-98.10178,19.59836],[-98.10167,19.59698],[-98.10146,19.59508],[-98.10142,19.59402],[-98.1013,19.59248],[-98.10072,19.59077],[-98.09965,19.58806],[-98.09872,19.5856],[-98.0983,19.5845],[-98.09774,19.58307],[-98.09715,19.58144],[-98.09655,19.5799],[-98.09615,19.57888],[-98.09566,19.57762],[-98.09525,19.57648],[-98.09468,19.57502],[-98.09423,19.57396],[-98.09364,19.57227],[-98.09285,19.57027],[-98.09211,19.56845],[-98.09117,19.56585],[-98.09064,19.56462],[-98.08775,19.55676],[-98.08712,19.55518],[-98.08456,19.54871],[-98.08204,19.54214],[-98.08057,19.53834],[-98.07706,19.53464],[-98.07294,19.52999],[-98.06912,19.52584],[-98.0679,19.52454],[-98.06713,19.52363],[-98.06607,19.52252],[-98.065,19.52131],[-98.06418,19.5205],[-98.06348,19.51966],[-98.06213,19.51821],[-98.06117,19.5172],[-98.06012,19.51598],[-98.05806,19.51379],[-98.05653,19.51209],[-98.05554,19.51097],[-98.05426,19.50964],[-98.05311,19.50833],[-98.05105,19.50612],[-98.05002,19.50501],[-98.0485,19.50336],[-98.04649,19.50116],[-98.04567,19.50027],[-98.04474,19.49929],[-98.04479,19.49794],[-98.04561,19.49798]]}}
Línea 115.0 kV | LineString | 115.0 kV | 1 |  |  | CFE |  |  |  |  | OpenStreetMap | {"type":"Feature","properties":{},"geometry":{"type":"LineString","coordinates":[[-98.13717,19.38367],[-98.13681,19.38376],[-98.13695,19.38332],[-98.13743,19.38322],[-98.13745,19.38293],[-98.13711,19.38268],[-98.13676,19.3816],[-98.13645,19.38053],[-98.13756,19.38015],[-98.13864,19.37972],[-98.13976,19.3793],[-98.14088,19.3788],[-98.14217,19.37821],[-98.14341,19.37766],[-98.14475,19.37712],[-98.14607,19.37653],[-98.14706,19.3762],[-98.14786,19.37605],[-98.14872,19.37599],[-98.14961,19.37604],[-98.15109,19.3763],[-98.15236,19.37655],[-98.15373,19.37681],[-98.15469,19.37701],[-98.15605,19.37748],[-98.15721,19.37796],[-98.15845,19.37848],[-98.15974,19.379],[-98.16097,19.3795],[-98.16188,19.37995],[-98.16265,19.38046],[-98.16311,19.38085],[-98.16393,19.38175],[-98.16457,19.38276],[-98.16571,19.38519],[-98.16614,19.3861],[-98.16728,19.38854],[-98.16779,19.38966],[-98.16847,19.3911],[-98.1694,19.39205],[-98.17068,19.39282],[-98.17221,19.39311],[-98.17375,19.393],[-98.17439,19.39299],[-98.17546,19.39294],[-98.17527,19.39394],[-98.17515,19.39477],[-98.17504,19.39576],[-98.17462,19.39703],[-98.17414,19.39806],[-98.17357,19.39912],[-98.17298,19.40022],[-98.17258,19.40099],[-98.17216,19.4022],[-98.17188,19.40346],[-98.17156,19.40426],[-98.17102,19.40535],[-98.17063,19.40616],[-98.17024,19.40698],[-98.16982,19.4078],[-98.16932,19.40853],[-98.16841,19.40948],[-98.16774,19.41],[-98.16707,19.41053],[-98.16614,19.41138],[-98.165,19.41225],[-98.16402,19.41296],[-98.1631,19.41133]]}}
Línea 115.0 kV | LineString | 115.0 kV | 1 |  |  | CFE |  |  |  |  | OpenStreetMap | {"type":"Feature","properties":{},"geometry":{"type":"LineString","coordinates":[[-98.27592,19.32195],[-98.27595,19.32141],[-98.27721,19.32124],[-98.27827,19.32112],[-98.27958,19.3202],[-98.28092,19.31921],[-98.28238,19.31815],[-98.2838,19.31718],[-98.2855,19.31592],[-98.2869,19.31492],[-98.28892,19.31466],[-98.291,19.31442],[-98.29278,19.3142],[-98.29481,19.31396],[-98.29669,19.31375],[-98.29837,19.31356],[-98.30034,19.31333],[-98.30236,19.31309],[-98.30422,19.31287],[-98.30624,19.31264],[-98.30814,19.31241],[-98.30921,19.3123],[-98.31107,19.31206],[-98.31324,19.31183],[-98.31499,19.31163],[-98.31714,19.31137],[-98.31929,19.31111],[-98.32047,19.31098],[-98.32251,19.31074],[-98.32443,19.31049],[-98.32646,19.31026],[-98.32856,19.31005],[-98.3306,19.30977],[-98.33217,19.30955],[-98.3342,19.30933],[-98.33593,19.30913],[-98.33771,19.30894],[-98.33974,19.30869],[-98.34127,19.30851],[-98.34324,19.30828],[-98.34518,19.30805],[-98.34707,19.30784],[-98.34895,19.30761],[-98.3507,19.3074],[-98.35278,19.30718],[-98.35459,19.30676],[-98.35659,19.30631],[-98.3585,19.30593],[-98.36044,19.30552],[-98.3624,19.30511],[-98.36446,19.30466],[-98.36639,19.30426],[-98.36829,19.30385],[-98.3701,19.30348],[-98.37204,19.30305],[-98.37368,19.3027],[-98.37542,19.30231],[-98.37731,19.30195],[-98.37824,19.30173],[-98.38008,19.30138],[-98.38192,19.30099],[-98.38376,19.30059],[-98.38558,19.30016],[-98.38733,19.2998],[-98.3895,19.29939],[-98.39128,19.29897],[-98.39315,19.29856],[-98.395,19.29819],[-98.39634,19.2979],[-98.39742,19.29766],[-98.39873,19.29739],[-98.40022,19.29704],[-98.4018,19.29672],[-98.40342,19.29604],[-98.40502,19.29531],[-98.40656,19.29461],[-98.40812,19.29394],[-98.40997,19.29309],[-98.41108,19.29251]]}}
Línea 115.0 kV | LineString | 115.0 kV | 2 |  |  | CFE |  |  |  |  | OpenStreetMap | {"type":"Feature","properties":{},"geometry":{"type":"LineString","coordinates":[[-98.41108,19.29251],[-98.41131,19.29242]]}}
Línea 115.0 kV | LineString | 115.0 kV | 1 |  |  | Comisión Federal de Electricidad |  |  |  |  | OpenStreetMap | {"type":"Feature","properties":{},"geometry":{"type":"LineString","coordinates":[[-98.53867,19.58332],[-98.53876,19.58316],[-98.53826,19.58138],[-98.53773,19.57964],[-98.53724,19.57775],[-98.53673,19.57596],[-98.53627,19.57443],[-98.53576,19.57274],[-98.53523,19.57087],[-98.53484,19.56931],[-98.53429,19.56749],[-98.53382,19.56592],[-98.53337,19.56421],[-98.53274,19.56199],[-98.53219,19.56026],[-98.53049,19.55486],[-98.52951,19.55165],[-98.5283,19.54773],[-98.52614,19.54079],[-98.52517,19.53761],[-98.52395,19.53376],[-98.52256,19.52915],[-98.52148,19.52581],[-98.52101,19.52424],[-98.5201,19.52122],[-98.51965,19.51972],[-98.51881,19.51655],[-98.51817,19.51501],[-98.51768,19.51346],[-98.51717,19.51184],[-98.51668,19.51016],[-98.51612,19.50844],[-98.51558,19.50661],[-98.51516,19.50535],[-98.51472,19.5038],[-98.51422,19.50214],[-98.51364,19.50039],[-98.51307,19.49855],[-98.51255,19.49687],[-98.51201,19.4951],[-98.51149,19.49335],[-98.51069,19.49094],[-98.51018,19.48921],[-98.50976,19.48775],[-98.50919,19.48591],[-98.50864,19.48407],[-98.50812,19.48256],[-98.50751,19.48061],[-98.50693,19.47862],[-98.50641,19.47697],[-98.50585,19.47514],[-98.50521,19.47332],[-98.50462,19.47114],[-98.50418,19.46983],[-98.5033,19.46698],[-98.50244,19.46412],[-98.50186,19.46231],[-98.50157,19.46133],[-98.50115,19.46],[-98.50062,19.45828],[-98.49995,19.45609],[-98.49945,19.45444],[-98.4989,19.45265],[-98.49857,19.45153],[-98.49804,19.44986],[-98.49752,19.44817],[-98.49709,19.44679],[-98.4967,19.4455],[-98.49629,19.44417],[-98.49473,19.43905],[-98.49429,19.43773],[-98.49354,19.43633],[-98.49265,19.43469],[-98.49174,19.43314],[-98.4909,19.43152],[-98.48998,19.42983],[-98.48906,19.42819],[-98.48808,19.42643],[-98.48653,19.42366],[-98.48564,19.42222],[-98.48494,19.42104],[-98.48419,19.41981],[-98.48326,19.41819],[-98.48226,19.41656],[-98.48104,19.41457],[-98.48017,19.41311],[-98.47937,19.41177],[-98.47789,19.40928],[-98.47705,19.40789],[-98.47618,19.40643],[-98.47549,19.40533],[-98.47457,19.40382],[-98.47389,19.40263],[-98.47326,19.40158],[-98.47095,19.3978],[-98.47007,19.39629],[-98.46918,19.39483],[-98.46793,19.39278],[-98.46741,19.39184],[-98.46571,19.38907],[-98.46468,19.38734],[-98.46318,19.38482],[-98.46219,19.38327],[-98.46126,19.38166],[-98.46045,19.38031],[-98.45972,19.37905],[-98.45832,19.37672],[-98.45746,19.37521],[-98.45665,19.37392],[-98.45582,19.37251],[-98.45493,19.37101],[-98.4538,19.36911],[-98.45288,19.36754],[-98.45047,19.36349],[-98.44984,19.36249],[-98.44916,19.36135],[-98.44818,19.3597],[-98.44697,19.3576],[-98.44568,19.35551],[-98.44484,19.35404],[-98.4439,19.35254],[-98.44308,19.35114],[-98.44212,19.34949],[-98.44103,19.34767],[-98.43992,19.34586],[-98.43889,19.3441],[-98.43808,19.34269],[-98.43701,19.3409],[-98.43617,19.33949],[-98.43538,19.33798],[-98.43455,19.33645],[-98.43372,19.33481],[-98.43297,19.33343],[-98.43215,19.33184],[-98.43129,19.33022],[-98.43046,19.32865],[-98.42947,19.32674],[-98.42851,19.32493],[-98.42761,19.32325],[-98.42674,19.32156],[-98.42584,19.31987],[-98.4251,19.31839],[-98.42439,19.31705],[-98.42398,19.3161],[-98.4231,19.31461],[-98.42223,19.31302],[-98.42146,19.31152],[-98.42043,19.30956],[-98.41969,19.30813],[-98.41892,19.30665],[-98.41816,19.30522],[-98.41734,19.30362],[-98.41906,19.30287]]}}
Línea 115.0 kV | LineString | 115.0 kV | 1 |  |  | CFE |  |  |  |  | OpenStreetMap | {"type":"Feature","properties":{},"geometry":{"type":"LineString","coordinates":[[-112.94437,31.04077],[-112.94361,31.04222],[-112.94227,31.04506],[-112.94424,31.04802],[-112.94648,31.05127],[-112.94867,31.05453],[-112.95087,31.05778],[-112.95281,31.06069],[-112.95494,31.06386],[-112.95708,31.06705],[-112.95922,31.07026],[-112.96123,31.07328],[-112.96346,31.07657],[-112.96565,31.07985],[-112.96783,31.08313],[-112.96998,31.08631],[-112.97205,31.08943],[-112.97413,31.09253],[-112.97629,31.09572],[-112.97848,31.099],[-112.98066,31.10229],[-112.98285,31.10553],[-112.9849,31.10853],[-112.98713,31.11192],[-112.98917,31.11497],[-112.99134,31.11817],[-112.99343,31.1213],[-112.99521,31.12396],[-112.99706,31.1267],[-112.99875,31.12922],[-113.00127,31.13168],[-113.00422,31.13452],[-113.00707,31.13729],[-113.00993,31.14004],[-113.01276,31.14278],[-113.01565,31.14559],[-113.01834,31.14822],[-113.02134,31.15117],[-113.0241,31.15384],[-113.02692,31.1566],[-113.02977,31.15936],[-113.03255,31.16203],[-113.03548,31.16487],[-113.03843,31.16775],[-113.04122,31.17044],[-113.04426,31.17335],[-113.04703,31.17598],[-113.04991,31.17877],[-113.05264,31.18146],[-113.05533,31.18409],[-113.0582,31.18686],[-113.06099,31.18955],[-113.06386,31.19231],[-113.0667,31.19508],[-113.06949,31.19776],[-113.07221,31.20037],[-113.07517,31.20325],[-113.0779,31.20587],[-113.08033,31.20822],[-113.08279,31.21057],[-113.08631,31.21247],[-113.09007,31.21444],[-113.09376,31.21637],[-113.09736,31.21824],[-113.10092,31.22011],[-113.10458,31.22203],[-113.10832,31.22399],[-113.11197,31.2259],[-113.11564,31.22782],[-113.11931,31.22974],[-113.12304,31.2317],[-113.1268,31.23366],[-113.13048,31.23559],[-113.13422,31.23755],[-113.13798,31.23951],[-113.14155,31.24138],[-113.14525,31.24331],[-113.14896,31.24524],[-113.15252,31.24712],[-113.15593,31.24889],[-113.15962,31.25082],[-113.16337,31.25276],[-113.16692,31.25463],[-113.17053,31.25651],[-113.17409,31.25838],[-113.178,31.26041],[-113.18164,31.26231],[-113.18551,31.26434],[-113.1892,31.26626],[-113.19278,31.26813],[-113.19654,31.27008],[-113.20009,31.27194],[-113.20362,31.27378],[-113.20731,31.2757],[-113.21109,31.27768],[-113.21465,31.27953],[-113.21788,31.28121],[-113.22129,31.283],[-113.22508,31.28496],[-113.2283,31.28663],[-113.2315,31.28831],[-113.23471,31.28999],[-113.23792,31.29168],[-113.24107,31.29331],[-113.24422,31.29495],[-113.24708,31.29643],[-113.25055,31.29733],[-113.25465,31.2984],[-113.25857,31.29943],[-113.26225,31.30038],[-113.26584,31.30132],[-113.26926,31.30222],[-113.27276,31.30313],[-113.27657,31.30411],[-113.2802,31.30507],[-113.28379,31.30599],[-113.28729,31.30691],[-113.2908,31.30782],[-113.29477,31.30888],[-113.29512,31.30901],[-113.29536,31.30903]]}}
Línea 115.0 kV | LineString | 115.0 kV | 1 |  |  | Comisión Federal de Electricidad |  |  |  |  | OpenStreetMap | {"type":"Feature","properties":{},"geometry":{"type":"LineString","coordinates":[[-98.53874,19.58335],[-98.53887,19.5832],[-98.54068,19.58229],[-98.54244,19.58134],[-98.54403,19.58051],[-98.54584,19.57958],[-98.54744,19.57875],[-98.54906,19.57794],[-98.55051,19.57718],[-98.55182,19.57649],[-98.55324,19.57574],[-98.55369,19.57608]]}}
Línea 115.0 kV | LineString | 115.0 kV | 1 |  |  | CFE |  |  |  |  | OpenStreetMap | {"type":"Feature","properties":{},"geometry":{"type":"LineString","coordinates":[[-98.25584,19.13351],[-98.25564,19.13367],[-98.25588,19.13383],[-98.25867,19.13538],[-98.25971,19.13596],[-98.26251,19.13743],[-98.26436,19.13843],[-98.26617,19.1394],[-98.27005,19.14143],[-98.27016,19.14433],[-98.27023,19.14627],[-98.27031,19.14812],[-98.27091,19.1497],[-98.27153,19.15123],[-98.27218,19.15297],[-98.27343,19.15619],[-98.27672,19.15867],[-98.27992,19.16112],[-98.28316,19.16355],[-98.28609,19.16578],[-98.28925,19.16819],[-98.29259,19.17074],[-98.29602,19.17336],[-98.29945,19.17597],[-98.30273,19.17847],[-98.30539,19.18048],[-98.30846,19.18282],[-98.31182,19.18537],[-98.31514,19.1879],[-98.31845,19.19042],[-98.3219,19.19305],[-98.32537,19.19569],[-98.32877,19.19828],[-98.33203,19.20075],[-98.33561,19.20343],[-98.33893,19.20601],[-98.34252,19.20869],[-98.34619,19.21148],[-98.34883,19.2135],[-98.35127,19.21656],[-98.35292,19.21862],[-98.35536,19.22158],[-98.35797,19.22481],[-98.36052,19.228],[-98.36327,19.23138],[-98.36591,19.23461],[-98.36845,19.23775],[-98.37116,19.24114],[-98.37395,19.24456],[-98.37668,19.24793],[-98.37969,19.25165],[-98.38225,19.2548],[-98.38437,19.25741],[-98.38759,19.2614],[-98.39017,19.26457],[-98.39288,19.26511],[-98.3949,19.26556],[-98.39732,19.26835],[-98.39913,19.27044],[-98.40107,19.27335],[-98.40298,19.27646],[-98.40465,19.27894],[-98.40627,19.28148],[-98.40593,19.28411],[-98.40851,19.28732],[-98.41107,19.29045],[-98.41168,19.29181],[-98.4117,19.29206]]}}
Línea 115.0 kV | LineString | 115.0 kV | 1 |  |  | CFE |  |  |  |  | OpenStreetMap | {"type":"Feature","properties":{},"geometry":{"type":"LineString","coordinates":[[-98.41188,19.29303],[-98.41168,19.2928],[-98.41139,19.29407],[-98.4111,19.29556],[-98.41106,19.29596],[-98.41089,19.29676],[-98.41043,19.29718],[-98.40987,19.29762],[-98.40838,19.29868],[-98.40704,19.29968],[-98.40578,19.30063],[-98.40431,19.30174],[-98.40287,19.30283],[-98.40173,19.30366],[-98.4005,19.30452],[-98.39953,19.30524],[-98.39926,19.30691],[-98.39923,19.30872],[-98.3992,19.3103],[-98.39775,19.31002],[-98.39587,19.30977],[-98.39588,19.30961]]}}
Línea 115.0 kV | LineString | 115.0 kV | 4 |  |  | CFE |  |  |  |  | OpenStreetMap | {"type":"Feature","properties":{},"geometry":{"type":"LineString","coordinates":[[-98.41179,19.28036],[-98.41208,19.2791],[-98.41238,19.27796],[-98.41272,19.27678],[-98.41298,19.27618],[-98.41358,19.27508],[-98.41404,19.27453],[-98.41488,19.27365],[-98.41591,19.27288],[-98.41669,19.27227],[-98.41744,19.27168],[-98.4182,19.27104],[-98.41895,19.27046],[-98.41968,19.26985],[-98.41988,19.2697],[-98.42041,19.26929],[-98.42088,19.26892],[-98.42178,19.26809],[-98.42221,19.26737],[-98.42223,19.26672],[-98.42199,19.26598],[-98.42158,19.26549],[-98.42088,19.26492],[-98.42003,19.26426],[-98.41923,19.26361],[-98.41828,19.26287],[-98.41729,19.26208],[-98.41635,19.26137],[-98.41544,19.26067]]}}
Línea 115.0 kV | LineString | 115.0 kV |  |  |  | CFE |  |  |  |  | OpenStreetMap | {"type":"Feature","properties":{},"geometry":{"type":"LineString","coordinates":[[-98.39573,19.30955],[-98.39539,19.30963],[-98.39398,19.30957],[-98.3936,19.30922]]}}
Línea 115.0 kV | LineString | 115.0 kV | 2 |  |  | CFE |  |  |  |  | OpenStreetMap | {"type":"Feature","properties":{},"geometry":{"type":"LineString","coordinates":[[-97.10329,18.88816],[-97.10265,18.88795],[-97.10057,18.88742],[-97.09835,18.88686],[-97.09511,18.8869],[-97.09307,18.88691],[-97.08895,18.887],[-97.08625,18.88683],[-97.08277,18.88666],[-97.07969,18.8865],[-97.07667,18.88635],[-97.07394,18.88622],[-97.07115,18.88609],[-97.06884,18.88597],[-97.06487,18.88582],[-97.06174,18.88567],[-97.05865,18.88552],[-97.05563,18.88531],[-97.05433,18.88527],[-97.05144,18.88787],[-97.04887,18.89023],[-97.04846,18.89064]]}}
Línea 115.0 kV | LineString | 115.0 kV |  |  |  | CFE |  |  |  |  | OpenStreetMap | {"type":"Feature","properties":{},"geometry":{"type":"LineString","coordinates":[[-97.10329,18.88816],[-97.10354,18.88859],[-97.10538,18.89154],[-97.10722,18.89442],[-97.10893,18.89493],[-97.11195,18.89443],[-97.11509,18.8939],[-97.11776,18.89345],[-97.12052,18.89303],[-97.12124,18.89208],[-97.12171,18.89144],[-97.12127,18.88892],[-97.12074,18.88563],[-97.12035,18.88331],[-97.11993,18.88079],[-97.1216,18.87929],[-97.12378,18.87727],[-97.12576,18.87548],[-97.12849,18.87031],[-97.13058,18.86632],[-97.13202,18.86354],[-97.13374,18.86023],[-97.13439,18.85892],[-97.13562,18.85659],[-97.13617,18.85555],[-97.13689,18.85419],[-97.13838,18.85138]]}}
Línea 115.0 kV | LineString | 115.0 kV |  |  |  | CFE |  |  |  |  | OpenStreetMap | {"type":"Feature","properties":{},"geometry":{"type":"LineString","coordinates":[[-96.39041,19.42288],[-96.39017,19.424],[-96.38934,19.4278],[-96.38867,19.43065],[-96.38778,19.4332],[-96.38677,19.43602],[-96.38561,19.43926],[-96.38457,19.44236],[-96.3835,19.4453],[-96.38242,19.44832],[-96.38001,19.45502],[-96.3807,19.45773],[-96.38142,19.46099],[-96.38203,19.46381],[-96.38277,19.46665],[-96.38336,19.46938],[-96.38397,19.4721],[-96.38469,19.47538],[-96.38546,19.47855],[-96.38619,19.48178],[-96.38691,19.48493],[-96.38768,19.48809],[-96.38837,19.4914],[-96.38915,19.49471],[-96.38991,19.49797],[-96.39061,19.50122],[-96.39137,19.50447],[-96.39208,19.50745],[-96.39291,19.51102],[-96.39368,19.51461],[-96.39457,19.51811],[-96.39531,19.52165],[-96.39574,19.5251],[-96.39616,19.52854],[-96.39663,19.5325],[-96.39707,19.53626],[-96.39794,19.54304],[-96.39866,19.54939],[-96.39907,19.55265],[-96.39943,19.55617],[-96.39972,19.5587],[-96.40011,19.5619],[-96.40054,19.56515],[-96.40093,19.5683],[-96.40135,19.57211],[-96.40152,19.5735],[-96.4019,19.57655],[-96.40233,19.58002],[-96.40272,19.58383],[-96.40305,19.58626],[-96.40346,19.58991],[-96.40403,19.59397],[-96.40441,19.59764],[-96.40496,19.60226],[-96.40546,19.60639],[-96.40606,19.61147],[-96.40628,19.61304],[-96.40699,19.61932],[-96.40892,19.62122],[-96.41202,19.62432],[-96.41501,19.62726],[-96.41773,19.62993],[-96.42116,19.63338],[-96.42363,19.63585],[-96.42578,19.63802],[-96.42494,19.64099],[-96.42399,19.64424],[-96.42305,19.64759],[-96.42202,19.65112],[-96.42072,19.65565],[-96.42094,19.65707],[-96.42121,19.65883],[-96.42192,19.66377],[-96.42241,19.66697],[-96.42292,19.67048],[-96.42355,19.67451],[-96.42373,19.67582],[-96.42414,19.6788],[-96.42475,19.68277],[-96.42504,19.68465],[-96.42572,19.68913],[-96.42633,19.69283],[-96.4268,19.69589],[-96.42723,19.69904],[-96.42617,19.70372],[-96.42561,19.70608],[-96.42487,19.70913],[-96.42388,19.71345],[-96.42318,19.71635],[-96.42143,19.7179],[-96.42078,19.7181]]}}
Línea 115.0 kV | LineString | 115.0 kV |  |  |  | CFE |  |  |  |  | OpenStreetMap | {"type":"Feature","properties":{},"geometry":{"type":"LineString","coordinates":[[-98.19351,19.2927],[-98.19436,19.2933],[-98.19521,19.29387],[-98.19522,19.29503],[-98.19526,19.2962],[-98.19531,19.29713],[-98.19554,19.29808],[-98.19563,19.29829],[-98.19589,19.29888],[-98.19642,19.30002]]}}
Línea 115.0 kV | LineString | 115.0 kV | 1 |  |  | CFE |  |  |  |  | OpenStreetMap | {"type":"Feature","properties":{},"geometry":{"type":"LineString","coordinates":[[-98.19221,19.19789],[-98.19272,19.19813],[-98.1926,19.19901],[-98.19276,19.19846]]}}
Línea 115.0 kV | LineString | 115.0 kV | 2 |  |  | CFE |  |  |  |  | OpenStreetMap | {"type":"Feature","properties":{},"geometry":{"type":"LineString","coordinates":[[-98.22741,19.18674],[-98.22818,19.18669],[-98.22891,19.18675],[-98.22888,19.18613],[-98.22872,19.18469],[-98.22861,19.18324],[-98.22851,19.18227],[-98.22777,19.18202],[-98.22806,19.1804],[-98.22767,19.17921],[-98.22717,19.1778],[-98.22671,19.17665],[-98.2262,19.17555],[-98.22596,19.17474],[-98.22566,19.17396],[-98.22539,19.17264],[-98.22519,19.17157],[-98.22497,19.17042],[-98.22472,19.16928],[-98.22449,19.16812],[-98.22425,19.16702],[-98.22404,19.16595],[-98.22383,19.16493],[-98.2236,19.16386]]}}
Línea 115.0 kV | LineString | 115.0 kV | 2 |  |  | CFE |  |  |  |  | OpenStreetMap | {"type":"Feature","properties":{},"geometry":{"type":"LineString","coordinates":[[-98.2236,19.16386],[-98.22282,19.16375]]}}
Línea 115.0 kV | LineString | 115.0 kV |  |  |  | CFE |  |  |  |  | OpenStreetMap | {"type":"Feature","properties":{},"geometry":{"type":"LineString","coordinates":[[-98.19313,19.19811],[-98.19309,19.19844]]}}
Línea 115.0 kV | LineString | 115.0 kV | 1 |  |  | CFE |  |  |  |  | OpenStreetMap | {"type":"Feature","properties":{},"geometry":{"type":"LineString","coordinates":[[-98.19289,19.19839],[-98.19294,19.19819],[-98.19313,19.19811]]}}
Línea 115.0 kV | LineString | 115.0 kV |  |  |  | CFE |  |  |  |  | OpenStreetMap | {"type":"Feature","properties":{},"geometry":{"type":"LineString","coordinates":[[-98.19313,19.19811],[-98.19299,19.19842]]}}
Línea 115.0 kV | LineString | 115.0 kV |  |  |  | CFE |  |  |  |  | OpenStreetMap | {"type":"Feature","properties":{},"geometry":{"type":"LineString","coordinates":[[-98.19221,19.19789],[-98.18897,19.19699],[-98.18615,19.19618],[-98.18339,19.19538],[-98.1808,19.19463],[-98.17754,19.1937],[-98.17438,19.19279],[-98.17097,19.19182],[-98.16727,19.19076],[-98.16365,19.18975],[-98.16035,19.18878],[-98.15739,19.18794],[-98.1548,19.18638],[-98.15191,19.18471],[-98.14925,19.18312],[-98.14671,19.1817]]}}
Línea 115.0 kV | LineString | 115.0 kV | 1 |  |  | CFE |  |  |  |  | OpenStreetMap | {"type":"Feature","properties":{},"geometry":{"type":"LineString","coordinates":[[-96.24354,19.15173],[-96.24712,19.15249],[-96.25176,19.1535],[-96.2541,19.15402],[-96.25669,19.15459],[-96.26013,19.15531],[-96.2633,19.15602],[-96.26584,19.15828],[-96.26836,19.16049],[-96.27075,19.16269],[-96.27345,19.16511],[-96.27559,19.16702],[-96.27853,19.16966],[-96.27974,19.17074]]}}
Línea 115.0 kV | LineString | 115.0 kV | 2 |  |  | CFE |  |  |  |  | OpenStreetMap | {"type":"Feature","properties":{},"geometry":{"type":"LineString","coordinates":[[-97.93112,19.32742],[-97.93311,19.3298],[-97.93542,19.33251],[-97.93752,19.33497],[-97.94003,19.33665],[-97.94222,19.33804],[-97.9443,19.33938],[-97.9472,19.34123]]}}
Línea 115.0 kV | LineString | 115.0 kV | 1 |  |  | CFE |  |  |  |  | OpenStreetMap | {"type":"Feature","properties":{},"geometry":{"type":"LineString","coordinates":[[-97.82212,19.39332],[-97.82224,19.39344],[-97.82146,19.39366],[-97.82003,19.39417],[-97.81884,19.39471],[-97.81758,19.39524],[-97.81643,19.39572],[-97.81459,19.39648],[-97.81226,19.39746],[-97.81074,19.39809],[-97.80966,19.39854],[-97.80814,19.3992],[-97.8067,19.39977],[-97.80429,19.40081],[-97.80187,19.4018],[-97.79949,19.4028],[-97.7982,19.40337],[-97.79707,19.40379],[-97.7941,19.40502],[-97.79083,19.40641],[-97.78873,19.40729],[-97.78498,19.40884],[-97.784,19.40926],[-97.78306,19.40966],[-97.78183,19.41017],[-97.78032,19.4108],[-97.77836,19.41166],[-97.77607,19.41263],[-97.77472,19.41319],[-97.773,19.41381],[-97.77146,19.4145],[-97.76982,19.41519],[-97.76529,19.4171],[-97.76382,19.41771],[-97.76191,19.4185],[-97.76017,19.41921],[-97.75675,19.42065],[-97.75521,19.42137],[-97.75363,19.42207],[-97.75141,19.42293],[-97.74754,19.42454],[-97.74577,19.42531],[-97.73558,19.42963],[-97.73251,19.43093],[-97.7306,19.4316],[-97.72848,19.43248],[-97.72619,19.43348],[-97.72492,19.43409],[-97.72233,19.43724],[-97.72127,19.43856],[-97.71797,19.44265],[-97.71565,19.44546],[-97.71462,19.44683],[-97.71318,19.44863],[-97.71174,19.45054],[-97.71067,19.45187],[-97.70952,19.45329],[-97.70848,19.45457],[-97.70507,19.45875],[-97.70404,19.46001],[-97.70261,19.46183],[-97.70147,19.46324],[-97.69954,19.46562],[-97.69705,19.4687],[-97.6956,19.47048],[-97.69408,19.47233],[-97.69162,19.47537],[-97.68984,19.47759],[-97.68888,19.4786],[-97.68798,19.47958],[-97.68698,19.48066],[-97.68586,19.48186],[-97.68457,19.48327],[-97.68297,19.48484]]}}
Línea 115.0 kV | LineString | 115.0 kV | 1 |  |  | CFE |  |  |  |  | OpenStreetMap | {"type":"Feature","properties":{},"geometry":{"type":"LineString","coordinates":[[-97.82222,19.39335],[-97.82224,19.39344],[-97.82272,19.3931],[-97.82501,19.39211],[-97.82733,19.39111],[-97.82983,19.39009],[-97.8323,19.38905],[-97.83454,19.38809],[-97.83613,19.3874],[-97.83814,19.38655],[-97.84234,19.38483],[-97.8447,19.38377],[-97.84714,19.38277],[-97.8491,19.38181],[-97.85159,19.38097],[-97.85375,19.38008],[-97.85563,19.37934],[-97.85706,19.37873],[-97.85814,19.3783],[-97.86286,19.3764],[-97.86455,19.37567],[-97.86624,19.37504],[-97.86868,19.37407],[-97.8708,19.37326],[-97.87247,19.37262],[-97.87466,19.37172],[-97.8764,19.37102],[-97.87742,19.37054],[-97.87854,19.37012],[-97.87965,19.36961],[-97.88099,19.36907],[-97.88238,19.36849],[-97.88376,19.36791],[-97.88611,19.36692],[-97.88748,19.36635],[-97.8888,19.36581],[-97.89028,19.36522],[-97.89134,19.36477],[-97.89381,19.36375],[-97.89585,19.36293],[-97.89691,19.36245],[-97.89866,19.36172],[-97.89947,19.36139],[-97.90082,19.36083],[-97.90221,19.36025],[-97.90347,19.35971],[-97.90483,19.35915],[-97.90682,19.35832],[-97.90822,19.35779],[-97.91021,19.35702],[-97.91181,19.35637],[-97.91285,19.35593],[-97.91386,19.35547],[-97.91569,19.35472],[-97.917,19.35418],[-97.91825,19.35364],[-97.91961,19.35306],[-97.92097,19.35251],[-97.92234,19.35194],[-97.92369,19.35139],[-97.92496,19.35082],[-97.92624,19.3503],[-97.92753,19.34973],[-97.92877,19.34924],[-97.93148,19.34818],[-97.93414,19.347],[-97.93685,19.34589],[-97.93838,19.34526],[-97.93964,19.3447],[-97.94134,19.34393],[-97.94256,19.34339],[-97.94351,19.343],[-97.9453,19.34229],[-97.94667,19.34167],[-97.9472,19.34123]]}}
Línea 115.0 kV | LineString | 115.0 kV | 2 |  |  | CFE |  |  |  |  | OpenStreetMap | {"type":"Feature","properties":{},"geometry":{"type":"LineString","coordinates":[[-96.14917,19.14096],[-96.14895,19.1395],[-96.1489,19.13821],[-96.14851,19.13482],[-96.14822,19.13143],[-96.14855,19.12883],[-96.14888,19.12629],[-96.14971,19.12091],[-96.15027,19.11784],[-96.15064,19.11572],[-96.15083,19.11463],[-96.15135,19.11163],[-96.15107,19.10934],[-96.15065,19.10598],[-96.15029,19.10283],[-96.14991,19.09954],[-96.15122,19.0967],[-96.15262,19.09364],[-96.15407,19.09058],[-96.15539,19.08766],[-96.15645,19.08532],[-96.15393,19.08406]]}}
Línea 115.0 kV | LineString | 115.0 kV | 2 |  |  | CFE |  |  |  |  | OpenStreetMap | {"type":"Feature","properties":{},"geometry":{"type":"LineString","coordinates":[[-96.23644,19.15059],[-96.23573,19.15089],[-96.23344,19.15178],[-96.23128,19.15259],[-96.22905,19.15346],[-96.22631,19.15451],[-96.22398,19.1554],[-96.22109,19.15637],[-96.21914,19.15861],[-96.21708,19.16084],[-96.2149,19.16215],[-96.21239,19.1637],[-96.21042,19.16491],[-96.20844,19.16614],[-96.20601,19.16765],[-96.20382,19.16895],[-96.20152,19.1704],[-96.19912,19.17191],[-96.19696,19.17325],[-96.19504,19.17444]]}}
Línea 115.0 kV | LineString | 115.0 kV | 2 |  |  | Comisión Federal de Electricidad |  |  |  |  | OpenStreetMap | {"type":"Feature","properties":{},"geometry":{"type":"LineString","coordinates":[[-96.15498,19.08524],[-96.15715,19.08639],[-96.15944,19.0877],[-96.16183,19.08898],[-96.16456,19.09045],[-96.16754,19.09205],[-96.17052,19.09364],[-96.17359,19.09525],[-96.17669,19.09693],[-96.17967,19.09855],[-96.18258,19.10008],[-96.18537,19.10155],[-96.18879,19.10339],[-96.19248,19.10536],[-96.19637,19.10747],[-96.19993,19.10937],[-96.20314,19.1111],[-96.20605,19.11266],[-96.20915,19.11432],[-96.21223,19.11595],[-96.21539,19.11764],[-96.2184,19.11925],[-96.22123,19.12077],[-96.22222,19.12426],[-96.22302,19.12743],[-96.22382,19.13055],[-96.22466,19.13386],[-96.2252,19.13598],[-96.22562,19.13774]]}}
Línea 115.0 kV | LineString | 115.0 kV |  |  |  | CFE |  |  |  |  | OpenStreetMap | {"type":"Feature","properties":{},"geometry":{"type":"LineString","coordinates":[[-98.06505,19.39335],[-98.06512,19.39328],[-98.06572,19.39266],[-98.0657,19.39217]]}}
Línea 115.0 kV | LineString | 115.0 kV |  |  |  | CFE |  |  |  |  | OpenStreetMap | {"type":"Feature","properties":{},"geometry":{"type":"LineString","coordinates":[[-98.05085,19.48453],[-98.05047,19.4842],[-98.0498,19.48292],[-98.04885,19.48104],[-98.0486,19.48056],[-98.04837,19.4801]]}}
Línea 115.0 kV | LineString | 115.0 kV | 1 |  |  | CFE |  |  |  |  | OpenStreetMap | {"type":"Feature","properties":{},"geometry":{"type":"LineString","coordinates":[[-98.04561,19.49782],[-98.04504,19.49782],[-98.04537,19.49642],[-98.04559,19.49479],[-98.04581,19.49348],[-98.04606,19.49189],[-98.04626,19.49052],[-98.04648,19.48917],[-98.04662,19.48832],[-98.04677,19.48746],[-98.04684,19.48709],[-98.04702,19.48586],[-98.04703,19.48574],[-98.04756,19.48387],[-98.04793,19.48267],[-98.0482,19.48187],[-98.0486,19.48056],[-98.04871,19.48021],[-98.04917,19.47865],[-98.04964,19.47711],[-98.05009,19.4756],[-98.05064,19.47385],[-98.05113,19.47192],[-98.05153,19.47046],[-98.05208,19.46855],[-98.05263,19.46669],[-98.05307,19.465],[-98.05357,19.46325],[-98.05402,19.46155],[-98.05455,19.4597],[-98.05501,19.45811],[-98.05554,19.45615],[-98.05611,19.45415],[-98.05663,19.45228],[-98.05708,19.45067],[-98.05742,19.44946],[-98.05785,19.44786],[-98.05841,19.44594],[-98.05885,19.44428],[-98.05932,19.44262],[-98.05978,19.44096],[-98.06033,19.43902],[-98.06084,19.4371],[-98.06152,19.43469],[-98.06225,19.4321],[-98.06277,19.43019],[-98.06468,19.42679],[-98.06564,19.42509],[-98.06662,19.42338],[-98.06748,19.42182],[-98.06845,19.42011],[-98.06941,19.41843],[-98.07038,19.4167],[-98.07129,19.41511],[-98.07209,19.41363],[-98.07305,19.41198],[-98.07402,19.41027],[-98.07499,19.40855],[-98.07597,19.40682],[-98.07689,19.4052],[-98.07775,19.40356],[-98.07848,19.40233],[-98.07917,19.40113],[-98.07987,19.39986],[-98.08065,19.39855]]}}
Línea 115.0 kV | LineString | 115.0 kV |  |  |  | CFE |  |  |  |  | OpenStreetMap | {"type":"Feature","properties":{},"geometry":{"type":"LineString","coordinates":[[-98.06441,19.39178],[-98.06438,19.3921],[-98.06481,19.39312]]}}
Línea 115.0 kV | LineString | 115.0 kV | 1 |  |  | CFE |  |  |  |  | OpenStreetMap | {"type":"Feature","properties":{},"geometry":{"type":"LineString","coordinates":[[-98.0456,19.49806],[-98.04498,19.49803],[-98.04497,19.49859],[-98.04494,19.49931],[-98.04658,19.4995]]}}
Línea 115.0 kV | LineString | 115.0 kV |  |  |  | CFE |  |  |  |  | OpenStreetMap | {"type":"Feature","properties":{},"geometry":{"type":"LineString","coordinates":[[-98.06174,19.39105],[-98.06128,19.39122],[-98.06281,19.39204],[-98.06481,19.39312],[-98.06512,19.39328],[-98.06636,19.39392],[-98.06786,19.3947],[-98.0694,19.39547],[-98.0709,19.39624],[-98.0724,19.39703],[-98.07417,19.39791],[-98.07513,19.39836],[-98.07544,19.39853],[-98.07607,19.39887]]}}
Línea 115.0 kV | LineString | 115.0 kV |  |  |  | CFE |  |  |  |  | OpenStreetMap | {"type":"Feature","properties":{},"geometry":{"type":"LineString","coordinates":[[-98.0479,19.48627],[-98.04758,19.48594],[-98.04702,19.48586],[-98.04656,19.48579]]}}
Línea 115.0 kV | LineString | 115.0 kV |  |  |  | CFE |  |  |  |  | OpenStreetMap | {"type":"Feature","properties":{},"geometry":{"type":"LineString","coordinates":[[-98.25261,19.13752],[-98.25234,19.13807],[-98.25178,19.13931],[-98.25122,19.14055],[-98.25063,19.14194],[-98.2502,19.1431],[-98.24958,19.14452],[-98.24895,19.14599],[-98.24833,19.14749],[-98.24769,19.14895],[-98.24706,19.15043],[-98.24642,19.1519],[-98.24573,19.15342],[-98.2457,19.15347],[-98.24514,19.15419],[-98.24404,19.15558],[-98.24304,19.15677],[-98.24199,19.15804],[-98.24104,19.15922],[-98.23996,19.16051],[-98.23893,19.16182],[-98.23777,19.16313],[-98.23691,19.16361],[-98.23607,19.16408],[-98.2344,19.16435],[-98.23297,19.16426],[-98.23193,19.16403],[-98.2308,19.16376],[-98.23001,19.16351],[-98.22836,19.16312],[-98.22702,19.16284],[-98.22565,19.16255],[-98.22418,19.16222],[-98.22378,19.16298],[-98.2236,19.16386]]}}
Línea 115.0 kV | LineString | 115.0 kV | 3 |  |  | CFE |  |  |  |  | OpenStreetMap | {"type":"Feature","properties":{},"geometry":{"type":"LineString","coordinates":[[-98.25261,19.13752],[-98.25323,19.13784],[-98.25431,19.13837],[-98.25559,19.13895],[-98.25694,19.13959],[-98.25834,19.14025],[-98.25986,19.141],[-98.26133,19.14171],[-98.26271,19.14233],[-98.26406,19.14296],[-98.26513,19.14325],[-98.26644,19.14237],[-98.26704,19.14196],[-98.2684,19.1421],[-98.26906,19.14112],[-98.26945,19.14022],[-98.27014,19.13884],[-98.27096,19.13718],[-98.27183,19.13494],[-98.2724,19.13383],[-98.27288,19.13255],[-98.2732,19.1317],[-98.27366,19.1307],[-98.27405,19.12981],[-98.27439,19.12909],[-98.27491,19.12785],[-98.27492,19.12623],[-98.27464,19.12501],[-98.27445,19.12419],[-98.27423,19.123],[-98.27433,19.12221],[-98.27481,19.12103],[-98.2753,19.11985],[-98.27578,19.11867],[-98.27628,19.11742],[-98.27675,19.1163],[-98.27733,19.11492],[-98.27769,19.11397],[-98.27816,19.11281],[-98.27869,19.11161],[-98.27916,19.11094],[-98.27943,19.10987],[-98.28,19.10876],[-98.28019,19.10794],[-98.28064,19.10681],[-98.28113,19.10563],[-98.28146,19.10487],[-98.28192,19.10419],[-98.28271,19.10316],[-98.28345,19.10213],[-98.28422,19.1011],[-98.2847,19.10042],[-98.28508,19.09971],[-98.28527,19.09893],[-98.28532,19.09767],[-98.28536,19.09645],[-98.28539,19.09518],[-98.28543,19.09394],[-98.28547,19.09268],[-98.28554,19.09141],[-98.28572,19.09051],[-98.28605,19.08961],[-98.28654,19.08841],[-98.28702,19.0874],[-98.2875,19.08623],[-98.28798,19.08507],[-98.28841,19.08393],[-98.28893,19.08278],[-98.28939,19.08168],[-98.28975,19.08095],[-98.29004,19.0802],[-98.29017,19.0794],[-98.29013,19.07857],[-98.28947,19.07681],[-98.2891,19.07607],[-98.28877,19.07529],[-98.2884,19.07454],[-98.28774,19.07366],[-98.28723,19.07297],[-98.28657,19.07246],[-98.28586,19.07208],[-98.28503,19.07188],[-98.28381,19.07166],[-98.28255,19.07144],[-98.28109,19.07122],[-98.27995,19.07102],[-98.27912,19.07082],[-98.27843,19.07044],[-98.27776,19.06981],[-98.2774,19.06903],[-98.27735,19.06861],[-98.27725,19.06799],[-98.27748,19.06675],[-98.27772,19.06555],[-98.27792,19.06438],[-98.27823,19.06318],[-98.27841,19.06279],[-98.27865,19.06238],[-98.2791,19.06181],[-98.27979,19.0607]]}}
Línea 115.0 kV | LineString | 115.0 kV |  |  |  | CFE |  |  |  |  | OpenStreetMap | {"type":"Feature","properties":{},"geometry":{"type":"LineString","coordinates":[[-98.25584,19.13351],[-98.25424,19.13268],[-98.2515,19.13118],[-98.2488,19.12972],[-98.24643,19.12839],[-98.24418,19.12716],[-98.24292,19.12649],[-98.24193,19.1243]]}}
Línea 115.0 kV | LineString | 115.0 kV | 1 |  |  | CFE |  |  |  |  | OpenStreetMap | {"type":"Feature","properties":{},"geometry":{"type":"LineString","coordinates":[[-98.21341,19.10889],[-98.21103,19.10869],[-98.20794,19.10866],[-98.20758,19.10867]]}}
Línea 115.0 kV | LineString | 115.0 kV |  |  |  | CFE |  |  |  |  | OpenStreetMap | {"type":"Feature","properties":{},"geometry":{"type":"LineString","coordinates":[[-98.24298,19.12114],[-98.24332,19.12191],[-98.24219,19.12417],[-98.24298,19.126]]}}
Línea 115.0 kV | LineString | 115.0 kV | 1 |  |  | CFE |  |  |  |  | OpenStreetMap | {"type":"Feature","properties":{},"geometry":{"type":"LineString","coordinates":[[-99.17113,26.55825],[-99.17165,26.55807],[-99.17326,26.5573],[-99.17622,26.55588],[-99.17893,26.55459],[-99.18178,26.55324],[-99.18473,26.55184],[-99.18404,26.54941],[-99.18336,26.54702],[-99.18243,26.54372],[-99.18153,26.54052],[-99.1807,26.53758],[-99.17986,26.5346],[-99.17909,26.53186],[-99.17819,26.52868],[-99.17729,26.52547],[-99.17648,26.52259],[-99.17556,26.51928],[-99.1746,26.51588],[-99.17401,26.51376],[-99.17326,26.51036],[-99.17258,26.50733],[-99.1719,26.50421],[-99.17123,26.50118],[-99.1706,26.49828],[-99.16988,26.49504],[-99.16928,26.49228],[-99.16862,26.48937],[-99.16797,26.48631],[-99.16728,26.48322],[-99.1667,26.48049],[-99.16599,26.47748],[-99.16537,26.47463],[-99.1647,26.47157],[-99.16406,26.46861],[-99.16335,26.46547],[-99.16275,26.46264],[-99.16219,26.46012],[-99.16155,26.45717],[-99.16092,26.45429],[-99.16011,26.4507],[-99.15965,26.44833],[-99.15898,26.44529],[-99.15832,26.44224],[-99.15774,26.43966],[-99.15721,26.43723],[-99.15645,26.43376],[-99.15922,26.43168],[-99.16176,26.42974],[-99.16467,26.42755],[-99.16788,26.42512],[-99.17088,26.42284],[-99.17336,26.42099],[-99.17669,26.41846],[-99.17983,26.41608],[-99.18257,26.414],[-99.18636,26.41113],[-99.18885,26.40927],[-99.19213,26.4068],[-99.19504,26.40458],[-99.19728,26.40289],[-99.20088,26.40018],[-99.20427,26.39806],[-99.20795,26.39578],[-99.21068,26.39408],[-99.21437,26.39179],[-99.21827,26.38936],[-99.22129,26.38747],[-99.22419,26.38569],[-99.22673,26.38407],[-99.23007,26.38199],[-99.23332,26.37998],[-99.23606,26.37827],[-99.23856,26.3767],[-99.24142,26.37493],[-99.24458,26.373],[-99.24788,26.3709],[-99.25096,26.36897],[-99.25365,26.36731],[-99.25687,26.36529],[-99.25999,26.36334],[-99.26282,26.36159],[-99.26608,26.35955],[-99.26939,26.35749],[-99.27255,26.3555],[-99.27488,26.35406],[-99.27721,26.35262],[-99.28055,26.35056],[-99.28428,26.34824],[-99.28716,26.34646],[-99.2903,26.34453],[-99.29336,26.34263],[-99.29646,26.34073],[-99.29847,26.33948],[-99.30065,26.33815],[-99.30282,26.33681],[-99.30589,26.3349],[-99.30915,26.33288],[-99.31244,26.33085],[-99.31593,26.3287],[-99.31842,26.32716],[-99.32177,26.32509],[-99.32501,26.32311],[-99.32813,26.32117],[-99.33125,26.31923],[-99.33438,26.31729],[-99.33776,26.3152],[-99.3407,26.31339],[-99.34372,26.31152],[-99.34682,26.3096],[-99.34969,26.30782],[-99.35262,26.30601],[-99.35577,26.30406],[-99.35885,26.30214],[-99.3616,26.30043],[-99.36479,26.29847],[-99.36795,26.2965],[-99.37072,26.29483],[-99.37423,26.29264],[-99.37715,26.29084],[-99.38023,26.28894],[-99.38304,26.2872],[-99.38605,26.28533],[-99.38856,26.2838],[-99.39184,26.28175],[-99.39506,26.27977],[-99.39825,26.2778],[-99.40117,26.27597],[-99.40436,26.27402],[-99.40749,26.27206],[-99.41044,26.27025],[-99.41316,26.26855],[-99.41599,26.2668],[-99.41882,26.26504],[-99.4217,26.26325],[-99.42462,26.26146],[-99.42754,26.25966],[-99.43046,26.25784],[-99.43338,26.25603],[-99.43632,26.25422],[-99.43927,26.25239],[-99.44212,26.25063],[-99.44501,26.24884],[-99.44818,26.24693],[-99.45122,26.24498],[-99.45432,26.24306],[-99.45732,26.2412],[-99.46031,26.23935],[-99.46328,26.23752],[-99.46624,26.23564],[-99.46926,26.23377],[-99.47214,26.23198],[-99.47405,26.22956],[-99.47613,26.22688],[-99.47835,26.22407],[-99.48057,26.22123],[-99.48285,26.2183],[-99.48504,26.21549],[-99.48727,26.21264],[-99.48947,26.20984],[-99.49142,26.20734],[-99.49292,26.20541],[-99.49502,26.20273],[-99.49696,26.20026],[-99.49878,26.19793],[-99.50059,26.19561],[-99.50257,26.19308],[-99.50461,26.19048],[-99.50642,26.18815],[-99.50833,26.18572],[-99.51,26.18357],[-99.51185,26.18121],[-99.5136,26.17896],[-99.51547,26.17668],[-99.51734,26.17429],[-99.51909,26.17196],[-99.52131,26.16977],[-99.52361,26.16751],[-99.52585,26.16528],[-99.52815,26.163],[-99.53042,26.16074],[-99.53273,26.15843],[-99.53497,26.15618],[-99.53721,26.15395],[-99.53939,26.15173],[-99.54175,26.14935],[-99.54393,26.1472],[-99.54629,26.14483],[-99.54866,26.14246],[-99.55091,26.14025],[-99.55344,26.13776],[-99.55585,26.13537],[-99.55781,26.1334],[-99.55992,26.13128],[-99.56229,26.1289],[-99.56463,26.12655],[-99.5669,26.12428],[-99.56924,26.1219],[-99.57161,26.11957],[-99.5739,26.11734],[-99.57603,26.1152],[-99.57834,26.11288],[-99.58052,26.11072],[-99.58283,26.10841],[-99.58506,26.10617],[-99.58726,26.10402],[-99.58976,26.10149],[-99.59177,26.09945],[-99.59433,26.0969],[-99.59673,26.09451],[-99.5985,26.09273],[-99.59974,26.09148],[-99.60212,26.08915],[-99.6045,26.08677],[-99.60676,26.08452],[-99.60858,26.08267],[-99.60854,26.08263]]}}
Línea 115.0 kV | LineString | 115.0 kV | 2 |  |  | CFE |  |  |  |  | OpenStreetMap | {"type":"Feature","properties":{},"geometry":{"type":"LineString","coordinates":[[-98.42171,19.25203],[-98.42192,19.25116],[-98.42212,19.25025],[-98.42224,19.24944],[-98.42145,19.24895],[-98.42063,19.2484],[-98.41967,19.24814],[-98.41859,19.24844],[-98.41752,19.24878],[-98.41633,19.24869],[-98.41526,19.24835],[-98.41508,19.24772],[-98.41417,19.24734],[-98.41429,19.24677],[-98.41478,19.24574],[-98.41536,19.24492],[-98.41588,19.24353],[-98.41615,19.24234],[-98.41642,19.24096],[-98.41664,19.23975],[-98.4169,19.23848],[-98.41714,19.23713],[-98.41739,19.23597],[-98.41767,19.23467],[-98.41794,19.23338],[-98.41816,19.23208],[-98.41842,19.23069],[-98.41863,19.22964],[-98.41887,19.2286],[-98.41908,19.22753],[-98.41928,19.22648],[-98.41951,19.22541],[-98.4197,19.2243],[-98.41992,19.22326],[-98.42009,19.22237],[-98.42027,19.22144],[-98.42045,19.22048],[-98.4207,19.21956],[-98.42008,19.21868],[-98.41955,19.21776],[-98.41899,19.21681],[-98.41843,19.21586],[-98.41788,19.21494],[-98.41731,19.21396],[-98.41685,19.21319],[-98.41632,19.2123],[-98.41582,19.21144],[-98.41529,19.21054],[-98.41477,19.20965],[-98.41431,19.20884],[-98.41491,19.20795],[-98.41552,19.20704],[-98.41611,19.20611],[-98.41672,19.20516],[-98.41737,19.20422],[-98.41597,19.20152],[-98.41359,19.19985],[-98.41037,19.19765],[-98.40787,19.19593],[-98.40522,19.19413],[-98.40304,19.19261],[-98.40028,19.19072],[-98.39757,19.18885],[-98.395,19.18703],[-98.39417,19.18647],[-98.39352,19.18603],[-98.39408,19.18518],[-98.3945,19.18535]]}}
Línea 115.0 kV | LineString | 115.0 kV | 2 |  |  | CFE |  |  |  |  | OpenStreetMap | {"type":"Feature","properties":{},"geometry":{"type":"LineString","coordinates":[[-98.42171,19.25203],[-98.42252,19.25223],[-98.42352,19.25239],[-98.42454,19.25253],[-98.42552,19.25268],[-98.42654,19.25284],[-98.42748,19.25296],[-98.4283,19.25306],[-98.42879,19.25545],[-98.42904,19.25672],[-98.42926,19.258],[-98.42957,19.25918],[-98.42979,19.26028],[-98.43001,19.26136],[-98.43121,19.26157],[-98.43368,19.26209],[-98.43575,19.2625],[-98.43803,19.26454],[-98.43999,19.26636],[-98.44305,19.26681],[-98.4455,19.26725],[-98.44815,19.2677],[-98.44951,19.27063],[-98.45089,19.27351],[-98.45186,19.27436],[-98.45225,19.27504],[-98.45332,19.27466],[-98.45443,19.27431],[-98.4545,19.27428],[-98.4556,19.27388],[-98.45678,19.27341],[-98.45804,19.273],[-98.45927,19.27251],[-98.46048,19.27203],[-98.46167,19.27154],[-98.46279,19.2711],[-98.46303,19.27073]]}}
Línea 115.0 kV | LineString | 115.0 kV | 4 |  |  | CFE |  |  |  |  | OpenStreetMap | {"type":"Feature","properties":{},"geometry":{"type":"LineString","coordinates":[[-116.56008,31.87511],[-116.56049,31.87563],[-116.56221,31.8779],[-116.56267,31.8785],[-116.56497,31.88153],[-116.56619,31.8832],[-116.56665,31.88591]]}}
Línea 115.0 kV | LineString | 115.0 kV | 2 |  |  | CFE |  |  |  |  | OpenStreetMap | {"type":"Feature","properties":{},"geometry":{"type":"LineString","coordinates":[[-116.84707,32.12977],[-116.8474,32.12952],[-116.84777,32.12925],[-116.84797,32.1291],[-116.84913,32.12824],[-116.85102,32.12665],[-116.85355,32.12452],[-116.85706,32.12158],[-116.86019,32.11894],[-116.8622,32.11722],[-116.86591,32.11413],[-116.86822,32.11218],[-116.87248,32.10858],[-116.87477,32.10666],[-116.87657,32.10511],[-116.8768,32.10363],[-116.87698,32.10278],[-116.87709,32.10226],[-116.87474,32.10083]]}}
Línea 115.0 kV | LineString | 115.0 kV | 2 |  |  | CFE |  |  |  |  | OpenStreetMap | {"type":"Feature","properties":{},"geometry":{"type":"LineString","coordinates":[[-116.8605,32.02398],[-116.85768,32.02426],[-116.85451,32.0246],[-116.85339,32.02618],[-116.85043,32.03059],[-116.84824,32.03389],[-116.84602,32.03721],[-116.84308,32.04048],[-116.84063,32.0432],[-116.83799,32.04612],[-116.83522,32.04917],[-116.83278,32.05193],[-116.83088,32.05408],[-116.82882,32.05634],[-116.82457,32.05676],[-116.82119,32.0571],[-116.81859,32.05735],[-116.8171,32.05792]]}}
Línea 115.0 kV | LineString | 115.0 kV | 1 |  |  | CFE |  |  |  |  | OpenStreetMap | {"type":"Feature","properties":{},"geometry":{"type":"LineString","coordinates":[[-116.16201,31.22309],[-116.16257,31.2229],[-116.1655,31.22309],[-116.16695,31.22548],[-116.16773,31.22751],[-116.16877,31.23023],[-116.17017,31.23398],[-116.1713,31.23694],[-116.17264,31.24047],[-116.17408,31.24427],[-116.17525,31.24735],[-116.17589,31.24909],[-116.17671,31.25039],[-116.17842,31.2532],[-116.18053,31.25662],[-116.18209,31.25923],[-116.18379,31.26201],[-116.18535,31.26447],[-116.18658,31.26818],[-116.188,31.27245],[-116.1893,31.27619],[-116.19034,31.27941],[-116.19155,31.28304],[-116.19263,31.28613],[-116.19445,31.28817],[-116.19685,31.29097],[-116.20002,31.29459],[-116.2023,31.29718],[-116.2044,31.29963],[-116.20671,31.3022],[-116.20903,31.30487],[-116.21157,31.30781],[-116.2135,31.31002],[-116.21578,31.31407],[-116.21785,31.31754],[-116.21965,31.32068],[-116.22108,31.32313],[-116.22209,31.32486],[-116.22459,31.32922],[-116.22607,31.3318],[-116.22888,31.33675],[-116.23002,31.33872],[-116.23175,31.34171],[-116.23752,31.3455],[-116.23806,31.35039],[-116.23951,31.35118],[-116.24276,31.35293],[-116.24506,31.35411],[-116.24924,31.35634],[-116.25402,31.35889],[-116.25705,31.36051],[-116.25894,31.3615],[-116.26268,31.36343],[-116.26613,31.36525],[-116.27034,31.36745],[-116.27562,31.3703],[-116.27856,31.37185],[-116.28352,31.37445],[-116.2865,31.37599],[-116.29026,31.37889],[-116.29422,31.38181],[-116.29772,31.38451],[-116.30196,31.38771],[-116.30454,31.38968],[-116.30714,31.39166],[-116.31019,31.39399],[-116.31523,31.39771],[-116.31636,31.40129],[-116.31762,31.40526],[-116.31839,31.40776],[-116.31967,31.41184],[-116.32024,31.41355],[-116.32134,31.41699],[-116.32231,31.42005],[-116.32332,31.42317],[-116.32161,31.4247],[-116.31851,31.42742],[-116.31698,31.42872],[-116.31512,31.43039],[-116.31342,31.43186],[-116.30987,31.43496],[-116.30826,31.43638],[-116.30475,31.43942],[-116.30243,31.44147],[-116.30152,31.44437],[-116.30029,31.44806],[-116.29916,31.45164],[-116.29745,31.45699],[-116.29645,31.45993],[-116.29528,31.46371],[-116.29381,31.46791],[-116.29271,31.47152],[-116.29137,31.47546],[-116.29052,31.47826],[-116.29214,31.48153],[-116.29408,31.48542],[-116.29551,31.48828],[-116.29655,31.49048],[-116.29831,31.49405],[-116.30034,31.49813],[-116.30176,31.501],[-116.30344,31.50434],[-116.30416,31.5058],[-116.3057,31.50897],[-116.30696,31.51148],[-116.30832,31.51424],[-116.30949,31.51662],[-116.31181,31.51737],[-116.31536,31.51846],[-116.3191,31.51965],[-116.32339,31.52105],[-116.32793,31.52247],[-116.33091,31.52342],[-116.33327,31.52368],[-116.33839,31.52417],[-116.34308,31.52465],[-116.34776,31.52644],[-116.35145,31.52785],[-116.35315,31.52848],[-116.35652,31.52978],[-116.36084,31.53144],[-116.36487,31.53299],[-116.36827,31.53428],[-116.37247,31.53591],[-116.37634,31.53736],[-116.38023,31.53884],[-116.38166,31.54211],[-116.38343,31.54611],[-116.38511,31.55006],[-116.38631,31.55274],[-116.38766,31.55594],[-116.38956,31.56027],[-116.39076,31.56305],[-116.39228,31.56653],[-116.39435,31.5713],[-116.39776,31.57395],[-116.39959,31.57538],[-116.40325,31.57821],[-116.40598,31.58035],[-116.40931,31.58299],[-116.41382,31.58651],[-116.41793,31.58977],[-116.42089,31.59199],[-116.42362,31.59414],[-116.42742,31.5971],[-116.43114,31.60003],[-116.4344,31.60257],[-116.43797,31.60469],[-116.44079,31.60629],[-116.44321,31.60779],[-116.44825,31.61073],[-116.45216,31.61302],[-116.45445,31.61435],[-116.45729,31.61608],[-116.4627,31.61924],[-116.46507,31.62066],[-116.46788,31.62231],[-116.47187,31.62465],[-116.47545,31.62676],[-116.48004,31.62912],[-116.48291,31.63065],[-116.4853,31.63191],[-116.49181,31.63526],[-116.49455,31.63673],[-116.49931,31.63923],[-116.50277,31.64101],[-116.50763,31.64357],[-116.51131,31.64549],[-116.51616,31.648],[-116.52004,31.65003],[-116.52397,31.65207],[-116.52743,31.65388],[-116.5278,31.65485],[-116.52881,31.65793],[-116.52996,31.66141],[-116.53059,31.6632],[-116.53219,31.66783],[-116.53306,31.6703],[-116.53487,31.67325],[-116.53655,31.67598],[-116.53817,31.67863],[-116.54155,31.68416],[-116.54171,31.6864],[-116.54208,31.69192],[-116.54236,31.69576],[-116.54262,31.6994],[-116.54296,31.70407],[-116.54319,31.70602],[-116.54336,31.70989],[-116.54362,31.71354],[-116.54384,31.71655],[-116.54453,31.72006],[-116.54533,31.72427],[-116.54599,31.72772],[-116.54684,31.73221],[-116.54734,31.73476],[-116.54842,31.74059],[-116.54873,31.74231],[-116.54941,31.74548],[-116.55032,31.75035],[-116.55078,31.75294],[-116.55142,31.75625],[-116.55206,31.75986],[-116.55261,31.76254],[-116.55289,31.76412],[-116.55584,31.7651],[-116.56092,31.76643],[-116.56446,31.76727],[-116.56967,31.76858],[-116.57135,31.76903]]}}
Línea 115.0 kV | LineString | 115.0 kV | 1 |  |  | CFE |  |  |  |  | OpenStreetMap | {"type":"Feature","properties":{},"geometry":{"type":"LineString","coordinates":[[-117.0323,32.33133],[-117.03272,32.32985],[-117.03227,32.32847],[-117.03122,32.32516],[-117.03011,32.32168],[-117.02903,32.3183],[-117.02802,32.3151],[-117.02707,32.31217],[-117.02627,32.30955],[-117.02544,32.30914]]}}
Línea 115.0 kV | LineString | 115.0 kV | 1 |  |  | CFE |  |  |  |  | OpenStreetMap | {"type":"Feature","properties":{},"geometry":{"type":"LineString","coordinates":[[-98.35492,19.21408],[-98.35607,19.21414],[-98.35683,19.21386],[-98.35768,19.21355],[-98.35815,19.21248],[-98.35878,19.21141],[-98.35922,19.21049],[-98.35997,19.20999],[-98.36077,19.20885],[-98.36161,19.20806],[-98.3627,19.2073],[-98.36373,19.20641],[-98.36484,19.20546],[-98.3658,19.20487],[-98.3668,19.20444],[-98.36797,19.20369],[-98.36921,19.20306],[-98.37045,19.20254],[-98.3717,19.20199],[-98.37287,19.20129],[-98.37388,19.2006],[-98.37477,19.20007],[-98.37573,19.1995],[-98.37666,19.199],[-98.37795,19.19843],[-98.37894,19.19791],[-98.3798,19.19738],[-98.38056,19.19688],[-98.38104,19.19601],[-98.38145,19.19516],[-98.38181,19.19445],[-98.38239,19.19321],[-98.38291,19.19204],[-98.38342,19.19079],[-98.38397,19.18959],[-98.38448,19.18841],[-98.38498,19.1873],[-98.38548,19.18621],[-98.386,19.18505],[-98.38648,19.1839],[-98.38695,19.18285]]}}
Línea 115.0 kV | LineString | 115.0 kV | 1 |  |  | CFE |  |  |  |  | OpenStreetMap | {"type":"Feature","properties":{},"geometry":{"type":"LineString","coordinates":[[-98.3947,19.18502],[-98.39451,19.18492],[-98.3944,19.18511],[-98.39412,19.185],[-98.39324,19.18465],[-98.3931,19.18452],[-98.3918,19.18417],[-98.39051,19.18379],[-98.38923,19.18346],[-98.38792,19.18311],[-98.38695,19.18285],[-98.38591,19.18253],[-98.38445,19.18216],[-98.38296,19.18174],[-98.38153,19.18137],[-98.38184,19.18023],[-98.38222,19.17925],[-98.38255,19.17805],[-98.3826,19.17792],[-98.383,19.17662],[-98.3834,19.17529],[-98.38382,19.17403],[-98.38383,19.17384],[-98.38426,19.17271],[-98.38466,19.17164],[-98.38506,19.17059],[-98.38504,19.17043],[-98.38552,19.16933],[-98.38598,19.16825],[-98.38651,19.16708],[-98.38506,19.16657],[-98.38513,19.16507],[-98.38525,19.16361],[-98.38519,19.16348]]}}
Línea 115.0 kV | LineString | 115.0 kV | 1 |  |  | CFE |  |  |  |  | OpenStreetMap | {"type":"Feature","properties":{},"geometry":{"type":"LineString","coordinates":[[-98.38382,19.17403],[-98.38276,19.17358],[-98.3816,19.17317],[-98.38064,19.17282],[-98.38075,19.17262]]}}
Línea 115.0 kV | LineString | 115.0 kV | 1 |  |  | CFE |  |  |  |  | OpenStreetMap | {"type":"Feature","properties":{},"geometry":{"type":"LineString","coordinates":[[-86.88237,20.98516],[-86.88314,20.98492],[-86.88346,20.98497],[-86.88291,20.98296]]}}
Línea 115.0 kV | LineString | 115.0 kV | 1 |  |  | Comisión Federal de Electricidad |  |  |  |  | OpenStreetMap | {"type":"Feature","properties":{},"geometry":{"type":"LineString","coordinates":[[-86.86349,21.10021],[-86.86348,21.10031],[-86.86352,21.10071]]}}
Línea 115.0 kV | LineString | 115.0 kV |  |  |  | CFE |  |  |  |  | OpenStreetMap | {"type":"Feature","properties":{},"geometry":{"type":"LineString","coordinates":[[-89.53007,20.9112],[-89.53021,20.91136],[-89.53085,20.912],[-89.53252,20.91355],[-89.53421,20.91515],[-89.53587,20.91671],[-89.53809,20.91878],[-89.54016,20.92073],[-89.54238,20.92281],[-89.54448,20.9247],[-89.54648,20.92662],[-89.54899,20.92694],[-89.55141,20.92725],[-89.55444,20.92763],[-89.55739,20.928],[-89.56041,20.9284],[-89.56225,20.93075],[-89.56386,20.9328],[-89.56557,20.93505],[-89.56742,20.93737],[-89.56925,20.93974],[-89.57102,20.942],[-89.57277,20.94425],[-89.57322,20.94483]]}}
Línea 115.0 kV | LineString | 115.0 kV |  |  |  | CFE |  |  |  |  | OpenStreetMap | {"type":"Feature","properties":{},"geometry":{"type":"LineString","coordinates":[[-89.68802,20.92838],[-89.68842,20.92882],[-89.68945,20.93102],[-89.68814,20.93314],[-89.68584,20.93454],[-89.68295,20.93636],[-89.68056,20.93786],[-89.67818,20.93934],[-89.67553,20.94101],[-89.67287,20.94268],[-89.67048,20.9442],[-89.66773,20.94588],[-89.66512,20.94753],[-89.66253,20.94913],[-89.66026,20.95058],[-89.65801,20.95197]]}}
Línea 115.0 kV | LineString | 115.0 kV |  |  |  | CFE |  |  |  |  | OpenStreetMap | {"type":"Feature","properties":{},"geometry":{"type":"LineString","coordinates":[[-89.68873,20.92865],[-89.68939,20.93017],[-89.69002,20.93159],[-89.68919,20.9347],[-89.68857,20.93702],[-89.68826,20.93815],[-89.6873,20.94171],[-89.68636,20.94523],[-89.68545,20.9486],[-89.68475,20.95119],[-89.6845,20.95208],[-89.68398,20.95395]]}}
Línea 115.0 kV | LineString | 115.0 kV |  |  |  | CFE |  |  |  |  | OpenStreetMap | {"type":"Feature","properties":{},"geometry":{"type":"LineString","coordinates":[[-89.60073,21.04415],[-89.59962,21.04374],[-89.59711,21.04287],[-89.59407,21.04177],[-89.59105,21.04058],[-89.58805,21.0396],[-89.58504,21.03851],[-89.58235,21.03755],[-89.57941,21.03649],[-89.57623,21.03531],[-89.57403,21.03453],[-89.57226,21.03386],[-89.5703,21.0332],[-89.56725,21.0321],[-89.56682,21.03033],[-89.56609,21.02732],[-89.5652,21.02374],[-89.5646,21.02122],[-89.56391,21.01833],[-89.56317,21.01539],[-89.56247,21.01245],[-89.5618,21.00973],[-89.56461,21.00713],[-89.56712,21.0049],[-89.56948,21.00276],[-89.57178,21.0005]]}}
Línea 115.0 kV | LineString | 115.0 kV |  |  |  | CFE |  |  |  |  | OpenStreetMap | {"type":"Feature","properties":{},"geometry":{"type":"LineString","coordinates":[[-89.63209,21.04704],[-89.63638,21.04642],[-89.63972,21.04609],[-89.64293,21.04583],[-89.6462,21.04551],[-89.64819,21.04537],[-89.64827,21.04531],[-89.64946,21.0452],[-89.65068,21.04218],[-89.65133,21.04056],[-89.65181,21.03936],[-89.65294,21.03652],[-89.65406,21.03369],[-89.6552,21.03085],[-89.65632,21.02799],[-89.65746,21.02518],[-89.65761,21.0248],[-89.65795,21.02394],[-89.65865,21.02213],[-89.659,21.02126],[-89.65942,21.02019],[-89.65986,21.01908],[-89.66045,21.01763],[-89.66111,21.01597],[-89.66129,21.01552],[-89.66236,21.01284],[-89.66354,21.00894],[-89.6636,21.00971],[-89.66485,21.00656],[-89.66604,21.00362],[-89.66719,21.00058],[-89.66824,20.99762],[-89.66935,20.99463],[-89.66962,20.99407]]}}
Línea 115.0 kV | LineString | 115.0 kV |  |  |  | CFE |  |  |  |  | OpenStreetMap | {"type":"Feature","properties":{},"geometry":{"type":"LineString","coordinates":[[-89.62825,21.05092],[-89.62796,21.05203],[-89.62557,21.05355],[-89.62332,21.05272],[-89.62215,21.05229],[-89.61858,21.05098],[-89.61492,21.04967],[-89.61138,21.04839],[-89.60767,21.04707],[-89.60419,21.0458],[-89.6005,21.04447],[-89.5969,21.04318],[-89.59346,21.04197],[-89.59005,21.04062],[-89.58641,21.03941],[-89.58294,21.03817],[-89.57942,21.03693],[-89.57614,21.03569],[-89.57273,21.03448],[-89.57021,21.03357],[-89.56709,21.03244],[-89.5665,21.03003],[-89.56638,21.02956],[-89.56555,21.02612],[-89.56489,21.02344]]}}
Línea 115.0 kV | LineString | 115.0 kV |  |  |  | CFE |  |  |  |  | OpenStreetMap | {"type":"Feature","properties":{},"geometry":{"type":"LineString","coordinates":[[-89.63506,21.04637],[-89.63798,21.0461],[-89.64049,21.04585],[-89.64123,21.04578],[-89.64431,21.04547],[-89.64739,21.04518],[-89.64995,21.04333],[-89.65112,21.04041],[-89.65234,21.03737],[-89.65349,21.03447],[-89.65468,21.03149],[-89.65594,21.0283],[-89.65661,21.02661],[-89.6564,21.02571]]}}
Línea 115.0 kV | LineString | 115.0 kV | 2 |  |  | CFE |  |  |  |  | OpenStreetMap | {"type":"Feature","properties":{},"geometry":{"type":"LineString","coordinates":[[-108.96712,25.77153],[-108.96727,25.77133],[-108.96788,25.77025],[-108.96895,25.76837],[-108.9693,25.7668],[-108.96985,25.76433],[-108.97033,25.76206],[-108.97085,25.75955],[-108.97139,25.75708],[-108.97258,25.75505],[-108.9735,25.75343],[-108.97479,25.75117],[-108.97611,25.7489],[-108.97743,25.74661],[-108.97878,25.74427],[-108.98009,25.742],[-108.9815,25.73954],[-108.98289,25.73715],[-108.98435,25.73458],[-108.98569,25.73222],[-108.98705,25.72986],[-108.98848,25.72739],[-108.99004,25.72467],[-108.99152,25.72209],[-108.99294,25.71964],[-108.99434,25.71713],[-108.99573,25.71473],[-108.99703,25.7125],[-108.99847,25.71],[-108.9999,25.7075],[-109.00121,25.70521],[-109.0026,25.70282],[-109.00397,25.70045],[-109.00532,25.6981],[-109.00669,25.69571],[-109.00803,25.69341],[-109.00944,25.69092],[-109.0108,25.68865],[-109.01212,25.68633],[-109.01347,25.68396],[-109.01485,25.68157],[-109.01612,25.6794],[-109.01747,25.67704],[-109.01894,25.67446],[-109.02043,25.67186],[-109.02179,25.66949],[-109.02318,25.6671],[-109.02438,25.665],[-109.02572,25.66265],[-109.02704,25.66037],[-109.02844,25.65794],[-109.02957,25.65591],[-109.03238,25.65545],[-109.03525,25.65491],[-109.0379,25.65443],[-109.04096,25.65386],[-109.04392,25.65331],[-109.04614,25.6529],[-109.04677,25.65065],[-109.04747,25.64813],[-109.04816,25.64555],[-109.04891,25.6428],[-109.04956,25.64022],[-109.05028,25.63774],[-109.05098,25.63519],[-109.05166,25.63271],[-109.05241,25.63],[-109.05311,25.62748],[-109.05364,25.62555],[-109.05275,25.62343],[-109.05168,25.62087],[-109.05054,25.61816],[-109.04964,25.61601],[-109.05001,25.61269],[-109.05021,25.61112],[-109.05039,25.60911],[-109.05063,25.60903]]}}
Línea 115.0 kV | LineString | 115.0 kV | 2 |  |  | CFE |  |  |  |  | OpenStreetMap | {"type":"Feature","properties":{},"geometry":{"type":"LineString","coordinates":[[-108.90938,25.80328],[-108.91018,25.80365],[-108.91243,25.80565],[-108.91493,25.80784],[-108.9173,25.8099],[-108.91978,25.81206],[-108.92238,25.8143],[-108.925,25.81659],[-108.92762,25.81887],[-108.93061,25.82147]]}}
Línea 115.0 kV | LineString | 115.0 kV | 4 |  |  | CFE |  |  |  |  | OpenStreetMap | {"type":"Feature","properties":{},"geometry":{"type":"LineString","coordinates":[[-108.90938,25.80328],[-108.90763,25.80649],[-108.90601,25.80936],[-108.90487,25.81142],[-108.90335,25.8144],[-108.90193,25.81692],[-108.90321,25.81842],[-108.90282,25.81905],[-108.90241,25.81897]]}}
Línea 115.0 kV | LineString | 115.0 kV | 2 |  |  | CFE |  |  |  |  | OpenStreetMap | {"type":"Feature","properties":{},"geometry":{"type":"LineString","coordinates":[[-108.90938,25.80328],[-108.90947,25.80271],[-108.9101,25.79924],[-108.9076,25.79704],[-108.90689,25.79647],[-108.90804,25.79547],[-108.91041,25.79321],[-108.91183,25.79186]]}}
Línea 115.0 kV | LineString | 115.0 kV | 1 |  |  | CFE |  |  |  |  | OpenStreetMap | {"type":"Feature","properties":{},"geometry":{"type":"LineString","coordinates":[[-108.99467,25.81766],[-108.99512,25.81805],[-108.99698,25.81941],[-108.99816,25.82224],[-108.99934,25.8249],[-109.00162,25.82609],[-109.00425,25.82758],[-109.008,25.8297],[-109.01064,25.82586],[-109.0121,25.82606],[-109.01457,25.82931],[-109.01673,25.83219],[-109.0185,25.83448],[-109.02244,25.83396],[-109.0264,25.83378],[-109.02983,25.83364],[-109.03352,25.83342],[-109.0371,25.83322],[-109.04093,25.83301],[-109.04316,25.82967],[-109.04515,25.8269],[-109.0469,25.82438],[-109.04889,25.82152],[-109.05097,25.81958],[-109.05296,25.81675],[-109.0551,25.81371],[-109.05542,25.81319]]}}
Línea 115.0 kV | LineString | 115.0 kV | 3 |  |  | C.F.E. |  |  |  |  | OpenStreetMap | {"type":"Feature","properties":{},"geometry":{"type":"LineString","coordinates":[[-109.07577,25.78428],[-109.07543,25.78406],[-109.07465,25.78362],[-109.07513,25.78307],[-109.07405,25.78235],[-109.0729,25.78168],[-109.07182,25.78104],[-109.07069,25.78045],[-109.06959,25.77981],[-109.06837,25.77909],[-109.06753,25.77861],[-109.06639,25.77796],[-109.06519,25.77728],[-109.06402,25.77661],[-109.06284,25.77592],[-109.06168,25.77527],[-109.06051,25.7746],[-109.05937,25.77394],[-109.05851,25.77345],[-109.05715,25.77268],[-109.05586,25.77194],[-109.05467,25.77125],[-109.05347,25.77056],[-109.05229,25.7699],[-109.05106,25.76918],[-109.0501,25.76826],[-109.04903,25.76765],[-109.04781,25.76695],[-109.04663,25.76628],[-109.04549,25.76564],[-109.04441,25.76503],[-109.04326,25.76437],[-109.04221,25.76377],[-109.0414,25.76331],[-109.04004,25.76254],[-109.03872,25.76178],[-109.03742,25.76105],[-109.03632,25.76042],[-109.03513,25.75974],[-109.0339,25.75905],[-109.03305,25.75856],[-109.03236,25.75959],[-109.03157,25.76076],[-109.03085,25.76181],[-109.0301,25.7629],[-109.02933,25.76403],[-109.02855,25.76516],[-109.0278,25.76625],[-109.02655,25.76555],[-109.02532,25.76485],[-109.02407,25.76413],[-109.02273,25.76336],[-109.02148,25.76265],[-109.02012,25.76181],[-109.01915,25.76126],[-109.01832,25.76078],[-109.018,25.76127]]}}
Línea 115.0 kV | LineString | 115.0 kV | 1 |  |  | CFE |  |  |  |  | OpenStreetMap | {"type":"Feature","properties":{},"geometry":{"type":"LineString","coordinates":[[-108.91183,25.79186],[-108.91377,25.79234],[-108.91696,25.79322],[-108.9205,25.79415],[-108.92403,25.79507],[-108.92747,25.79599],[-108.931,25.79692],[-108.93466,25.7978],[-108.93798,25.79871],[-108.94101,25.79948],[-108.9438,25.7989],[-108.94535,25.79615],[-108.94712,25.79314],[-108.94921,25.78956],[-108.9513,25.78597],[-108.95293,25.78323],[-108.95468,25.78024],[-108.9569,25.78059],[-108.9588,25.7809],[-108.96095,25.78133]]}}
Línea 115.0 kV | LineString | 115.0 kV | 3 |  |  | CFE |  |  |  |  | OpenStreetMap | {"type":"Feature","properties":{},"geometry":{"type":"LineString","coordinates":[[-108.9666,25.77162],[-108.96617,25.77235],[-108.96428,25.77545],[-108.96268,25.7784],[-108.96095,25.78133]]}}
Línea 115.0 kV | LineString | 115.0 kV | 2 |  |  | CFE |  |  |  |  | OpenStreetMap | {"type":"Feature","properties":{},"geometry":{"type":"LineString","coordinates":[[-108.9491,25.80452],[-108.94886,25.80444],[-108.94727,25.80605],[-108.94528,25.80732],[-108.94372,25.80967],[-108.94219,25.81196],[-108.94062,25.81436],[-108.94098,25.81734],[-108.94137,25.82064]]}}
Línea 115.0 kV | LineString | 115.0 kV | 1 |  |  | CFE |  |  |  |  | OpenStreetMap | {"type":"Feature","properties":{},"geometry":{"type":"LineString","coordinates":[[-108.91183,25.79186],[-108.91105,25.79168],[-108.90994,25.79137],[-108.90875,25.79106],[-108.90748,25.79075],[-108.90638,25.79044],[-108.90536,25.79015],[-108.90503,25.79002],[-108.90409,25.78975],[-108.90245,25.7893]]}}
Línea 115.0 kV | LineString | 115.0 kV | 2 |  |  | CFE |  |  |  |  | OpenStreetMap | {"type":"Feature","properties":{},"geometry":{"type":"LineString","coordinates":[[-108.94812,25.80446],[-108.94717,25.80542],[-108.94387,25.80516],[-108.94123,25.8058],[-108.93996,25.80818],[-108.93852,25.81066],[-108.93712,25.81305],[-108.93594,25.81516],[-108.93476,25.81713],[-108.93348,25.81937],[-108.93208,25.82177],[-108.93068,25.82418],[-108.9292,25.82675],[-108.92765,25.82947],[-108.92605,25.8322],[-108.92438,25.83511],[-108.92314,25.83843],[-108.92152,25.84124],[-108.92017,25.84365],[-108.91867,25.8462],[-108.91711,25.84894],[-108.91564,25.8515],[-108.91425,25.85392],[-108.91273,25.85655],[-108.91122,25.8592],[-108.90987,25.86153],[-108.9083,25.86424],[-108.90673,25.86696],[-108.90523,25.86953],[-108.90503,25.87197],[-108.90483,25.87421],[-108.90464,25.87646],[-108.9044,25.87916],[-108.90264,25.8814],[-108.89978,25.88276],[-108.89689,25.8841],[-108.89543,25.88666],[-108.89403,25.88907],[-108.89254,25.89162],[-108.89107,25.89419],[-108.88969,25.89658],[-108.88831,25.89898],[-108.8869,25.90138],[-108.88552,25.90378],[-108.88404,25.90635],[-108.88254,25.90892],[-108.88117,25.91132],[-108.87969,25.9139],[-108.87833,25.91622],[-108.87693,25.91866],[-108.87553,25.92106],[-108.87416,25.92344],[-108.87272,25.92592],[-108.87133,25.92833],[-108.87004,25.93057],[-108.86875,25.93279],[-108.86706,25.93572],[-108.86548,25.93844],[-108.86409,25.94084],[-108.86265,25.94332],[-108.86122,25.94579],[-108.85983,25.9482],[-108.85838,25.95068],[-108.85701,25.95309],[-108.85558,25.95556],[-108.85417,25.95798],[-108.85274,25.96045],[-108.85129,25.96294],[-108.8499,25.96535],[-108.8484,25.96791],[-108.84679,25.97072],[-108.84522,25.97344],[-108.84337,25.97659],[-108.84157,25.97967],[-108.84003,25.98236],[-108.83846,25.98509],[-108.83716,25.98733],[-108.83593,25.98937],[-108.83463,25.99154],[-108.8332,25.99401],[-108.83179,25.99641],[-108.83042,25.99884],[-108.82933,26.00076],[-108.8278,26.00346],[-108.82641,26.00586],[-108.82496,26.00836],[-108.82358,26.01073],[-108.82224,26.01304],[-108.82082,26.01551],[-108.81974,26.01737],[-108.8185,26.01949],[-108.81726,26.02168],[-108.81532,26.02384],[-108.81351,26.02588],[-108.81164,26.02799],[-108.80913,26.03082],[-108.80707,26.03318],[-108.80489,26.03565],[-108.80274,26.03806],[-108.80068,26.04038],[-108.79887,26.04241],[-108.79717,26.04432],[-108.79545,26.04629],[-108.79356,26.0484],[-108.79161,26.05058],[-108.78972,26.05273],[-108.78797,26.05469],[-108.78595,26.05609],[-108.7835,26.05764],[-108.78157,26.05888],[-108.77896,26.06055],[-108.77691,26.06185],[-108.7749,26.06313],[-108.77181,26.06509],[-108.76924,26.06675],[-108.76691,26.06825],[-108.76421,26.06994],[-108.76067,26.07221],[-108.75777,26.07408],[-108.75596,26.07524],[-108.75444,26.07594]]}}
Línea 115.0 kV | LineString | 115.0 kV | 2 |  |  | CFE |  |  |  |  | OpenStreetMap | {"type":"Feature","properties":{},"geometry":{"type":"LineString","coordinates":[[-108.96095,25.78133],[-108.95941,25.78396],[-108.95819,25.78609],[-108.95703,25.7881],[-108.95589,25.7901],[-108.95471,25.79215],[-108.95355,25.79417],[-108.9524,25.79615],[-108.95127,25.79819],[-108.95008,25.80017],[-108.94902,25.80202],[-108.9488,25.80362]]}}
Línea 115.0 kV | LineString | 115.0 kV | 2 |  |  | CFE |  |  |  |  | OpenStreetMap | {"type":"Feature","properties":{},"geometry":{"type":"LineString","coordinates":[[-108.93324,25.82052],[-108.9346,25.8182],[-108.93559,25.8165],[-108.93599,25.81635],[-108.9374,25.8175],[-108.93924,25.81902],[-108.94126,25.82055],[-108.94137,25.82064]]}}
Línea 115.0 kV | LineString | 115.0 kV | 2 |  |  | CFE |  |  |  |  | OpenStreetMap | {"type":"Feature","properties":{},"geometry":{"type":"LineString","coordinates":[[-107.94509,25.87828],[-107.94459,25.8789],[-107.94358,25.88007],[-107.94045,25.87907],[-107.93743,25.87811],[-107.93409,25.87697],[-107.93262,25.875],[-107.92942,25.87057],[-107.9284,25.86917],[-107.92503,25.86447],[-107.92304,25.86174],[-107.91965,25.857],[-107.91717,25.85358],[-107.91343,25.8484],[-107.9101,25.84376],[-107.90746,25.84016],[-107.90522,25.83702],[-107.90332,25.83441],[-107.90155,25.83192],[-107.90077,25.83085],[-107.89837,25.82753],[-107.89718,25.82585],[-107.89777,25.82393],[-107.89908,25.8198],[-107.90016,25.8163],[-107.90146,25.81213],[-107.9024,25.80908],[-107.90342,25.80586],[-107.90437,25.80275],[-107.90552,25.79918],[-107.90664,25.7955],[-107.90756,25.79258],[-107.90826,25.79034],[-107.90949,25.78642],[-107.91066,25.78264],[-107.91152,25.7799],[-107.91205,25.7781],[-107.91319,25.77456],[-107.91383,25.77254],[-107.9151,25.76844],[-107.91584,25.76597],[-107.917,25.76227],[-107.91785,25.75946],[-107.91883,25.75639],[-107.91966,25.75376],[-107.92043,25.75129],[-107.92147,25.74796],[-107.92247,25.74477],[-107.92341,25.7417],[-107.92452,25.73818],[-107.92551,25.73504],[-107.92667,25.73129],[-107.92761,25.7282],[-107.92857,25.72514],[-107.92913,25.72332],[-107.92987,25.72098],[-107.93164,25.71878],[-107.93369,25.71623],[-107.93548,25.71403],[-107.9373,25.71179],[-107.93937,25.70926],[-107.94174,25.70638],[-107.94265,25.70529],[-107.94462,25.70285],[-107.94518,25.70217],[-107.94765,25.69913],[-107.94993,25.6963],[-107.95422,25.69093],[-107.95765,25.68672],[-107.96006,25.68374],[-107.96245,25.68082],[-107.96481,25.67794],[-107.96696,25.67526],[-107.96892,25.67281],[-107.97088,25.67043],[-107.97282,25.66802],[-107.97467,25.66576],[-107.97676,25.66314],[-107.97871,25.66075],[-107.98061,25.6584],[-107.98222,25.65641],[-107.98414,25.65407],[-107.98571,25.6521],[-107.98795,25.64935],[-107.98989,25.64695],[-107.99186,25.6445],[-107.99342,25.64258],[-107.99535,25.64021],[-107.99699,25.63822],[-107.99942,25.6351],[-108.00156,25.63248],[-108.00329,25.63035],[-108.00531,25.62786],[-108.00764,25.62497],[-108.00954,25.62262],[-108.01169,25.61994],[-108.01327,25.61801],[-108.01485,25.61608],[-108.01669,25.61381],[-108.01846,25.6116],[-108.01979,25.60993],[-108.02164,25.60768],[-108.02386,25.60491],[-108.02572,25.60267],[-108.02727,25.60071],[-108.02944,25.59804],[-108.03147,25.59551],[-108.0334,25.59312],[-108.03569,25.59029],[-108.03795,25.58752],[-108.04008,25.58487],[-108.04217,25.58228],[-108.04429,25.57966],[-108.04598,25.57757],[-108.04797,25.57513],[-108.04942,25.57334],[-108.0503,25.57226],[-108.05218,25.56994],[-108.0541,25.56756],[-108.05606,25.56513],[-108.05767,25.56315],[-108.05978,25.56055],[-108.06145,25.55848],[-108.06327,25.55623],[-108.06553,25.55346],[-108.0675,25.55097],[-108.06929,25.54877],[-108.07136,25.54618],[-108.07359,25.54345],[-108.07583,25.54069],[-108.07794,25.53807],[-108.07979,25.5358],[-108.08224,25.53275],[-108.08448,25.52998],[-108.08444,25.52798],[-108.08438,25.525],[-108.08434,25.52204],[-108.08427,25.519],[-108.0842,25.51597],[-108.08419,25.513],[-108.08414,25.51046],[-108.08409,25.50774],[-108.08401,25.50423],[-108.08399,25.50245],[-108.0839,25.49887],[-108.08385,25.49599],[-108.08382,25.49293],[-108.08378,25.48974],[-108.08173,25.48758],[-108.08131,25.48712]]}}
Línea 115.0 kV | LineString | 115.0 kV | 2 |  |  | CFE |  |  |  |  | OpenStreetMap | {"type":"Feature","properties":{},"geometry":{"type":"LineString","coordinates":[[-98.13768,19.08001],[-98.13801,19.07938],[-98.13904,19.07635],[-98.13978,19.07412],[-98.13956,19.07099],[-98.13934,19.06798],[-98.13907,19.06477],[-98.13767,19.0631],[-98.13525,19.06277],[-98.13324,19.06258],[-98.13295,19.06255],[-98.13067,19.06232],[-98.12835,19.06209],[-98.12717,19.06197],[-98.12487,19.06174],[-98.12265,19.06152],[-98.11782,19.06103],[-98.11637,19.0609],[-98.11553,19.06082],[-98.11325,19.06063],[-98.10863,19.06015],[-98.10164,19.05948],[-98.09926,19.05925],[-98.09688,19.05902],[-98.0946,19.0588],[-98.09228,19.05858],[-98.08999,19.05835],[-98.08779,19.05814],[-98.08558,19.05793],[-98.08308,19.05768],[-98.08059,19.05743],[-98.07586,19.05696],[-98.07355,19.05673],[-98.07119,19.0565],[-98.06887,19.05626],[-98.06631,19.05601],[-98.06368,19.05575],[-98.06138,19.05552],[-98.05902,19.05528],[-98.05712,19.0551],[-98.05489,19.05486],[-98.05252,19.05444],[-98.05003,19.05439],[-98.04745,19.05411],[-98.04509,19.0539],[-98.04304,19.05371],[-98.04067,19.0535],[-98.03865,19.05331],[-98.03638,19.05309],[-98.03412,19.05284],[-98.03259,19.05267],[-98.03043,19.05205],[-98.02822,19.05141],[-98.02582,19.0506],[-98.02354,19.04984],[-98.02193,19.04929],[-98.0206,19.04884],[-98.01894,19.04828],[-98.0165,19.04746],[-98.0157,19.04723]]}}
Línea 115.0 kV | LineString | 115.0 kV | 2 |  |  | CFE |  |  |  |  | OpenStreetMap | {"type":"Feature","properties":{},"geometry":{"type":"LineString","coordinates":[[-98.29851,19.02919],[-98.2989,19.02944],[-98.29933,19.02879],[-98.30001,19.0278],[-98.30087,19.02655],[-98.29939,19.02569],[-98.29876,19.02544],[-98.29856,19.02525],[-98.29906,19.02447],[-98.29964,19.02361],[-98.30027,19.02264],[-98.30065,19.02162],[-98.30055,19.02046],[-98.3005,19.01914],[-98.30182,19.01625],[-98.30323,19.01327],[-98.30497,19.00934],[-98.3064,19.00618],[-98.30786,19.00239],[-98.30964,18.99921],[-98.31081,18.99608],[-98.31197,18.99313],[-98.31315,18.99013],[-98.3149,18.98545],[-98.31542,18.98428],[-98.3165,18.9841],[-98.31769,18.98367],[-98.31865,18.98244],[-98.32021,18.98046],[-98.32139,18.97898],[-98.32799,18.97637],[-98.32986,18.97561],[-98.33136,18.97199],[-98.33064,18.96911],[-98.33192,18.9678],[-98.33659,18.96314],[-98.34104,18.96001],[-98.34245,18.959],[-98.34679,18.95581],[-98.34973,18.9538],[-98.35346,18.95379],[-98.35693,18.95378],[-98.35996,18.95376],[-98.36129,18.9518],[-98.36279,18.94958],[-98.36527,18.94587],[-98.36721,18.94294],[-98.36955,18.93946],[-98.37245,18.93509],[-98.3749,18.92739],[-98.37596,18.9243],[-98.37706,18.9205],[-98.37807,18.91733],[-98.37906,18.91427],[-98.38017,18.91087],[-98.38123,18.90725],[-98.38203,18.90437],[-98.38299,18.9012],[-98.3845,18.89859],[-98.38626,18.89559],[-98.38832,18.89211],[-98.38999,18.88933],[-98.39162,18.88655],[-98.39323,18.88396],[-98.39491,18.88108],[-98.39618,18.8789],[-98.39769,18.87634],[-98.39831,18.87528],[-98.39887,18.87433],[-98.40279,18.8736],[-98.40606,18.87295],[-98.41006,18.87216],[-98.41294,18.87152],[-98.41574,18.87083],[-98.41694,18.87128],[-98.41811,18.87164],[-98.41879,18.87021],[-98.42016,18.87076],[-98.42155,18.87134],[-98.42292,18.87192],[-98.42401,18.87237],[-98.42487,18.87277],[-98.42475,18.87408],[-98.42477,18.87528],[-98.42479,18.87624],[-98.42482,18.87714],[-98.42477,18.87787],[-98.42581,18.87791],[-98.42671,18.87831],[-98.42786,18.87888],[-98.42878,18.87907],[-98.42973,18.8792],[-98.4306,18.87925],[-98.43006,18.88013],[-98.43041,18.88017],[-98.43048,18.87982]]}}
Línea 115.0 kV | LineString | 115.0 kV | 2 |  |  | CFE |  |  |  |  | OpenStreetMap | {"type":"Feature","properties":{},"geometry":{"type":"LineString","coordinates":[[-98.15314,19.08704],[-98.15371,19.08695],[-98.15625,19.08825],[-98.15844,19.08938],[-98.16081,19.08909],[-98.16288,19.08884],[-98.16311,19.08763],[-98.16335,19.08649],[-98.16359,19.08533],[-98.16383,19.0842],[-98.16424,19.08325],[-98.16495,19.08251],[-98.16497,19.08209],[-98.16566,19.08122],[-98.16614,19.08079],[-98.16686,19.08002],[-98.16769,19.07911],[-98.16852,19.07815],[-98.16937,19.07723],[-98.16952,19.0766],[-98.16966,19.07592]]}}
Línea 115.0 kV | LineString | 115.0 kV | 1 |  |  | CFE |  |  |  |  | OpenStreetMap | {"type":"Feature","properties":{},"geometry":{"type":"LineString","coordinates":[[-97.97616,18.84959],[-97.97594,18.85037],[-97.97493,18.85309],[-97.97459,18.85543],[-97.97415,18.85851],[-97.97361,18.86236],[-97.9733,18.86448],[-97.97253,18.86978],[-97.97042,18.87485],[-97.96815,18.87814],[-97.96631,18.88084],[-97.96452,18.88348],[-97.96196,18.88733],[-97.95991,18.89026],[-97.95727,18.89415],[-97.95583,18.89626],[-97.9536,18.89952],[-97.9514,18.90274],[-97.94721,18.90891],[-97.94536,18.91164],[-97.94343,18.91447],[-97.94149,18.91732],[-97.93952,18.92024],[-97.93765,18.92305],[-97.93572,18.9258],[-97.93391,18.92851],[-97.93242,18.93067],[-97.93091,18.93287],[-97.92909,18.93559],[-97.92746,18.93797],[-97.92568,18.93985],[-97.92375,18.94185],[-97.92207,18.94363],[-97.92101,18.94601],[-97.9197,18.94907],[-97.91874,18.95124],[-97.91895,18.95174],[-97.91942,18.95206]]}}
Línea 115.0 kV | LineString | 115.0 kV | 2 |  |  | CFE |  |  |  |  | OpenStreetMap | {"type":"Feature","properties":{},"geometry":{"type":"LineString","coordinates":[[-98.14739,19.04096],[-98.14726,19.04275],[-98.14721,19.04449],[-98.14717,19.04687],[-98.14714,19.049],[-98.14711,19.05147],[-98.14706,19.05452],[-98.14704,19.05718],[-98.14697,19.06002],[-98.14917,19.06183],[-98.15096,19.06347],[-98.15101,19.06434]]}}
Línea 115.0 kV | LineString | 115.0 kV | 2 |  |  | CFE |  |  |  |  | OpenStreetMap | {"type":"Feature","properties":{},"geometry":{"type":"LineString","coordinates":[[-98.15543,19.0712],[-98.15633,19.07125],[-98.15749,19.07129],[-98.15866,19.07133],[-98.15956,19.07136],[-98.16046,19.07137],[-98.16124,19.07102],[-98.16212,19.07173],[-98.16227,19.07185],[-98.16289,19.07235],[-98.16386,19.07314],[-98.16484,19.07393],[-98.16517,19.07421],[-98.16568,19.07462],[-98.16681,19.07564],[-98.16767,19.07643],[-98.16881,19.07568],[-98.16959,19.07591],[-98.16966,19.07592]]}}
Línea 115.0 kV | LineString | 115.0 kV | 2 |  |  | CFE |  |  |  |  | OpenStreetMap | {"type":"Feature","properties":{},"geometry":{"type":"LineString","coordinates":[[-98.16066,18.95177],[-98.15926,18.95133],[-98.15774,18.95087],[-98.15401,18.95087],[-98.15026,18.95085],[-98.14655,18.95083],[-98.14321,18.95082],[-98.14063,18.95081],[-98.13662,18.94995],[-98.133,18.94922],[-98.13004,18.94861],[-98.1261,18.94779],[-98.12415,18.94741],[-98.12007,18.94654],[-98.11601,18.9457],[-98.11284,18.94305],[-98.10995,18.94074],[-98.10724,18.93849],[-98.1044,18.93615],[-98.10241,18.93451],[-98.09857,18.93134],[-98.09623,18.92941],[-98.09321,18.92693],[-98.08995,18.92422],[-98.08819,18.92274],[-98.08574,18.92072],[-98.08257,18.91818],[-98.0797,18.91583],[-98.07714,18.91373],[-98.07592,18.91274],[-98.07103,18.90871],[-98.06756,18.90586],[-98.06502,18.90376],[-98.06209,18.90135],[-98.05998,18.89962],[-98.05777,18.8978],[-98.05469,18.89527],[-98.05217,18.89319],[-98.0496,18.89102],[-98.04786,18.88962],[-98.04542,18.88759],[-98.04179,18.88554],[-98.0393,18.88387],[-98.03576,18.88235],[-98.03305,18.88119],[-98.03014,18.87991],[-98.0274,18.87872],[-98.02497,18.87767],[-98.02152,18.87617],[-98.01655,18.87401],[-98.01236,18.87219],[-98.00736,18.87],[-98.00399,18.86852],[-97.99928,18.86647],[-97.99615,18.86512],[-97.99297,18.86375],[-97.99114,18.86296],[-97.98875,18.86188],[-97.98654,18.86092],[-97.98329,18.85951],[-97.9812,18.8586],[-97.97983,18.85665],[-97.97809,18.85418],[-97.97672,18.85084],[-97.97676,18.84966],[-97.97681,18.84919]]}}
Línea 115.0 kV | LineString | 115.0 kV | 2 |  |  | CFE |  |  |  |  | OpenStreetMap | {"type":"Feature","properties":{},"geometry":{"type":"LineString","coordinates":[[-98.13823,19.08028],[-98.13857,19.07964],[-98.13961,19.07813],[-98.14067,19.07667],[-98.14176,19.07502],[-98.14379,19.07314],[-98.14589,19.0712],[-98.14788,19.06926],[-98.14999,19.06726],[-98.15096,19.06478],[-98.15099,19.06453]]}}
Línea 115.0 kV | LineString | 115.0 kV | 1 |  |  | CFE |  |  |  |  | OpenStreetMap | {"type":"Feature","properties":{},"geometry":{"type":"LineString","coordinates":[[-98.19115,19.10709],[-98.19098,19.107],[-98.18882,19.10588],[-98.18651,19.10468],[-98.18312,19.10289],[-98.17987,19.10119],[-98.17646,19.09938],[-98.17305,19.09755],[-98.16973,19.09583],[-98.16633,19.09405],[-98.16282,19.0922],[-98.15933,19.09038],[-98.15633,19.08881],[-98.15392,19.08751],[-98.15323,19.08721],[-98.15277,19.08813],[-98.15202,19.08863],[-98.15086,19.08783],[-98.14969,19.08702],[-98.14852,19.08622],[-98.14736,19.08542],[-98.14756,19.08471],[-98.1476,19.08423],[-98.14604,19.08343],[-98.14268,19.08172],[-98.13918,19.07995],[-98.13879,19.08055]]}}
Línea 115.0 kV | LineString | 115.0 kV | 1 |  |  | CFE |  |  |  |  | OpenStreetMap | {"type":"Feature","properties":{},"geometry":{"type":"LineString","coordinates":[[-99.14822,18.8894],[-99.1485,18.88959]]}}
Línea 115.0 kV | LineString | 115.0 kV | 2 |  |  | CFE |  |  |  |  | OpenStreetMap | {"type":"Feature","properties":{},"geometry":{"type":"LineString","coordinates":[[-99.13042,18.85755],[-99.13212,18.85933],[-99.13198,18.86117],[-99.13122,18.86897],[-99.13099,18.87107],[-99.1308,18.87344],[-99.13054,18.87686],[-99.13238,18.87835],[-99.13192,18.88057],[-99.1313,18.88411],[-99.13313,18.88576],[-99.13533,18.88779],[-99.13714,18.88948],[-99.13759,18.89023],[-99.14043,18.89175],[-99.14089,18.89174],[-99.14163,18.89113],[-99.14204,18.89086],[-99.14251,18.89068],[-99.14319,18.89054],[-99.14373,18.89058],[-99.14417,18.8906],[-99.14482,18.8906],[-99.14541,18.89046],[-99.14656,18.89013],[-99.14733,18.88981],[-99.14822,18.8894]]}}
Línea 115.0 kV | LineString | 115.0 kV | 1 |  |  | CFE |  |  |  |  | OpenStreetMap | {"type":"Feature","properties":{},"geometry":{"type":"LineString","coordinates":[[-99.14866,18.88952],[-99.14822,18.8894]]}}
Línea 115.0 kV | LineString | 115.0 kV | 1 |  |  | CFE |  |  |  |  | OpenStreetMap | {"type":"Feature","properties":{},"geometry":{"type":"LineString","coordinates":[[-99.18646,18.80921],[-99.1864,18.80782],[-99.1864,18.8077],[-99.1864,18.8075],[-99.18639,18.80731],[-99.18634,18.80658],[-99.18633,18.80643],[-99.18629,18.80585],[-99.18623,18.80506],[-99.18612,18.80234],[-99.18601,18.80007],[-99.18595,18.79861],[-99.18586,18.7969],[-99.18577,18.79518],[-99.18569,18.79367],[-99.18561,18.79175],[-99.18549,18.78983],[-99.18541,18.78812],[-99.18533,18.78633],[-99.18527,18.78486],[-99.18519,18.78341],[-99.1851,18.78187],[-99.1851,18.78108],[-99.18497,18.77895],[-99.18488,18.77734],[-99.1848,18.77546],[-99.18514,18.77365],[-99.18542,18.77214],[-99.18578,18.77035],[-99.18612,18.76855],[-99.18648,18.76668],[-99.18672,18.76538],[-99.18704,18.76382],[-99.18728,18.76289],[-99.18736,18.76238],[-99.18752,18.7613],[-99.18776,18.76003],[-99.18825,18.75739],[-99.18892,18.75381],[-99.18956,18.75037],[-99.19016,18.74761],[-99.1882,18.74521],[-99.18633,18.74294],[-99.18441,18.74061],[-99.18276,18.73861],[-99.18116,18.73667],[-99.18077,18.73437],[-99.1803,18.73155],[-99.17998,18.72966],[-99.17958,18.72726],[-99.17903,18.72402],[-99.17852,18.72101],[-99.17814,18.71876],[-99.17786,18.71713],[-99.17762,18.71568],[-99.17736,18.71414],[-99.1771,18.71266],[-99.17683,18.71107],[-99.17654,18.70947],[-99.17627,18.70778],[-99.17584,18.7052],[-99.17568,18.7041],[-99.17517,18.70126],[-99.17491,18.69966],[-99.17452,18.6975],[-99.17402,18.69447],[-99.17356,18.6917],[-99.17307,18.68894],[-99.17268,18.68658],[-99.17218,18.6837],[-99.17176,18.68114],[-99.17135,18.67866],[-99.17093,18.67614],[-99.17053,18.67376],[-99.17,18.67063],[-99.16947,18.66769],[-99.16896,18.66456],[-99.16849,18.66173],[-99.16971,18.65939],[-99.1709,18.65722],[-99.17221,18.65473],[-99.17344,18.65241],[-99.17471,18.65004],[-99.17588,18.64779],[-99.17724,18.64526],[-99.17851,18.64291],[-99.17996,18.64019],[-99.18124,18.63777],[-99.18271,18.63499],[-99.18371,18.63312],[-99.18489,18.63095],[-99.18497,18.63044]]}}
Línea 115.0 kV | LineString | 115.0 kV | 1 |  |  | CFE |  |  |  |  | OpenStreetMap | {"type":"Feature","properties":{},"geometry":{"type":"LineString","coordinates":[[-99.02969,18.85934],[-99.03071,18.85938],[-99.03414,18.85957],[-99.03713,18.85973],[-99.04006,18.85987],[-99.04323,18.86005],[-99.04623,18.8602],[-99.0492,18.86036],[-99.05198,18.8605],[-99.05457,18.86063],[-99.05879,18.86086],[-99.06109,18.86098],[-99.0663,18.86125],[-99.06878,18.86139],[-99.07269,18.86158],[-99.07577,18.86174],[-99.078,18.86186],[-99.07995,18.86194],[-99.08205,18.86204],[-99.08563,18.86222],[-99.08903,18.86239],[-99.09211,18.86253],[-99.09353,18.8626],[-99.09499,18.86267],[-99.09574,18.86238],[-99.09689,18.86199],[-99.09737,18.86178],[-99.09817,18.86188],[-99.09903,18.86195],[-99.09992,18.8619],[-99.10037,18.86291],[-99.10081,18.86299],[-99.10364,18.86311],[-99.10641,18.86325],[-99.11421,18.86368],[-99.11912,18.864],[-99.11969,18.8637],[-99.12851,18.85888],[-99.12996,18.85807],[-99.13042,18.85755]]}}
Línea 115.0 kV | LineString | 115.0 kV | 2 |  |  | CFE |  |  |  |  | OpenStreetMap | {"type":"Feature","properties":{},"geometry":{"type":"LineString","coordinates":[[-98.20551,19.10836],[-98.20297,19.10821],[-98.20068,19.10805],[-98.19848,19.10795],[-98.19561,19.10778],[-98.1935,19.10672],[-98.1922,19.10612],[-98.19027,19.10509],[-98.18753,19.10379],[-98.1862,19.10311],[-98.18251,19.10132],[-98.18008,19.10014],[-98.17769,19.09897],[-98.17533,19.09777],[-98.17294,19.09661],[-98.17029,19.09533],[-98.16758,19.09398],[-98.16481,19.09258],[-98.16204,19.09119],[-98.15898,19.0898],[-98.15621,19.08846],[-98.15385,19.08721],[-98.15314,19.08704]]}}
Línea 115.0 kV | LineString | 115.0 kV | 2 |  |  | CFE |  |  |  |  | OpenStreetMap | {"type":"Feature","properties":{},"geometry":{"type":"LineString","coordinates":[[-97.53257,18.88263],[-97.53331,18.88073],[-97.53409,18.8788],[-97.53447,18.87681],[-97.5348,18.87521],[-97.53514,18.87349],[-97.53602,18.87141],[-97.53703,18.86897],[-97.53812,18.86637],[-97.53994,18.86446],[-97.54127,18.863],[-97.54132,18.86067],[-97.54132,18.85859],[-97.54144,18.85551],[-97.54151,18.85525]]}}
Línea 115.0 kV | LineString | 115.0 kV | 1 |  |  | CFE |  |  |  |  | OpenStreetMap | {"type":"Feature","properties":{},"geometry":{"type":"LineString","coordinates":[[-97.71125,18.87074],[-97.71073,18.86846],[-97.71005,18.86725],[-97.70808,18.86371],[-97.70667,18.86118],[-97.70444,18.85714],[-97.69967,18.85143],[-97.69824,18.84979],[-97.69571,18.84688],[-97.69381,18.84464],[-97.68989,18.84],[-97.68772,18.8374],[-97.68371,18.83266],[-97.68062,18.82897],[-97.67629,18.82384],[-97.6647,18.80997],[-97.66346,18.80848],[-97.66212,18.80691],[-97.65944,18.80372],[-97.65751,18.80141],[-97.65545,18.79897],[-97.65315,18.79623],[-97.65119,18.7939],[-97.64899,18.79129],[-97.64701,18.78893],[-97.64515,18.78673],[-97.64427,18.78428],[-97.64195,18.77783],[-97.64119,18.77572],[-97.64029,18.77319],[-97.63957,18.77115],[-97.63926,18.77029],[-97.6385,18.76824],[-97.63742,18.76521],[-97.63624,18.76194],[-97.63517,18.75898],[-97.63389,18.75542],[-97.63274,18.75218],[-97.63176,18.74948],[-97.63048,18.74593],[-97.62948,18.74313],[-97.62831,18.73986],[-97.62706,18.73638],[-97.62597,18.73333],[-97.6249,18.73038],[-97.62379,18.7273],[-97.62271,18.72426],[-97.62149,18.72087],[-97.62054,18.71823],[-97.61923,18.71459],[-97.61807,18.71136],[-97.61686,18.70797],[-97.61581,18.70504],[-97.61374,18.70292],[-97.61144,18.70056],[-97.60884,18.6979],[-97.60655,18.69558],[-97.60425,18.69322],[-97.60188,18.6908],[-97.59926,18.68812],[-97.59739,18.6862],[-97.59549,18.68427],[-97.59293,18.68164],[-97.59062,18.67928],[-97.58844,18.67705],[-97.58611,18.67468],[-97.58392,18.67244],[-97.58196,18.67043],[-97.57954,18.66796],[-97.57714,18.6655],[-97.57462,18.66292],[-97.57212,18.66036],[-97.56997,18.65818],[-97.5679,18.65605],[-97.56598,18.65408],[-97.56378,18.65182],[-97.56135,18.64934],[-97.55912,18.64707],[-97.55674,18.64462],[-97.55448,18.64231],[-97.55232,18.6401],[-97.55006,18.63778],[-97.5477,18.63537],[-97.5455,18.63311],[-97.54308,18.63064],[-97.54066,18.62816],[-97.53867,18.62614],[-97.53694,18.62436],[-97.53409,18.62144],[-97.5322,18.61951],[-97.52981,18.61705],[-97.52659,18.61376],[-97.52341,18.6105],[-97.52108,18.60811],[-97.51914,18.60612],[-97.51344,18.6003],[-97.51105,18.59786],[-97.50879,18.59553],[-97.50653,18.59322],[-97.50437,18.59101],[-97.502,18.58858],[-97.49964,18.58615],[-97.49726,18.5837],[-97.4949,18.58128],[-97.49265,18.57899],[-97.49034,18.57659],[-97.48803,18.57425],[-97.4858,18.57197],[-97.47486,18.56074],[-97.47254,18.55834],[-97.4701,18.55585],[-97.46836,18.55405],[-97.46609,18.55173],[-97.46337,18.54892],[-97.46091,18.54641],[-97.45825,18.54372],[-97.45624,18.54163],[-97.45444,18.53978],[-97.4529,18.53816],[-97.4504,18.53558],[-97.44832,18.53342],[-97.44632,18.53135],[-97.44386,18.52883],[-97.44145,18.52636],[-97.44049,18.52538],[-97.43852,18.52338],[-97.43459,18.52201],[-97.43109,18.52079],[-97.42784,18.51959],[-97.42476,18.51849],[-97.42138,18.51732],[-97.4184,18.51628],[-97.41511,18.51513],[-97.41212,18.51404],[-97.40929,18.51306],[-97.40688,18.51219],[-97.40609,18.50856],[-97.40531,18.50486],[-97.40468,18.5017],[-97.40398,18.4993],[-97.40445,18.49873]]}}
Línea 115.0 kV | LineString | 115.0 kV |  |  |  | CFE |  |  |  |  | OpenStreetMap | {"type":"Feature","properties":{},"geometry":{"type":"LineString","coordinates":[[-97.40458,18.49899],[-97.40439,18.49907],[-97.40472,18.50072],[-97.40504,18.50226],[-97.40544,18.504],[-97.4058,18.50563],[-97.40622,18.50779],[-97.40663,18.50964],[-97.4071,18.51182],[-97.40751,18.51359],[-97.40793,18.51575],[-97.40844,18.51807],[-97.4089,18.52021],[-97.4095,18.52343],[-97.40994,18.52552],[-97.41029,18.5274],[-97.41065,18.52933],[-97.41101,18.53108],[-97.41134,18.53266],[-97.41184,18.53512],[-97.41221,18.53698],[-97.41258,18.53886],[-97.41332,18.54258],[-97.41397,18.54603],[-97.41439,18.54791],[-97.41514,18.55284],[-97.41543,18.55465],[-97.41571,18.55632],[-97.41597,18.55771],[-97.41628,18.55961],[-97.41657,18.56143],[-97.41687,18.56322],[-97.41726,18.56553],[-97.41755,18.56723],[-97.41784,18.56914],[-97.4182,18.57107],[-97.41767,18.5725],[-97.41715,18.57407],[-97.41651,18.57585],[-97.41584,18.57774],[-97.41518,18.57952],[-97.41455,18.58124],[-97.41392,18.58306],[-97.4134,18.58455],[-97.41276,18.58636],[-97.41218,18.588],[-97.41192,18.58873],[-97.41132,18.59042],[-97.41079,18.59196],[-97.41015,18.59376],[-97.40951,18.59554],[-97.4089,18.59726],[-97.40837,18.59877],[-97.40789,18.60011],[-97.40744,18.60127],[-97.40658,18.60378],[-97.40573,18.60618],[-97.40509,18.60798],[-97.40469,18.60913],[-97.40418,18.61059],[-97.40347,18.61261],[-97.40242,18.61562],[-97.40166,18.61778],[-97.40091,18.61993],[-97.40001,18.62219],[-97.39939,18.62432],[-97.39886,18.62618],[-97.39823,18.6283],[-97.39755,18.63061],[-97.39714,18.63199],[-97.39664,18.63372],[-97.39567,18.63707],[-97.39504,18.63902],[-97.39435,18.6409],[-97.39414,18.64234],[-97.39352,18.64441],[-97.39298,18.64624],[-97.39242,18.64816],[-97.39194,18.64984],[-97.39145,18.65152],[-97.39159,18.65215],[-97.39196,18.65385],[-97.39271,18.65725],[-97.39345,18.66061],[-97.39391,18.66274],[-97.39435,18.66468],[-97.39481,18.66669],[-97.39517,18.66841],[-97.3956,18.67025],[-97.39614,18.67267],[-97.39649,18.6743],[-97.39696,18.67644],[-97.39737,18.67822],[-97.39774,18.67996],[-97.39812,18.68161],[-97.39851,18.68333],[-97.39893,18.6852],[-97.39947,18.68768],[-97.39994,18.68988],[-97.40066,18.6913],[-97.40154,18.69322],[-97.40242,18.69505],[-97.40455,18.6996],[-97.40633,18.70339],[-97.40703,18.70488],[-97.40796,18.70688],[-97.40892,18.70892],[-97.40949,18.71029],[-97.40953,18.7119],[-97.40945,18.71371],[-97.40944,18.71561],[-97.40941,18.7175],[-97.40939,18.71948],[-97.40935,18.72167],[-97.40933,18.72342],[-97.40932,18.7257],[-97.40931,18.72715],[-97.4093,18.72911],[-97.40926,18.73153],[-97.40919,18.73283],[-97.40962,18.7346],[-97.41007,18.73645],[-97.41051,18.73831],[-97.41089,18.74004],[-97.4113,18.74173],[-97.41167,18.74343],[-97.41204,18.74506],[-97.41245,18.74686],[-97.41287,18.74873],[-97.41317,18.75033],[-97.41383,18.75319],[-97.41411,18.75443],[-97.41438,18.75565],[-97.41472,18.75719],[-97.41518,18.75911],[-97.41504,18.76162],[-97.4149,18.76375],[-97.41482,18.76538],[-97.41465,18.76862],[-97.41453,18.7707],[-97.41444,18.77258],[-97.41435,18.77442],[-97.41419,18.7772],[-97.41409,18.77912],[-97.41408,18.78129],[-97.41401,18.78298],[-97.41388,18.78516],[-97.41376,18.78734],[-97.41365,18.78924],[-97.41356,18.79109],[-97.41348,18.79263],[-97.41333,18.79458],[-97.41327,18.79637],[-97.41317,18.79826],[-97.41304,18.80026],[-97.41291,18.802],[-97.41288,18.80372],[-97.41278,18.8057],[-97.41264,18.80771],[-97.41253,18.80949],[-97.41247,18.81104],[-97.41233,18.81311],[-97.41101,18.8164],[-97.41004,18.81868],[-97.40956,18.82001],[-97.40921,18.82082],[-97.40845,18.82274],[-97.40768,18.82458],[-97.40681,18.82664],[-97.40639,18.8278],[-97.40599,18.82939],[-97.40556,18.83121],[-97.40511,18.83302],[-97.40466,18.83486],[-97.40427,18.8367],[-97.4038,18.83833],[-97.40408,18.83852]]}}
Línea 115.0 kV | LineString | 115.0 kV | 1 |  |  | CFE |  |  |  |  | OpenStreetMap | {"type":"Feature","properties":{},"geometry":{"type":"LineString","coordinates":[[-97.79416,18.97167],[-97.79441,18.97098],[-97.79474,18.9702],[-97.79399,18.96992],[-97.79381,18.97027]]}}
Línea 115.0 kV | LineString | 115.0 kV | 2 |  |  | CFE |  |  |  |  | OpenStreetMap | {"type":"Feature","properties":{},"geometry":{"type":"LineString","coordinates":[[-98.24163,19.12438],[-98.24159,19.12579],[-98.24132,19.12637],[-98.24106,19.12691],[-98.2411,19.12723],[-98.24139,19.12752],[-98.2411,19.12791],[-98.24081,19.12827]]}}
Línea 115.0 kV | LineString | 115.0 kV | 1 |  |  | CFE |  |  |  |  | OpenStreetMap | {"type":"Feature","properties":{},"geometry":{"type":"LineString","coordinates":[[-98.26743,19.06059],[-98.26744,19.06087],[-98.26567,19.06219],[-98.26339,19.06169],[-98.26259,19.06145],[-98.2612,19.06108],[-98.25895,19.06053],[-98.25674,19.05994],[-98.25456,19.05991],[-98.25228,19.05991],[-98.25013,19.05996],[-98.24774,19.05997],[-98.24633,19.05996],[-98.24483,19.05995],[-98.24327,19.05998],[-98.23978,19.05995],[-98.23697,19.05998],[-98.23455,19.05998],[-98.23271,19.06],[-98.2322,19.06082],[-98.23208,19.06103],[-98.23174,19.06162],[-98.23113,19.06268],[-98.23012,19.06205],[-98.22931,19.06156],[-98.22868,19.0612],[-98.22783,19.06075],[-98.22676,19.06024],[-98.22567,19.05976],[-98.22473,19.05932],[-98.22393,19.05871],[-98.22306,19.05805],[-98.2222,19.05741],[-98.22162,19.05814],[-98.22115,19.05871],[-98.22053,19.05948],[-98.21991,19.06023],[-98.21972,19.06021],[-98.21839,19.05954],[-98.21772,19.06045],[-98.21706,19.06132],[-98.2164,19.06222],[-98.21633,19.06223],[-98.21537,19.06172],[-98.21418,19.06111],[-98.21308,19.06057],[-98.21192,19.05999],[-98.21097,19.06003],[-98.20979,19.06003],[-98.20752,19.06002],[-98.2075,19.0597],[-98.20647,19.06023]]}}
Línea 115.0 kV | LineString | 115.0 kV | 2 |  |  | CFE |  |  |  |  | OpenStreetMap | {"type":"Feature","properties":{},"geometry":{"type":"LineString","coordinates":[[-98.2676,19.06059],[-98.26762,19.06087],[-98.26651,19.0626],[-98.2654,19.06432],[-98.26411,19.06636],[-98.26297,19.0693],[-98.26207,19.07179],[-98.26099,19.07474],[-98.26013,19.0768],[-98.26021,19.08012],[-98.26027,19.08272],[-98.26031,19.08564],[-98.26039,19.08883],[-98.26039,19.0917],[-98.26043,19.0943],[-98.26049,19.09702],[-98.26054,19.09969],[-98.26059,19.10241],[-98.26066,19.10515],[-98.2607,19.10824],[-98.26072,19.11065],[-98.26078,19.1132],[-98.26084,19.11583],[-98.26086,19.11833],[-98.26093,19.121],[-98.26096,19.12355],[-98.2608,19.12354]]}}
Línea 115.0 kV | LineString | 115.0 kV | 4 |  |  | CFE |  |  |  |  | OpenStreetMap | {"type":"Feature","properties":{},"geometry":{"type":"LineString","coordinates":[[-98.24081,19.12827],[-98.24058,19.12912],[-98.24046,19.12958],[-98.2406,19.13026],[-98.24168,19.13112],[-98.24293,19.13209],[-98.24427,19.13302],[-98.24531,19.13379],[-98.24652,19.13464],[-98.24809,19.13542],[-98.24939,19.13602],[-98.251,19.13675],[-98.25261,19.13752]]}}
Línea 115.0 kV | LineString | 115.0 kV |  |  |  | CFE |  |  |  |  | OpenStreetMap | {"type":"Feature","properties":{},"geometry":{"type":"LineString","coordinates":[[-98.26771,19.06008],[-98.26816,19.05919],[-98.26873,19.05831],[-98.26933,19.05738],[-98.27033,19.05584],[-98.27124,19.05441],[-98.27221,19.05287],[-98.27336,19.05102],[-98.27419,19.04967],[-98.27502,19.04835],[-98.27648,19.04756],[-98.2783,19.04655]]}}
Línea 115.0 kV | LineString | 115.0 kV | 2 |  |  | CFE |  |  |  |  | OpenStreetMap | {"type":"Feature","properties":{},"geometry":{"type":"LineString","coordinates":[[-98.29679,19.02757],[-98.29642,19.02486],[-98.29806,19.02188],[-98.29992,19.01851],[-98.29998,19.01566],[-98.30003,19.01289],[-98.30008,19.01025],[-98.30014,19.00722],[-98.30021,19.0036],[-98.30025,19.00111],[-98.30033,18.99691],[-98.3004,18.99403],[-98.29855,18.99161],[-98.29692,18.98946],[-98.29533,18.98737],[-98.29371,18.98524],[-98.29192,18.9829],[-98.2907,18.98134]]}}
Línea 115.0 kV | LineString | 115.0 kV | 2 |  |  | CFE |  |  |  |  | OpenStreetMap | {"type":"Feature","properties":{},"geometry":{"type":"LineString","coordinates":[[-98.2675,19.0604],[-98.26747,19.05999],[-98.26647,19.0576],[-98.26534,19.05501],[-98.26423,19.0523],[-98.26284,19.04933],[-98.26162,19.04674],[-98.26033,19.0438],[-98.25927,19.04099],[-98.25829,19.03898],[-98.25693,19.03629],[-98.25553,19.03313],[-98.25444,19.0308],[-98.25338,19.02837],[-98.25234,19.02603],[-98.25081,19.02269],[-98.25025,19.02147]]}}
Línea 115.0 kV | LineString | 115.0 kV | 1 |  |  | CFE |  |  |  |  | OpenStreetMap | {"type":"Feature","properties":{},"geometry":{"type":"LineString","coordinates":[[-98.41544,19.26067],[-98.41431,19.25993],[-98.41322,19.25951],[-98.41184,19.2591],[-98.4106,19.25871],[-98.40931,19.2583],[-98.40823,19.25795],[-98.40706,19.25759],[-98.40591,19.25721],[-98.40507,19.25698],[-98.40427,19.25674],[-98.40315,19.25638],[-98.40209,19.25607],[-98.40053,19.25558],[-98.39973,19.25529],[-98.39888,19.25485],[-98.39807,19.25429],[-98.3974,19.25367],[-98.39646,19.25272],[-98.39538,19.25155],[-98.39435,19.25048],[-98.39336,19.24941],[-98.3924,19.24843],[-98.39139,19.24735],[-98.39049,19.24637],[-98.38959,19.2454],[-98.38813,19.24388],[-98.38676,19.24243],[-98.38589,19.24179],[-98.38493,19.24077],[-98.38407,19.23962],[-98.3831,19.23863],[-98.38206,19.23753],[-98.38097,19.23635],[-98.3799,19.23521],[-98.37895,19.23423],[-98.37804,19.23326],[-98.37706,19.23231],[-98.37605,19.23141],[-98.37492,19.23049],[-98.37418,19.22987],[-98.37318,19.22905],[-98.37235,19.22842],[-98.37159,19.22779],[-98.37049,19.22687],[-98.36652,19.2236],[-98.36548,19.22273],[-98.3644,19.22185],[-98.36322,19.22088],[-98.36203,19.2199],[-98.36084,19.21892],[-98.35978,19.21805],[-98.35849,19.21699],[-98.35733,19.21603],[-98.35615,19.21507],[-98.35492,19.21408]]}}
Línea 115.0 kV | LineString | 115.0 kV | 2 |  |  | CFE |  |  |  |  | OpenStreetMap | {"type":"Feature","properties":{},"geometry":{"type":"LineString","coordinates":[[-98.22454,18.99838],[-98.22355,18.998],[-98.22161,18.99728],[-98.21846,18.99612],[-98.21568,18.99511],[-98.21314,18.99419],[-98.21036,18.99318],[-98.20769,18.99222],[-98.20542,18.99282],[-98.20335,18.99342],[-98.20135,18.99399],[-98.19861,18.99477],[-98.19597,18.99552],[-98.19491,18.99586]]}}
Línea 115.0 kV | LineString | 115.0 kV | 3 |  |  | CFE |  |  |  |  | OpenStreetMap | {"type":"Feature","properties":{},"geometry":{"type":"LineString","coordinates":[[-98.27911,19.06056],[-98.27979,19.0607]]}}
Línea 115.0 kV | LineString | 115.0 kV | 1 |  |  | CFE |  |  |  |  | OpenStreetMap | {"type":"Feature","properties":{},"geometry":{"type":"LineString","coordinates":[[-98.25025,19.02147],[-98.24981,19.02052],[-98.24926,19.01928],[-98.24858,19.01777],[-98.24748,19.01516],[-98.24603,19.01208],[-98.24482,19.00939],[-98.24346,19.00631],[-98.24066,19.00552],[-98.23802,19.00477],[-98.2355,19.00409],[-98.23292,19.00288],[-98.23016,19.00159],[-98.22767,19.00048],[-98.22664,18.99968],[-98.2259,18.99912],[-98.22552,18.99887],[-98.22528,18.99873]]}}
Línea 115.0 kV | LineString | 115.0 kV | 1 |  |  | CFE |  |  |  |  | OpenStreetMap | {"type":"Feature","properties":{},"geometry":{"type":"LineString","coordinates":[[-98.65132,19.09525],[-98.65132,19.09537],[-98.65132,19.0957]]}}
Línea 115.0 kV | LineString | 115.0 kV | 2 |  |  | CFE |  |  |  |  | OpenStreetMap | {"type":"Feature","properties":{},"geometry":{"type":"LineString","coordinates":[[-97.97635,18.84912],[-97.97628,18.84965],[-97.97555,18.85466],[-97.9752,18.85718],[-97.97478,18.86006],[-97.97421,18.86395],[-97.97352,18.86885],[-97.97615,18.87127],[-97.97842,18.87334],[-97.98177,18.87642],[-97.98418,18.87864],[-97.98708,18.8813],[-97.98989,18.88387],[-97.99215,18.88594],[-97.99649,18.88993],[-97.99956,18.89273],[-98.00317,18.89604],[-98.00604,18.89868],[-98.0091,18.90148],[-98.01157,18.90374],[-98.01427,18.90622],[-98.01639,18.90816],[-98.01877,18.90969],[-98.0243,18.91321],[-98.02814,18.91564],[-98.03138,18.91768],[-98.03526,18.92015],[-98.0381,18.92197],[-98.04137,18.92402],[-98.04407,18.92569],[-98.0474,18.9278],[-98.05246,18.93109],[-98.05499,18.93271],[-98.05784,18.93445],[-98.06226,18.93726],[-98.06423,18.93849],[-98.06707,18.94031],[-98.07092,18.94279],[-98.07457,18.94507],[-98.07723,18.94679],[-98.0803,18.94864],[-98.08328,18.9506],[-98.08721,18.9531],[-98.09038,18.95508],[-98.0943,18.9576],[-98.09735,18.95952],[-98.1022,18.96259],[-98.10584,18.96485],[-98.10884,18.96675],[-98.11266,18.96918],[-98.11532,18.97087],[-98.11826,18.97271],[-98.12164,18.97481],[-98.12401,18.97644],[-98.12556,18.97751],[-98.13037,18.98081],[-98.13192,18.98189],[-98.13604,18.98471],[-98.13795,18.98598],[-98.14074,18.9879],[-98.14467,18.9906],[-98.14861,18.99327],[-98.15292,18.99627]]}}
Línea 115.0 kV | LineString | 115.0 kV | 2 |  |  | CFE |  |  |  |  | OpenStreetMap | {"type":"Feature","properties":{},"geometry":{"type":"LineString","coordinates":[[-98.15282,18.99588],[-98.14865,18.99302],[-98.14544,18.99082],[-98.14381,18.98968],[-98.14028,18.98725],[-98.13797,18.98569],[-98.1355,18.98397],[-98.13198,18.98157],[-98.13062,18.98064],[-98.12586,18.97735],[-98.12423,18.97623],[-98.12184,18.97448],[-98.11839,18.97191],[-98.11555,18.96981],[-98.11194,18.96707],[-98.10725,18.96357],[-98.10485,18.96177],[-98.10066,18.95863],[-98.09685,18.95574],[-98.09383,18.95349],[-98.09001,18.95071],[-98.08691,18.9483],[-98.08379,18.94595],[-98.08055,18.94355],[-98.07762,18.94137],[-98.07506,18.93942],[-98.07223,18.9373],[-98.06928,18.93509],[-98.06667,18.93317],[-98.06394,18.93111],[-98.06083,18.92879],[-98.05806,18.92671],[-98.05204,18.92223],[-98.04927,18.92014],[-98.04547,18.91726],[-98.04261,18.91513],[-98.03717,18.91104],[-98.03425,18.90887],[-98.03137,18.90665],[-98.02788,18.90405],[-98.02518,18.90203],[-98.02243,18.89997],[-98.01923,18.89758],[-98.01538,18.89468],[-98.01276,18.89273],[-98.00992,18.89056],[-98.00742,18.88871],[-98.00482,18.88677],[-98.00173,18.88448],[-97.99951,18.88282],[-97.99507,18.87957],[-97.993,18.87787],[-97.99026,18.87582],[-97.98714,18.87347],[-97.98359,18.8708],[-97.9805,18.86849],[-97.97755,18.86624],[-97.97445,18.86395],[-97.97515,18.85917],[-97.97574,18.85513],[-97.9765,18.84963],[-97.97658,18.84916]]}}
Línea 115.0 kV | LineString | 115.0 kV | 1 |  |  | CFE |  |  |  |  | OpenStreetMap | {"type":"Feature","properties":{},"geometry":{"type":"LineString","coordinates":[[-98.16623,19.00405],[-98.16494,19.00443],[-98.16417,19.00392],[-98.16303,19.00315],[-98.16197,19.00241],[-98.16062,19.00147],[-98.15926,19.00053],[-98.15787,18.99959],[-98.15766,18.99946],[-98.15787,18.99779]]}}
Línea 115.0 kV | LineString | 115.0 kV | 1 |  |  | CFE |  |  |  |  | OpenStreetMap | {"type":"Feature","properties":{},"geometry":{"type":"LineString","coordinates":[[-98.16632,19.00374],[-98.1649,19.00408],[-98.16473,19.00397],[-98.16376,19.00332],[-98.16268,19.00259],[-98.16125,19.00158],[-98.1596,19.00043],[-98.15802,18.99936],[-98.15786,18.99927],[-98.15808,18.99757]]}}
Línea 115.0 kV | LineString | 115.0 kV | 2 |  |  | CFE |  |  |  |  | OpenStreetMap | {"type":"Feature","properties":{},"geometry":{"type":"LineString","coordinates":[[-98.14748,19.03969],[-98.14729,19.038],[-98.14698,19.03508],[-98.1467,19.03239],[-98.14643,19.02983],[-98.14679,19.02693],[-98.14718,19.02386],[-98.14748,19.02141],[-98.14784,19.01872],[-98.14822,19.01534],[-98.14846,19.01344],[-98.14872,19.01147],[-98.14909,19.00887],[-98.15152,19.0082],[-98.15374,19.00757],[-98.15737,19.00655],[-98.16106,19.0055],[-98.16336,19.00484]]}}
Línea 115.0 kV | LineString | 115.0 kV | 1 |  |  | CFE |  |  |  |  | OpenStreetMap | {"type":"Feature","properties":{},"geometry":{"type":"LineString","coordinates":[[-98.16632,19.00374],[-98.16488,19.00419],[-98.16466,19.00404],[-98.16367,19.0034],[-98.16262,19.00267],[-98.16116,19.00166],[-98.15951,19.00051],[-98.15794,18.99943],[-98.15779,18.99934],[-98.15808,18.99757]]}}
Línea 115.0 kV | LineString | 115.0 kV | 2 |  |  | CFE |  |  |  |  | OpenStreetMap | {"type":"Feature","properties":{},"geometry":{"type":"LineString","coordinates":[[-98.17672,19.00076],[-98.17435,19.00146],[-98.17209,19.00208],[-98.16983,19.00272],[-98.16632,19.00374]]}}
Línea 115.0 kV | LineString | 115.0 kV | 1 |  |  | CFE |  |  |  |  | OpenStreetMap | {"type":"Feature","properties":{},"geometry":{"type":"LineString","coordinates":[[-98.16336,19.00484],[-98.16442,19.00455],[-98.16451,19.00429],[-98.16409,19.00402],[-98.16304,19.00331],[-98.16196,19.00256],[-98.16066,19.00166],[-98.15929,19.00072],[-98.15796,18.99981],[-98.15757,18.99954],[-98.15787,18.99779]]}}
Línea 115.0 kV | LineString | 115.0 kV | 1 |  |  | CFE |  |  |  |  | OpenStreetMap | {"type":"Feature","properties":{},"geometry":{"type":"LineString","coordinates":[[-98.24298,19.126],[-98.24329,19.12619],[-98.24348,19.12603]]}}
Línea 115.0 kV | LineString | 115.0 kV |  |  |  | CFE |  |  |  |  | OpenStreetMap | {"type":"Feature","properties":{},"geometry":{"type":"LineString","coordinates":[[-98.2435,19.12642],[-98.24418,19.12681],[-98.24557,19.12753],[-98.24698,19.12829],[-98.2484,19.12904],[-98.24979,19.12977],[-98.2512,19.13054],[-98.25257,19.13125],[-98.25396,19.132],[-98.25542,19.13277],[-98.25652,19.13336]]}}
Línea 115.0 kV | LineString | 115.0 kV | 2 |  |  | CFE |  |  |  |  | OpenStreetMap | {"type":"Feature","properties":{},"geometry":{"type":"LineString","coordinates":[[-98.35492,19.21408],[-98.35399,19.21332],[-98.34949,19.20961],[-98.34537,19.20622],[-98.34388,19.20497],[-98.34254,19.2039],[-98.34097,19.20259],[-98.33989,19.20171],[-98.33882,19.20083],[-98.33687,19.19922],[-98.33578,19.19832],[-98.33467,19.19743],[-98.33354,19.19647],[-98.33283,19.19589],[-98.33138,19.19472],[-98.33041,19.19392],[-98.32938,19.19307],[-98.32823,19.19213],[-98.32715,19.19125],[-98.3261,19.19036],[-98.32504,19.18952],[-98.32405,19.18869],[-98.32295,19.18779],[-98.32193,19.18693],[-98.32076,19.18599],[-98.31968,19.1851],[-98.31857,19.18419],[-98.31634,19.18236],[-98.31529,19.18149],[-98.31419,19.18057],[-98.31304,19.17964],[-98.31184,19.17868],[-98.31071,19.17773],[-98.30961,19.17683],[-98.30864,19.176],[-98.30769,19.17521],[-98.30704,19.17469],[-98.30685,19.17374],[-98.30599,19.17321],[-98.30514,19.1725],[-98.30421,19.17172],[-98.30348,19.17113],[-98.30274,19.17048],[-98.30168,19.16963],[-98.30081,19.16875],[-98.30002,19.16773],[-98.2993,19.16671],[-98.29858,19.16565],[-98.29785,19.16462],[-98.29714,19.16357],[-98.2959,19.16173],[-98.29506,19.16051],[-98.29444,19.15961],[-98.2937,19.15855],[-98.29298,19.1575],[-98.29225,19.15643],[-98.29148,19.15531],[-98.29076,19.15428],[-98.29007,19.15335],[-98.28942,19.15257],[-98.28863,19.1518],[-98.28772,19.15086],[-98.28712,19.15024],[-98.28652,19.14962],[-98.28576,19.1488],[-98.28474,19.14776],[-98.28413,19.1472],[-98.28361,19.14669],[-98.28297,19.14607],[-98.28205,19.14514],[-98.28114,19.14422],[-98.27743,19.14049],[-98.27652,19.13957],[-98.27555,19.1386],[-98.27462,19.13767],[-98.27364,19.13669],[-98.27292,19.13596],[-98.27183,19.13494],[-98.27057,19.13359],[-98.26978,19.1328],[-98.2692,19.1322],[-98.26851,19.13151],[-98.26765,19.13063],[-98.26684,19.12982],[-98.26612,19.12911],[-98.26533,19.12832],[-98.26467,19.12765],[-98.26365,19.12664],[-98.26313,19.12579],[-98.26236,19.12476],[-98.26141,19.12408],[-98.26093,19.12367],[-98.2608,19.12354]]}}
Línea 115.0 kV | LineString | 115.0 kV | 2 |  |  | CFE |  |  |  |  | OpenStreetMap | {"type":"Feature","properties":{},"geometry":{"type":"LineString","coordinates":[[-98.2369,19.0322],[-98.23664,19.03159],[-98.23614,19.0303],[-98.23693,19.02968],[-98.23789,19.02889],[-98.2389,19.02807],[-98.2399,19.02724],[-98.24088,19.02643],[-98.2417,19.0256],[-98.24249,19.02478],[-98.24323,19.02406]]}}
Línea 115.0 kV | LineString | 115.0 kV | 2 |  |  | CFE |  |  |  |  | OpenStreetMap | {"type":"Feature","properties":{},"geometry":{"type":"LineString","coordinates":[[-98.45343,18.58661],[-98.45399,18.58632],[-98.45566,18.58518],[-98.45691,18.58232],[-98.45794,18.57955],[-98.45861,18.5776],[-98.45924,18.57565],[-98.4606,18.57415],[-98.46245,18.5721],[-98.46489,18.56995],[-98.4678,18.56838],[-98.46939,18.57104],[-98.47108,18.57272],[-98.47387,18.57551],[-98.4755,18.57717],[-98.47817,18.5799],[-98.48041,18.58215],[-98.48264,18.5844],[-98.48463,18.58638],[-98.48647,18.58777],[-98.4885,18.58931],[-98.4906,18.59087],[-98.49026,18.59151]]}}
Línea 115.0 kV | LineString | 115.0 kV | 2 |  |  | CFE |  |  |  |  | OpenStreetMap | {"type":"Feature","properties":{},"geometry":{"type":"LineString","coordinates":[[-98.43068,18.87985],[-98.43062,18.8802],[-98.43074,18.88022],[-98.43137,18.87959],[-98.43219,18.87934],[-98.43333,18.87998],[-98.4344,18.87993],[-98.43483,18.87891],[-98.43599,18.8787],[-98.43727,18.87773],[-98.43821,18.87704],[-98.43926,18.87696],[-98.43994,18.87795],[-98.44069,18.87904],[-98.44142,18.88011],[-98.44203,18.88098],[-98.44195,18.88211],[-98.4419,18.88327],[-98.44277,18.88389],[-98.44369,18.88455],[-98.44476,18.8853],[-98.44623,18.88593],[-98.44736,18.88642],[-98.44827,18.88679],[-98.44942,18.88728],[-98.45078,18.8882],[-98.45154,18.88873],[-98.45237,18.88931],[-98.45344,18.89005],[-98.45466,18.89056]]}}
Línea 115.0 kV | LineString | 115.0 kV | 1 |  |  | CFE |  |  |  |  | OpenStreetMap | {"type":"Feature","properties":{},"geometry":{"type":"LineString","coordinates":[[-98.45466,18.89056],[-98.45493,18.89021],[-98.45543,18.88919],[-98.45612,18.88765],[-98.45692,18.88584],[-98.45767,18.88415],[-98.45818,18.88302],[-98.45904,18.88123],[-98.45976,18.87946],[-98.46059,18.87766],[-98.46146,18.87572],[-98.46229,18.87384],[-98.46308,18.87206],[-98.46379,18.87043],[-98.46453,18.86878],[-98.46526,18.86715],[-98.46616,18.86535],[-98.46655,18.86425],[-98.46624,18.86279],[-98.46586,18.86088],[-98.46541,18.8589],[-98.46502,18.85688],[-98.46463,18.85517],[-98.46438,18.85403],[-98.46443,18.85388],[-98.4648,18.85254],[-98.4652,18.85111],[-98.4636,18.85028],[-98.46322,18.84849],[-98.46282,18.8466],[-98.46244,18.84475],[-98.46204,18.84276],[-98.46132,18.83945],[-98.46086,18.83731],[-98.46051,18.83566],[-98.46015,18.83389],[-98.4598,18.83225],[-98.45945,18.83057],[-98.45941,18.83029],[-98.45903,18.82858],[-98.45867,18.82683],[-98.4584,18.82558],[-98.45801,18.82382],[-98.45801,18.82377],[-98.45763,18.82195],[-98.4572,18.82013],[-98.45691,18.81844],[-98.4565,18.81666],[-98.45617,18.81499],[-98.4558,18.81331],[-98.45548,18.81177],[-98.45515,18.81023],[-98.45526,18.80876],[-98.45537,18.80704],[-98.45551,18.80528],[-98.45565,18.80355],[-98.45579,18.80173],[-98.45589,18.7999],[-98.45604,18.79809],[-98.45621,18.79618],[-98.45634,18.79424],[-98.45649,18.79235],[-98.45663,18.79035],[-98.45678,18.78832],[-98.45689,18.78672],[-98.45702,18.78501],[-98.45717,18.78298],[-98.45732,18.78083],[-98.45748,18.77871],[-98.45752,18.77598],[-98.45755,18.77353],[-98.45758,18.77165],[-98.45762,18.76973],[-98.45761,18.76767],[-98.45767,18.76579],[-98.45771,18.7638],[-98.45771,18.762],[-98.45777,18.76007],[-98.45776,18.75822],[-98.45781,18.75611],[-98.45786,18.75388],[-98.45792,18.75197],[-98.45793,18.74986],[-98.45794,18.74843],[-98.45795,18.74678],[-98.45799,18.74518],[-98.45797,18.7442],[-98.458,18.74247],[-98.45804,18.74071],[-98.4581,18.73731],[-98.45814,18.73472],[-98.45816,18.73291],[-98.45819,18.73131],[-98.45822,18.72969],[-98.45824,18.72804],[-98.45826,18.727],[-98.45863,18.72593],[-98.45888,18.72517],[-98.45916,18.72435],[-98.45943,18.72358],[-98.45874,18.72278],[-98.45775,18.72166],[-98.45724,18.72027],[-98.45665,18.71877],[-98.45572,18.71637],[-98.45513,18.71492],[-98.45454,18.71337],[-98.45398,18.71194],[-98.45341,18.71047],[-98.45284,18.70904],[-98.45235,18.70779],[-98.45176,18.70629],[-98.45117,18.70477],[-98.45057,18.70326],[-98.44996,18.7017],[-98.44941,18.7003],[-98.44882,18.69878],[-98.44839,18.6977],[-98.44736,18.69507],[-98.44673,18.69347],[-98.44617,18.69205],[-98.44542,18.69012],[-98.44431,18.6873],[-98.44367,18.68566],[-98.44281,18.68347],[-98.44166,18.68055],[-98.44108,18.67898],[-98.44043,18.67742],[-98.4395,18.67502],[-98.44238,18.67241],[-98.44411,18.67084],[-98.44625,18.66886],[-98.44723,18.66794],[-98.44773,18.66748],[-98.44849,18.66678],[-98.45031,18.66509],[-98.45255,18.66301],[-98.45368,18.66197],[-98.45474,18.66099],[-98.45583,18.66005],[-98.45699,18.65897],[-98.45811,18.65794],[-98.45917,18.65698],[-98.46021,18.65604],[-98.46127,18.65506],[-98.46102,18.65366],[-98.46068,18.65212],[-98.46036,18.65069],[-98.46005,18.64927],[-98.45971,18.64773],[-98.45937,18.64618],[-98.45904,18.64469],[-98.4587,18.64313],[-98.45838,18.64147],[-98.45812,18.64016],[-98.45781,18.63876],[-98.45739,18.63682],[-98.45701,18.63511],[-98.45672,18.63369],[-98.45636,18.63226],[-98.45608,18.63084],[-98.45576,18.6292],[-98.45535,18.62729],[-98.45501,18.6257],[-98.45465,18.62403],[-98.4543,18.62241],[-98.4539,18.62059],[-98.45358,18.61909],[-98.45322,18.61741],[-98.45291,18.61601],[-98.45249,18.61406],[-98.45226,18.61272],[-98.45192,18.61113],[-98.45164,18.60986],[-98.45131,18.60834],[-98.45144,18.60674],[-98.45161,18.60479],[-98.45169,18.60383],[-98.45183,18.60222],[-98.45199,18.60045],[-98.45213,18.59889],[-98.45228,18.59729],[-98.45241,18.59583],[-98.45254,18.59438],[-98.45268,18.59281],[-98.45282,18.59134],[-98.45296,18.5898],[-98.45311,18.58803],[-98.45343,18.58661]]}}
Línea 115.0 kV | LineString | 115.0 kV |  |  |  | CFE |  |  |  |  | OpenStreetMap | {"type":"Feature","properties":{},"geometry":{"type":"LineString","coordinates":[[-98.91772,18.84188],[-98.9169,18.84217],[-98.917,18.84397],[-98.91655,18.84522],[-98.91556,18.84811],[-98.91454,18.85105],[-98.91341,18.8543],[-98.91224,18.85652],[-98.91117,18.8586],[-98.90913,18.86252],[-98.90685,18.86695],[-98.90463,18.87123],[-98.90275,18.87484],[-98.90132,18.87763],[-98.90472,18.87953],[-98.90821,18.88148],[-98.91253,18.88403],[-98.91506,18.88566],[-98.91764,18.88731],[-98.91992,18.88905],[-98.92186,18.89053],[-98.92486,18.89279],[-98.92851,18.89562],[-98.93268,18.89882],[-98.93665,18.90183],[-98.94041,18.9047],[-98.93917,18.90824],[-98.93778,18.91216],[-98.93759,18.91261]]}}
Línea 115.0 kV | LineString | 115.0 kV | 1 |  |  | CFE |  |  |  |  | OpenStreetMap | {"type":"Feature","properties":{},"geometry":{"type":"LineString","coordinates":[[-98.84072,18.60269],[-98.84097,18.60282],[-98.84044,18.60463],[-98.83987,18.60651],[-98.83934,18.60829],[-98.83879,18.61013],[-98.83818,18.61214],[-98.83769,18.61374],[-98.83718,18.61549],[-98.83658,18.61739],[-98.83602,18.61924],[-98.8355,18.62095],[-98.83495,18.62281],[-98.8344,18.62459],[-98.83388,18.62634],[-98.83343,18.62781],[-98.83289,18.62964],[-98.83235,18.63142],[-98.83183,18.63315],[-98.83128,18.63499],[-98.83072,18.63681],[-98.83018,18.63863],[-98.82972,18.64016],[-98.82861,18.64384],[-98.82748,18.6476],[-98.82711,18.64897],[-98.82654,18.65076],[-98.82571,18.65348],[-98.82541,18.65473],[-98.82462,18.65784],[-98.82421,18.65948],[-98.82376,18.66134],[-98.82325,18.66336],[-98.82281,18.66517],[-98.82237,18.66694],[-98.82197,18.66852],[-98.82141,18.67071],[-98.82098,18.67241],[-98.82059,18.67401],[-98.82024,18.67543],[-98.81935,18.67901],[-98.81841,18.68281],[-98.81786,18.68497],[-98.81697,18.68852],[-98.81604,18.69224],[-98.81559,18.6941],[-98.81512,18.69598],[-98.81469,18.69782],[-98.81427,18.69967],[-98.81385,18.70151],[-98.81338,18.70358],[-98.81295,18.70551],[-98.81255,18.7073],[-98.81447,18.70835],[-98.81521,18.70876],[-98.81694,18.70969],[-98.81862,18.71061],[-98.8203,18.71154],[-98.82192,18.71243],[-98.82394,18.71355],[-98.82567,18.7145],[-98.82756,18.71554],[-98.82941,18.71653],[-98.83114,18.71749],[-98.83272,18.71836],[-98.83448,18.71927],[-98.83611,18.72012],[-98.83806,18.72112],[-98.83989,18.72206],[-98.84176,18.72302],[-98.84356,18.72395],[-98.84585,18.72515],[-98.84769,18.72608],[-98.84949,18.72702],[-98.85139,18.72801],[-98.85295,18.73158],[-98.85392,18.73374],[-98.85484,18.7358],[-98.85569,18.73777],[-98.85637,18.73928],[-98.85714,18.74102],[-98.85798,18.7429],[-98.85878,18.74472],[-98.85959,18.74657],[-98.86039,18.74835],[-98.86122,18.75024],[-98.8618,18.75165],[-98.86343,18.75172],[-98.86512,18.75178],[-98.86687,18.75187],[-98.86864,18.75193],[-98.87034,18.752],[-98.87534,18.75224],[-98.87703,18.75233],[-98.87865,18.75241],[-98.88024,18.75248],[-98.88239,18.75259],[-98.88404,18.75263],[-98.88442,18.75478],[-98.88471,18.75633],[-98.88662,18.75886],[-98.88757,18.76013],[-98.88858,18.76145],[-98.88963,18.76282],[-98.89061,18.7641],[-98.89244,18.76659],[-98.89312,18.76747],[-98.89394,18.76857],[-98.8952,18.77021],[-98.89569,18.77084],[-98.89639,18.77076]]}}
Línea 115.0 kV | LineString | 115.0 kV | 1 |  |  | CFE |  |  |  |  | OpenStreetMap | {"type":"Feature","properties":{},"geometry":{"type":"LineString","coordinates":[[-98.912,18.74113],[-98.91208,18.74069],[-98.91217,18.73989],[-98.91299,18.73967],[-98.9138,18.73944],[-98.91411,18.73958],[-98.91459,18.73978],[-98.91541,18.74013],[-98.91623,18.74047],[-98.91704,18.74082],[-98.91782,18.74114],[-98.9183,18.74135]]}}
Línea 115.0 kV | LineString | 115.0 kV | 2 |  |  | CFE |  |  |  |  | OpenStreetMap | {"type":"Feature","properties":{},"geometry":{"type":"LineString","coordinates":[[-98.91187,18.7417],[-98.91116,18.74183],[-98.90821,18.74111],[-98.90534,18.74035],[-98.90431,18.74095],[-98.9027,18.74282],[-98.90128,18.74443],[-98.9016,18.74751],[-98.90206,18.75199],[-98.90222,18.75334],[-98.90142,18.75677],[-98.90019,18.7599],[-98.89898,18.76302],[-98.89766,18.76635],[-98.89704,18.76849],[-98.89639,18.77076]]}}
Línea 115.0 kV | LineString | 115.0 kV | 1 |  |  | CFE |  |  |  |  | OpenStreetMap | {"type":"Feature","properties":{},"geometry":{"type":"LineString","coordinates":[[-98.45111,18.5831],[-98.45197,18.58146],[-98.45317,18.57919],[-98.45436,18.57693],[-98.45556,18.57469],[-98.45677,18.57243],[-98.45801,18.5701],[-98.45911,18.56796],[-98.46131,18.56371],[-98.46429,18.55817],[-98.46463,18.55755],[-98.46777,18.55155],[-98.46849,18.55019],[-98.46918,18.54891],[-98.47148,18.54453],[-98.47186,18.54387],[-98.47617,18.53565],[-98.47771,18.53278],[-98.47901,18.53034],[-98.48166,18.52531],[-98.48239,18.524],[-98.48456,18.51983],[-98.48631,18.51655],[-98.48989,18.51561],[-98.49297,18.5148],[-98.49529,18.51418],[-98.49934,18.51316],[-98.50456,18.51174],[-98.50529,18.51153],[-98.50766,18.51089],[-98.51261,18.50954],[-98.51567,18.50874],[-98.51971,18.50774],[-98.52352,18.50666],[-98.5276,18.50554],[-98.53158,18.5045],[-98.53321,18.50407],[-98.53874,18.50267],[-98.54219,18.50165],[-98.54541,18.50085],[-98.54773,18.50021],[-98.54874,18.49967],[-98.5509,18.49859],[-98.5548,18.49663],[-98.55873,18.49463],[-98.5621,18.49295],[-98.56574,18.49116],[-98.56822,18.48995],[-98.57378,18.48721],[-98.57629,18.48597],[-98.57878,18.48473],[-98.5813,18.4835],[-98.58585,18.48132],[-98.5882,18.48013],[-98.59107,18.4787],[-98.5941,18.4772],[-98.59726,18.47565],[-98.60072,18.47395],[-98.60421,18.47222],[-98.60681,18.47397],[-98.60946,18.47574],[-98.61208,18.4775],[-98.61472,18.47925],[-98.61734,18.48098],[-98.62002,18.48277],[-98.62261,18.48452],[-98.62521,18.48625],[-98.62768,18.4879],[-98.63054,18.48985],[-98.63237,18.49101],[-98.63436,18.49234],[-98.63557,18.49314],[-98.63641,18.49238],[-98.63723,18.49162],[-98.63805,18.49087],[-98.63777,18.49056]]}}
Línea 115.0 kV | LineString | 115.0 kV |  |  |  | CFE |  |  |  |  | OpenStreetMap | {"type":"Feature","properties":{},"geometry":{"type":"LineString","coordinates":[[-96.34367,18.22224],[-96.34223,18.22214],[-96.34159,18.22209],[-96.33796,18.22031],[-96.33477,18.21875],[-96.33379,18.21636],[-96.33245,18.21307],[-96.33111,18.20978],[-96.32967,18.20673],[-96.32824,18.20409],[-96.32662,18.20112],[-96.32501,18.19807],[-96.32235,18.19537],[-96.31984,18.19281],[-96.31753,18.19042],[-96.3152,18.18804],[-96.31201,18.18476],[-96.31007,18.18277],[-96.3084,18.18106],[-96.30556,18.17815],[-96.30406,18.1766],[-96.30233,18.17483],[-96.30023,18.17269],[-96.29815,18.17056],[-96.29593,18.16828],[-96.294,18.16629],[-96.29208,18.16432],[-96.2896,18.16285],[-96.28784,18.16192],[-96.28608,18.16072],[-96.2836,18.1593],[-96.28083,18.15763],[-96.2784,18.15619],[-96.27624,18.15491],[-96.27376,18.15341],[-96.27152,18.15205],[-96.26881,18.15039],[-96.26592,18.1487],[-96.26338,18.14716],[-96.25998,18.14512],[-96.2564,18.14301],[-96.25416,18.14165],[-96.25117,18.13993],[-96.24805,18.13806],[-96.24553,18.13654],[-96.2428,18.13489],[-96.24165,18.13337],[-96.24034,18.13155],[-96.2385,18.12905],[-96.23693,18.12691],[-96.23379,18.1224],[-96.23185,18.11977],[-96.22937,18.1164],[-96.22687,18.11299],[-96.22478,18.1101],[-96.22238,18.10684],[-96.22021,18.10391],[-96.21796,18.1008],[-96.21599,18.09814],[-96.21453,18.09625],[-96.21313,18.09432],[-96.21166,18.09234],[-96.21015,18.09024],[-96.20872,18.08826],[-96.20708,18.08604],[-96.20556,18.08398],[-96.20404,18.08192],[-96.20253,18.07985],[-96.20085,18.07754],[-96.19943,18.07561],[-96.19798,18.07359],[-96.19653,18.0716],[-96.19495,18.06945],[-96.19337,18.0673],[-96.19191,18.0653],[-96.19032,18.06312],[-96.18882,18.06105],[-96.18681,18.05845],[-96.18513,18.05609],[-96.18404,18.05469],[-96.18273,18.05288],[-96.18096,18.05045],[-96.17917,18.04801],[-96.17708,18.04498],[-96.17532,18.04252],[-96.17383,18.04044],[-96.17221,18.03811],[-96.16959,18.03436],[-96.1694,18.03409]]}}
Línea 115.0 kV | LineString | 115.0 kV | 1 |  |  | CFE |  |  |  |  | OpenStreetMap | {"type":"Feature","properties":{},"geometry":{"type":"LineString","coordinates":[[-96.1694,18.03409],[-96.16912,18.03369],[-96.1675,18.0313],[-96.1671,18.02984],[-96.16623,18.02659],[-96.16581,18.02483],[-96.16476,18.02104],[-96.16393,18.01775],[-96.16341,18.01594],[-96.16243,18.01218],[-96.16078,18.0061],[-96.15979,18.00252],[-96.15934,18.00034],[-96.16005,17.99722],[-96.16094,17.99376],[-96.162,17.98961],[-96.16306,17.98551],[-96.16416,17.98117],[-96.16541,17.97636],[-96.16629,17.97285],[-96.16673,17.97112],[-96.16768,17.96771],[-96.16848,17.96455],[-96.16939,17.96128],[-96.1702,17.95802],[-96.17433,17.94186],[-96.17539,17.93826],[-96.17583,17.93662],[-96.17695,17.93263],[-96.17744,17.93077],[-96.17833,17.92746],[-96.17876,17.92582],[-96.17968,17.92236],[-96.18106,17.91862],[-96.18257,17.91451],[-96.18413,17.91022],[-96.18555,17.90632],[-96.18645,17.90393],[-96.1874,17.90136],[-96.18827,17.89893],[-96.1892,17.89644],[-96.19042,17.89319],[-96.19168,17.88967],[-96.19295,17.8862],[-96.19433,17.88247],[-96.1956,17.87904],[-96.19632,17.87703],[-96.19722,17.87444],[-96.19787,17.87266],[-96.19919,17.8691],[-96.20083,17.86456],[-96.20418,17.85529],[-96.209,17.8467],[-96.21787,17.84005],[-96.22516,17.83325],[-96.22765,17.83115],[-96.23038,17.8288],[-96.23985,17.8207],[-96.24556,17.81575],[-96.2497,17.81222],[-96.25203,17.81002],[-96.25504,17.80925],[-96.25674,17.80876],[-96.26218,17.80724],[-96.26416,17.80562],[-96.26663,17.80367],[-96.27187,17.7955],[-96.27308,17.79349],[-96.27508,17.79243],[-96.28038,17.78965],[-96.28153,17.78904],[-96.28304,17.78823],[-96.28424,17.78756],[-96.28581,17.78671],[-96.28725,17.7858],[-96.28857,17.78491],[-96.29007,17.7839],[-96.29148,17.78291],[-96.29295,17.78194],[-96.29696,17.78188],[-96.29872,17.78183],[-96.30241,17.78172],[-96.3042,17.78166],[-96.30604,17.78159],[-96.30813,17.78154],[-96.31257,17.78141],[-96.31542,17.78133],[-96.31832,17.77611],[-96.31339,17.76865],[-96.31258,17.76735],[-96.31214,17.76671]]}}
Línea 115.0 kV | LineString | 115.0 kV | 1 |  |  | CFE |  |  |  |  | OpenStreetMap | {"type":"Feature","properties":{},"geometry":{"type":"LineString","coordinates":[[-98.15427,19.06463],[-98.15514,19.06476],[-98.15625,19.06485],[-98.15856,19.06506],[-98.16041,19.06525],[-98.16033,19.06427]]}}
Línea 115.0 kV | LineString | 115.0 kV | 1 |  |  | CFE |  |  |  |  | OpenStreetMap | {"type":"Feature","properties":{},"geometry":{"type":"LineString","coordinates":[[-98.15514,19.06476],[-98.15517,19.06444]]}}
Línea 115.0 kV | LineString | 115.0 kV | 2 |  |  | CFE |  |  |  |  | OpenStreetMap | {"type":"Feature","properties":{},"geometry":{"type":"LineString","coordinates":[[-97.08513,18.83452],[-97.08462,18.83452],[-97.08289,18.83461],[-97.08122,18.83502],[-97.07733,18.83601],[-97.0753,18.83658],[-97.07329,18.83706],[-97.07091,18.83767],[-97.06975,18.83796],[-97.06464,18.83929],[-97.06412,18.83925],[-97.06303,18.83915],[-97.05918,18.83842],[-97.05485,18.83772],[-97.05142,18.83708],[-97.04745,18.83632],[-97.04627,18.83616],[-97.04478,18.836],[-97.04066,18.83558],[-97.03548,18.83661],[-97.03334,18.83732]]}}
Línea 115.0 kV | LineString | 115.0 kV | 2 |  |  | CFE |  |  |  |  | OpenStreetMap | {"type":"Feature","properties":{},"geometry":{"type":"LineString","coordinates":[[-96.9984,18.91565],[-96.99555,18.9146],[-96.99353,18.9138],[-96.99079,18.91277],[-96.98998,18.91133],[-96.98866,18.9091],[-96.98752,18.9071],[-96.98617,18.90486],[-96.98451,18.90201],[-96.98333,18.89992],[-96.9824,18.89826],[-96.98041,18.89592],[-96.97868,18.89626],[-96.97802,18.89594],[-96.9763,18.895],[-96.97487,18.89398],[-96.97249,18.89225],[-96.9714,18.89149],[-96.97044,18.89076],[-96.96935,18.88999],[-96.96843,18.88933],[-96.96746,18.88862],[-96.96618,18.88836],[-96.96233,18.88728],[-96.95947,18.88649],[-96.95669,18.88572],[-96.95419,18.88506],[-96.95336,18.88526]]}}
Línea 115.0 kV | LineString | 115.0 kV | 1 |  |  | CFE |  |  |  |  | OpenStreetMap | {"type":"Feature","properties":{},"geometry":{"type":"LineString","coordinates":[[-98.45667,18.91686],[-98.45674,18.91716],[-98.45565,18.917],[-98.45357,18.9174],[-98.45151,18.91778],[-98.44929,18.9182],[-98.44746,18.91854],[-98.44236,18.9215],[-98.44113,18.92334],[-98.44011,18.92491],[-98.43916,18.92637],[-98.43828,18.92769],[-98.43723,18.92929],[-98.43613,18.93098],[-98.43522,18.93233],[-98.43447,18.93347],[-98.43261,18.93629],[-98.43183,18.93752],[-98.43065,18.93925],[-98.42954,18.94097],[-98.42841,18.94269],[-98.42738,18.9442],[-98.42614,18.94609],[-98.42515,18.94761],[-98.42238,18.95185],[-98.42153,18.95313],[-98.42027,18.95501],[-98.41936,18.95638],[-98.41818,18.95824],[-98.41727,18.95958],[-98.41633,18.96097],[-98.41421,18.96421],[-98.41271,18.96646],[-98.41212,18.96736],[-98.41034,18.97009],[-98.40935,18.9716],[-98.40739,18.97454],[-98.40597,18.97669],[-98.40512,18.97799],[-98.40403,18.97969],[-98.40304,18.98118],[-98.40209,18.98258],[-98.40111,18.98408],[-98.40024,18.98537],[-98.39926,18.98685],[-98.3983,18.98828],[-98.3975,18.98953],[-98.3969,18.99045],[-98.39608,18.99169],[-98.39372,18.99532],[-98.39269,18.99686],[-98.3917,18.99833],[-98.39058,18.99882],[-98.38896,18.99955],[-98.38741,19.00024],[-98.38588,19.00091],[-98.38387,19.00176],[-98.38206,19.00258],[-98.38071,19.00318],[-98.37913,19.00387],[-98.37644,19.00505],[-98.37486,19.00577],[-98.37329,19.00645],[-98.36988,19.00799],[-98.36701,19.00922],[-98.36572,19.00978],[-98.36457,19.01028],[-98.36375,19.01082],[-98.36193,19.01198],[-98.35885,19.01393],[-98.35718,19.01495],[-98.35573,19.01589],[-98.35424,19.01681],[-98.3528,19.01777],[-98.35137,19.01864],[-98.3499,19.01958],[-98.34823,19.02067],[-98.34397,19.02331],[-98.34247,19.0243],[-98.34102,19.0252],[-98.33944,19.02622],[-98.33818,19.02703],[-98.33677,19.02794],[-98.33529,19.02886],[-98.33384,19.02976],[-98.33241,19.03068],[-98.33091,19.03165],[-98.32942,19.03256],[-98.32795,19.03352],[-98.32646,19.03445],[-98.32489,19.03546],[-98.32342,19.03641],[-98.32201,19.03728],[-98.32056,19.0382],[-98.31906,19.03914],[-98.31823,19.0397],[-98.31712,19.03968],[-98.31346,19.0397],[-98.3114,19.03972],[-98.30895,19.0397],[-98.30665,19.03971],[-98.30489,19.03969],[-98.30316,19.03966],[-98.30134,19.03967],[-98.29964,19.03967],[-98.29879,19.03971],[-98.29847,19.03958]]}}
Línea 115.0 kV | LineString | 115.0 kV | 2 |  |  | CFE |  |  |  |  | OpenStreetMap | {"type":"Feature","properties":{},"geometry":{"type":"LineString","coordinates":[[-97.08512,18.83432],[-97.08466,18.83433],[-97.08336,18.83428],[-97.07937,18.83522],[-97.07536,18.83618],[-97.07203,18.83698],[-97.06417,18.83884],[-97.06376,18.83887],[-97.05864,18.83791],[-97.05173,18.8367],[-97.04629,18.83566],[-97.04147,18.8348],[-97.03929,18.83444],[-97.03229,18.83315],[-97.02801,18.8324],[-97.02458,18.83179],[-97.02157,18.83124],[-97.01883,18.83071],[-97.01685,18.83032],[-97.01477,18.82991],[-97.01302,18.8297],[-97.00994,18.82912],[-97.00701,18.82942],[-97.00418,18.83022],[-97.00123,18.83105],[-96.99812,18.83188],[-96.99482,18.8328],[-96.99156,18.83371],[-96.98859,18.8346],[-96.98487,18.83564],[-96.9791,18.83729],[-96.97627,18.8381],[-96.97256,18.83916],[-96.96858,18.84025],[-96.96628,18.84089],[-96.96253,18.84191],[-96.95854,18.84311],[-96.95489,18.84413],[-96.95125,18.84514],[-96.94896,18.84577],[-96.94657,18.84646],[-96.94436,18.84709],[-96.93951,18.84846],[-96.93584,18.8495],[-96.9322,18.85045],[-96.92867,18.85145],[-96.92506,18.85256],[-96.92218,18.85335],[-96.91953,18.85409],[-96.9156,18.85522],[-96.91317,18.85589],[-96.90973,18.85686],[-96.9062,18.85784],[-96.90367,18.8585],[-96.90293,18.85806]]}}
Línea 115.0 kV | LineString | 115.0 kV | 4 |  |  | CFE |  |  |  |  | OpenStreetMap | {"type":"Feature","properties":{},"geometry":{"type":"LineString","coordinates":[[-97.05048,18.8881],[-97.05301,18.88579],[-97.0547,18.88423],[-97.05721,18.88198],[-97.0597,18.87971],[-97.06155,18.8789],[-97.06343,18.87811],[-97.06522,18.87645],[-97.06661,18.87532],[-97.06866,18.87346],[-97.06968,18.87127],[-97.07056,18.86913],[-97.07075,18.86817],[-97.07003,18.86576],[-97.06925,18.86347],[-97.06843,18.86172]]}}
Línea 115.0 kV | LineString | 115.0 kV | 1 |  |  | CFE |  |  |  |  | OpenStreetMap | {"type":"Feature","properties":{},"geometry":{"type":"LineString","coordinates":[[-97.42213,20.53405],[-97.41983,20.53172],[-97.41804,20.52999],[-97.41498,20.52844],[-97.41043,20.52609],[-97.40829,20.525],[-97.40399,20.52284],[-97.40236,20.52199],[-97.40054,20.52111],[-97.40067,20.51846],[-97.40086,20.51532],[-97.40109,20.51065],[-97.40141,20.50457],[-97.40145,20.50291],[-97.40288,20.50123],[-97.406,20.49753],[-97.40703,20.49631],[-97.40973,20.49312],[-97.41128,20.49128],[-97.41281,20.48947],[-97.41425,20.48651],[-97.41646,20.48192],[-97.41974,20.47878],[-97.42116,20.47737],[-97.4243,20.47439],[-97.42597,20.47281],[-97.42842,20.47048],[-97.4309,20.46815],[-97.43318,20.46598],[-97.43672,20.46512],[-97.44052,20.46416],[-97.44382,20.46653],[-97.44795,20.46712],[-97.45086,20.46752],[-97.45233,20.46836],[-97.45465,20.46975],[-97.45726,20.4713],[-97.46032,20.47314],[-97.46218,20.47424],[-97.46465,20.47581],[-97.46781,20.47759],[-97.47172,20.47991],[-97.47373,20.48107],[-97.47694,20.48478],[-97.4783,20.48703],[-97.47946,20.48903],[-97.48083,20.49134],[-97.48204,20.49341],[-97.48342,20.49567],[-97.48492,20.49833],[-97.48662,20.50109],[-97.48717,20.50314],[-97.48765,20.50622]]}}
Línea 115.0 kV | LineString | 115.0 kV | 2 |  |  | CFE |  |  |  |  | OpenStreetMap | {"type":"Feature","properties":{},"geometry":{"type":"LineString","coordinates":[[-97.8784,19.00042],[-97.88057,19.00114],[-97.88261,19.00184],[-97.88461,19.00256],[-97.88677,19.00327],[-97.88896,19.00402],[-97.8912,19.00473],[-97.89325,19.00547],[-97.89511,19.0061],[-97.89672,19.00663],[-97.89833,19.00718],[-97.9005,19.00795],[-97.90268,19.00866],[-97.90487,19.00941],[-97.90679,19.01006],[-97.90895,19.0108],[-97.91115,19.01159],[-97.91334,19.01228],[-97.91544,19.01302],[-97.91766,19.01373],[-97.92206,19.01526],[-97.92421,19.01597],[-97.92631,19.01669],[-97.93254,19.01879],[-97.94002,19.02131],[-97.94343,19.02253],[-97.94568,19.02332],[-97.9479,19.02405],[-97.95002,19.02473],[-97.95238,19.02556],[-97.9541,19.02617],[-97.95615,19.02685],[-97.95834,19.02757],[-97.96058,19.02837],[-97.96262,19.02898],[-97.96931,19.03134],[-97.97344,19.03271],[-97.97601,19.03361],[-97.97825,19.03434],[-97.98041,19.03503],[-97.98295,19.03592],[-97.98513,19.03676],[-97.98761,19.0375],[-97.98981,19.03825],[-97.99224,19.03907],[-97.99439,19.03985],[-97.99659,19.04059],[-97.99883,19.04138],[-98.00109,19.04211],[-98.00327,19.04285],[-98.0055,19.04361],[-98.0077,19.04436],[-98.00984,19.04512],[-98.01208,19.04589],[-98.01415,19.04658],[-98.0157,19.04723],[-98.01501,19.05017],[-98.01431,19.0531],[-98.01402,19.05436],[-98.01368,19.05596],[-98.01347,19.05698],[-98.01493,19.05991],[-98.01541,19.06082]]}}
Línea 115.0 kV | LineString | 115.0 kV | 1 |  |  | CFE |  |  |  |  | OpenStreetMap | {"type":"Feature","properties":{},"geometry":{"type":"LineString","coordinates":[[-99.26147,19.90605],[-99.26175,19.90648],[-99.26191,19.90862],[-99.26212,19.91202],[-99.26233,19.91519],[-99.26253,19.91827],[-99.26282,19.92268],[-99.26306,19.92583],[-99.26329,19.92895],[-99.26349,19.93211],[-99.26371,19.93546],[-99.26393,19.9388],[-99.26416,19.94154],[-99.26436,19.94509],[-99.26462,19.94862],[-99.26479,19.95037],[-99.26492,19.95327],[-99.26523,19.9564],[-99.26531,19.95905],[-99.2644,19.96272],[-99.26385,19.96496],[-99.2634,19.96676],[-99.2621,19.97216],[-99.26082,19.97714],[-99.26005,19.9802],[-99.25933,19.98334],[-99.26223,19.98707],[-99.26393,19.98924],[-99.26571,19.99148],[-99.26777,19.99408],[-99.26761,19.99748],[-99.26726,20.00214],[-99.26748,20.00389],[-99.26557,20.00788],[-99.26406,20.01101],[-99.26299,20.0133],[-99.26211,20.01514],[-99.26246,20.01702],[-99.26309,20.02083],[-99.26464,20.02225],[-99.26767,20.02488],[-99.26966,20.02659],[-99.27149,20.0282],[-99.27482,20.02915],[-99.2785,20.03017],[-99.28282,20.03138],[-99.28633,20.03239],[-99.28995,20.03341],[-99.29221,20.03399],[-99.2941,20.03449],[-99.29361,20.03802],[-99.29314,20.0417],[-99.29264,20.04556],[-99.29221,20.04898],[-99.2919,20.05123],[-99.29167,20.0532],[-99.29108,20.05362]]}}
Línea 115.0 kV | LineString | 115.0 kV | 1 |  |  | CFE |  |  |  |  | OpenStreetMap | {"type":"Feature","properties":{},"geometry":{"type":"LineString","coordinates":[[-97.47891,20.50146],[-97.47943,20.50146],[-97.47974,20.50007],[-97.47939,20.49981],[-97.47934,20.49922],[-97.47917,20.49738],[-97.47891,20.49456],[-97.47808,20.49179],[-97.47718,20.48848],[-97.47596,20.4845],[-97.47495,20.48294],[-97.4725,20.48116],[-97.46572,20.4786],[-97.46274,20.47752],[-97.45849,20.47589],[-97.45503,20.47463],[-97.4525,20.47316],[-97.45067,20.47208],[-97.44844,20.47114],[-97.44482,20.46878],[-97.44236,20.46738],[-97.43968,20.46584],[-97.43644,20.46399],[-97.43452,20.46314],[-97.43218,20.46179],[-97.42963,20.46048],[-97.42684,20.45901],[-97.42453,20.45786],[-97.42056,20.45578],[-97.41753,20.45421],[-97.41574,20.4533],[-97.41303,20.45185],[-97.41029,20.45045],[-97.40876,20.44727],[-97.40774,20.44504],[-97.40699,20.44345],[-97.40568,20.44102],[-97.40338,20.44037],[-97.40141,20.43983],[-97.39913,20.43914],[-97.39406,20.43706],[-97.39053,20.43529],[-97.38739,20.4337],[-97.38328,20.43229],[-97.3804,20.43133],[-97.37741,20.43027],[-97.37465,20.42935],[-97.37173,20.42835],[-97.36891,20.42798],[-97.36509,20.42749],[-97.3615,20.42705],[-97.35995,20.42544],[-97.3581,20.42356],[-97.3562,20.4214],[-97.35411,20.4192],[-97.35287,20.41723],[-97.3517,20.41542],[-97.3502,20.41306],[-97.34878,20.41076],[-97.34718,20.40826],[-97.34616,20.40659],[-97.34195,20.40258],[-97.33894,20.40085],[-97.33853,20.39772],[-97.33814,20.39488],[-97.338,20.39488]]}}
Línea 115.0 kV | LineString | 115.0 kV | 1 |  |  | CFE |  |  |  |  | OpenStreetMap | {"type":"Feature","properties":{},"geometry":{"type":"LineString","coordinates":[[-97.04856,18.89073],[-97.04896,18.89033],[-97.0498,18.88987],[-97.05064,18.8892],[-97.05307,18.8874],[-97.05519,18.88567],[-97.05812,18.88583],[-97.06042,18.88595],[-97.06334,18.88609],[-97.06432,18.88612],[-97.06717,18.88626],[-97.06845,18.88632],[-97.07122,18.8865],[-97.07331,18.88658],[-97.07565,18.88664],[-97.07791,18.8868],[-97.0803,18.88696],[-97.0827,18.88703],[-97.08508,18.8872],[-97.08745,18.88729],[-97.09307,18.88754],[-97.09468,18.88969],[-97.09637,18.89201],[-97.098,18.8943],[-97.09863,18.89548],[-97.09938,18.89652],[-97.10132,18.89736],[-97.10386,18.89703],[-97.10609,18.89663],[-97.1107,18.89586],[-97.11391,18.89534],[-97.11656,18.89493],[-97.11925,18.89444],[-97.12124,18.89415],[-97.12349,18.89382],[-97.12587,18.89342],[-97.1279,18.89288],[-97.13022,18.8923],[-97.13268,18.89168],[-97.13487,18.8911],[-97.13654,18.89072],[-97.13841,18.8889],[-97.14103,18.88762],[-97.14207,18.88704],[-97.14556,18.88581],[-97.14761,18.88508],[-97.14827,18.8849],[-97.14999,18.88612],[-97.15443,18.88728],[-97.16624,18.88651],[-97.17588,18.88571],[-97.18535,18.885],[-97.18872,18.88466],[-97.19127,18.88504],[-97.19671,18.88605],[-97.20171,18.88682],[-97.21461,18.88894],[-97.2182,18.88955],[-97.22174,18.89017],[-97.22514,18.89126],[-97.22781,18.89213],[-97.23011,18.89287],[-97.23344,18.89396],[-97.23615,18.8948],[-97.23938,18.89592],[-97.24231,18.89687],[-97.24357,18.89579],[-97.24698,18.89304],[-97.25064,18.89004],[-97.25415,18.88968],[-97.2595,18.8892],[-97.26377,18.88885],[-97.2672,18.88854],[-97.2701,18.88825],[-97.27303,18.88795],[-97.27727,18.88755],[-97.27957,18.88737],[-97.28166,18.88719],[-97.28602,18.88673],[-97.28756,18.88662],[-97.29064,18.88622],[-97.29271,18.88615],[-97.29868,18.88557],[-97.30322,18.88515],[-97.30678,18.88483],[-97.31121,18.88438],[-97.31285,18.8833],[-97.31426,18.8823],[-97.31736,18.88047],[-97.32152,18.87806],[-97.32609,18.87516],[-97.32828,18.8738],[-97.33181,18.87151],[-97.33502,18.86946],[-97.33769,18.86761],[-97.3408,18.86576],[-97.34381,18.86359],[-97.34693,18.86182],[-97.34965,18.86005],[-97.35265,18.85816],[-97.35558,18.8563],[-97.35836,18.85456],[-97.36019,18.85337],[-97.36142,18.85104],[-97.36309,18.84927],[-97.36562,18.84856],[-97.36955,18.84743],[-97.37261,18.84649],[-97.37604,18.84542],[-97.37804,18.84492],[-97.38276,18.84353],[-97.38604,18.84253],[-97.38743,18.84206],[-97.39324,18.84037],[-97.39585,18.83957],[-97.39928,18.83858],[-97.40173,18.83784],[-97.40347,18.83844],[-97.40415,18.83864]]}}
Línea 115.0 kV | LineString | 115.0 kV | 1 |  |  | CFE |  |  |  |  | OpenStreetMap | {"type":"Feature","properties":{},"geometry":{"type":"LineString","coordinates":[[-97.49121,20.52551],[-97.49119,20.52486],[-97.49068,20.52209],[-97.49006,20.51884],[-97.48942,20.51559],[-97.48829,20.50964],[-97.48765,20.50622]]}}
Línea 115.0 kV | LineString | 115.0 kV | 2 |  |  | CFE |  |  |  |  | OpenStreetMap | {"type":"Feature","properties":{},"geometry":{"type":"LineString","coordinates":[[-109.018,25.76127],[-109.01687,25.76071],[-109.01576,25.76009],[-109.01466,25.75947],[-109.01356,25.75885],[-109.01246,25.75824],[-109.01159,25.75774],[-109.01057,25.75717],[-109.00947,25.75655],[-109.00847,25.756],[-109.00749,25.75544],[-109.0065,25.75489],[-109.00549,25.75433],[-109.0045,25.75377],[-109.00314,25.75305],[-109.0019,25.75224],[-109.00059,25.75254],[-108.99927,25.75287],[-108.99806,25.75316],[-108.9967,25.75349],[-108.99547,25.7538],[-108.99406,25.75411],[-108.99266,25.75446],[-108.99124,25.75482],[-108.99004,25.75511],[-108.98903,25.75535],[-108.98794,25.75565],[-108.98643,25.75598],[-108.98509,25.75632],[-108.98379,25.75662],[-108.98274,25.75687],[-108.98169,25.75714],[-108.98058,25.7574],[-108.97941,25.7577],[-108.97829,25.75801],[-108.9773,25.75826],[-108.97642,25.75938],[-108.97566,25.76037],[-108.9749,25.76133],[-108.97415,25.76233],[-108.97339,25.76333],[-108.97264,25.76431],[-108.97193,25.76523],[-108.97103,25.76637],[-108.97018,25.76771],[-108.96932,25.76897],[-108.96843,25.77021],[-108.96747,25.77139],[-108.96727,25.7716]]}}
Línea 115.0 kV | LineString | 115.0 kV |  |  |  | CFE |  |  |  |  | OpenStreetMap | {"type":"Feature","properties":{},"geometry":{"type":"LineString","coordinates":[[-97.08536,18.83436],[-97.08715,18.83364],[-97.09005,18.83274],[-97.09027,18.83267],[-97.09196,18.83211],[-97.09329,18.83175],[-97.09596,18.83133],[-97.09859,18.83118],[-97.10111,18.83109],[-97.10269,18.83266]]}}
Línea 115.0 kV | LineString | 115.0 kV | 2 |  |  | Comisión Federal de Electricidad |  |  |  |  | OpenStreetMap | {"type":"Feature","properties":{},"geometry":{"type":"LineString","coordinates":[[-96.8074,18.85534],[-96.80996,18.85599],[-96.8126,18.85665],[-96.81548,18.8574],[-96.81824,18.8581],[-96.82121,18.85886],[-96.82419,18.85963],[-96.82689,18.86028],[-96.82905,18.86087],[-96.8307,18.86127],[-96.83325,18.86195],[-96.83573,18.86256],[-96.83879,18.86333],[-96.84183,18.86407],[-96.84458,18.8648],[-96.84846,18.8641],[-96.8533,18.86293],[-96.85662,18.8622],[-96.86048,18.86139],[-96.86262,18.85981],[-96.86499,18.85793],[-96.86693,18.85638],[-96.86976,18.85668],[-96.8721,18.85691],[-96.8746,18.8572],[-96.87712,18.85743],[-96.87917,18.85621],[-96.88129,18.85473],[-96.88396,18.853],[-96.88831,18.85017],[-96.89221,18.85167],[-96.8956,18.85297],[-96.89855,18.85416],[-96.9008,18.85547],[-96.90292,18.85675],[-96.90404,18.85735],[-96.90358,18.85812]]}}
Línea 115.0 kV | LineString | 115.0 kV | 2 |  |  | CFE |  |  |  |  | OpenStreetMap | {"type":"Feature","properties":{},"geometry":{"type":"LineString","coordinates":[[-96.91314,18.86066],[-96.91685,18.86058],[-96.92007,18.86054],[-96.92248,18.86193],[-96.92473,18.86321],[-96.92615,18.86406],[-96.92854,18.86542],[-96.93092,18.86629],[-96.93354,18.86721],[-96.93561,18.86798],[-96.93919,18.86929],[-96.9411,18.86998],[-96.94334,18.87078],[-96.94519,18.87244],[-96.94707,18.87411],[-96.94881,18.8757],[-96.95005,18.87677],[-96.95235,18.87882],[-96.95245,18.88088],[-96.95261,18.88395]]}}
Línea 115.0 kV | LineString | 115.0 kV | 2 |  |  | CFE |  |  |  |  | OpenStreetMap | {"type":"Feature","properties":{},"geometry":{"type":"LineString","coordinates":[[-96.91052,18.86075],[-96.91057,18.86188],[-96.91358,18.86407],[-96.91605,18.86578],[-96.9172,18.86715],[-96.91862,18.86902],[-96.91842,18.87388],[-96.91801,18.87433]]}}
Línea 115.0 kV | LineString | 115.0 kV | 2 |  |  | CFE |  |  |  |  | OpenStreetMap | {"type":"Feature","properties":{},"geometry":{"type":"LineString","coordinates":[[-96.18333,19.18022],[-96.18255,19.17775],[-96.18244,19.17715],[-96.18232,19.17635],[-96.18205,19.17357],[-96.18183,19.17143],[-96.18154,19.16868],[-96.18143,19.167],[-96.17875,19.16463],[-96.17683,19.16296],[-96.17486,19.16121],[-96.17225,19.15957],[-96.16837,19.15738],[-96.16546,19.15561],[-96.16238,19.15378],[-96.16014,19.15167],[-96.15838,19.14996],[-96.15665,19.14833],[-96.15458,19.14633],[-96.15271,19.1445],[-96.15087,19.14268],[-96.14917,19.14096]]}}
Línea 115.0 kV | LineString | 115.0 kV | 1 |  |  | CFE |  |  |  |  | OpenStreetMap | {"type":"Feature","properties":{},"geometry":{"type":"LineString","coordinates":[[-96.23673,19.15105],[-96.23604,19.1514],[-96.23421,19.15229],[-96.23219,19.15324],[-96.22997,19.1543],[-96.23062,19.15684],[-96.23127,19.15938],[-96.23185,19.16165],[-96.23253,19.16429],[-96.23316,19.1668],[-96.23382,19.16938],[-96.23307,19.17126],[-96.23383,19.17119]]}}
Línea 115.0 kV | LineString | 115.0 kV | 2 |  |  | CFE |  |  |  |  | OpenStreetMap | {"type":"Feature","properties":{},"geometry":{"type":"LineString","coordinates":[[-96.18826,19.1837],[-96.18696,19.18379],[-96.18491,19.18527],[-96.18748,19.18884],[-96.18988,19.19236],[-96.19145,19.19467],[-96.19374,19.19785],[-96.19455,19.19913],[-96.19463,19.1997]]}}
Línea 115.0 kV | LineString | 115.0 kV | 2 |  |  | CFE |  |  |  |  | OpenStreetMap | {"type":"Feature","properties":{},"geometry":{"type":"LineString","coordinates":[[-96.14917,19.14096],[-96.14842,19.14159],[-96.14667,19.14406],[-96.14496,19.14626],[-96.14402,19.14753],[-96.14258,19.14935],[-96.14124,19.1511],[-96.13963,19.15321],[-96.13813,19.15517],[-96.13677,19.15694],[-96.13582,19.15832],[-96.13583,19.15861]]}}
Línea 115.0 kV | LineString | 115.0 kV | 2 |  |  | CFE |  |  |  |  | OpenStreetMap | {"type":"Feature","properties":{},"geometry":{"type":"LineString","coordinates":[[-96.18251,19.18148],[-96.17934,19.18362],[-96.17916,19.18374],[-96.17663,19.18551],[-96.17652,19.18559],[-96.17642,19.18566],[-96.17349,19.18774],[-96.17074,19.18963],[-96.17008,19.1901],[-96.16948,19.19052],[-96.16922,19.19071],[-96.16808,19.19152],[-96.16552,19.19328],[-96.16443,19.19403],[-96.1643,19.19413],[-96.16299,19.19505],[-96.16283,19.19545]]}}
Línea 115.0 kV | LineString | 115.0 kV |  |  |  | CFE |  |  |  |  | OpenStreetMap | {"type":"Feature","properties":{},"geometry":{"type":"LineString","coordinates":[[-94.50159,18.01297],[-94.5015,18.01202],[-94.5019,18.01144],[-94.50465,18.00855],[-94.50523,18.00542],[-94.50739,18.00249],[-94.50731,18.00024],[-94.50722,17.99809],[-94.50804,17.99589],[-94.51058,17.99338],[-94.51332,17.99169],[-94.51359,17.9898],[-94.51644,17.98774],[-94.51841,17.98634],[-94.52085,17.98459],[-94.52156,17.98287],[-94.52213,17.98181],[-94.52255,17.98075],[-94.52302,17.98045],[-94.52326,17.98085],[-94.52367,17.98058],[-94.52356,17.98048]]}}
Línea 115.0 kV | LineString | 115.0 kV |  |  |  | CFE |  |  |  |  | OpenStreetMap | {"type":"Feature","properties":{},"geometry":{"type":"LineString","coordinates":[[-94.3237,18.00969],[-94.32344,18.01062],[-94.32328,18.01214],[-94.32306,18.01381],[-94.32349,18.01552],[-94.32442,18.01896],[-94.32923,18.02083],[-94.33566,18.02348],[-94.3398,18.0252],[-94.34353,18.02669],[-94.35026,18.02654],[-94.35158,18.02647],[-94.35664,18.0263],[-94.36148,18.02811],[-94.36606,18.02991],[-94.3677,18.03046],[-94.36937,18.03109],[-94.37316,18.03254],[-94.37526,18.03257],[-94.37981,18.0326],[-94.38216,18.03263],[-94.38656,18.03263],[-94.38904,18.03266],[-94.39251,18.03266],[-94.39406,18.03266],[-94.39709,18.0327]]}}
Línea 115.0 kV | LineString | 115.0 kV |  |  |  | CFE |  |  |  |  | OpenStreetMap | {"type":"Feature","properties":{},"geometry":{"type":"LineString","coordinates":[[-94.52026,18.01504],[-94.52013,18.01152],[-94.51987,18.00782],[-94.51969,18.00451],[-94.51951,18.00196],[-94.5192,17.99689],[-94.52092,17.99149],[-94.52193,17.98849],[-94.5234,17.98372],[-94.52464,17.98119],[-94.52666,17.97856],[-94.52728,17.97799],[-94.52758,17.97743],[-94.528,17.97755]]}}
Línea 115.0 kV | LineString | 115.0 kV |  |  |  | CFE |  |  |  |  | OpenStreetMap | {"type":"Feature","properties":{},"geometry":{"type":"LineString","coordinates":[[-91.49611,18.7822],[-91.49964,18.77898],[-91.50167,18.77712],[-91.50399,18.77499],[-91.50645,18.77273],[-91.50863,18.77071],[-91.51096,18.76862],[-91.51334,18.76639],[-91.51582,18.76415],[-91.51844,18.76174],[-91.51915,18.76168],[-91.52099,18.76292],[-91.52381,18.76416],[-91.52658,18.7654],[-91.52944,18.76666],[-91.53236,18.76795],[-91.53511,18.76921],[-91.53783,18.77039],[-91.54006,18.7714],[-91.54404,18.77108],[-91.5469,18.76963],[-91.54941,18.76829],[-91.55165,18.76718],[-91.55535,18.76602],[-91.55853,18.76461],[-91.56176,18.7634],[-91.56489,18.76217],[-91.56825,18.76089],[-91.57127,18.75969],[-91.57403,18.75859],[-91.57673,18.75754],[-91.57953,18.75634],[-91.58246,18.75513],[-91.58575,18.75385],[-91.58864,18.75271],[-91.59165,18.75155],[-91.59466,18.75039],[-91.59766,18.74921],[-91.60061,18.74805],[-91.60368,18.74685],[-91.60683,18.74565],[-91.60916,18.74451],[-91.61185,18.74328],[-91.61468,18.74194],[-91.61744,18.74062],[-91.61949,18.73966],[-91.62156,18.73805],[-91.62399,18.73616],[-91.62576,18.73481],[-91.62905,18.73404],[-91.63235,18.73332],[-91.6357,18.73259],[-91.63883,18.73189],[-91.64163,18.73029],[-91.64437,18.72864],[-91.64707,18.72687],[-91.64922,18.72441],[-91.65148,18.72185],[-91.65446,18.72005],[-91.65692,18.71857],[-91.65971,18.71726],[-91.663,18.71573],[-91.66612,18.71427],[-91.66935,18.71274],[-91.67266,18.7112],[-91.6758,18.70973],[-91.67895,18.70825],[-91.68228,18.70672],[-91.68551,18.70521],[-91.68873,18.70369],[-91.69208,18.70211],[-91.69493,18.7008],[-91.6979,18.69933],[-91.70122,18.69775],[-91.70461,18.69615],[-91.70741,18.69476],[-91.70982,18.69312],[-91.71222,18.69148],[-91.71418,18.69012],[-91.71575,18.68867],[-91.7175,18.68716],[-91.7193,18.68592],[-91.72123,18.68467],[-91.72426,18.6832],[-91.72768,18.68153],[-91.73067,18.68006],[-91.73181,18.67952],[-91.73277,18.67913],[-91.73396,18.67867],[-91.73529,18.67817],[-91.73628,18.67786],[-91.73765,18.67714],[-91.73905,18.67646],[-91.74041,18.67572],[-91.74178,18.67502],[-91.7429,18.67441],[-91.74428,18.67365],[-91.74529,18.67311]]}}
Línea 115.0 kV | LineString | 115.0 kV |  |  |  | CFE |  |  |  |  | OpenStreetMap | {"type":"Feature","properties":{},"geometry":{"type":"LineString","coordinates":[[-97.06845,18.84554],[-97.06876,18.84504],[-97.06968,18.84473],[-97.0697,18.84381],[-97.07304,18.84201],[-97.07423,18.84113],[-97.07639,18.84114],[-97.07891,18.83837],[-97.08046,18.83794],[-97.08132,18.83792],[-97.08266,18.83744],[-97.08355,18.83609]]}}
Línea 115.0 kV | LineString | 115.0 kV |  |  |  | CFE |  |  |  |  | OpenStreetMap | {"type":"Feature","properties":{},"geometry":{"type":"LineString","coordinates":[[-97.13838,18.85138],[-97.13819,18.85117],[-97.13573,18.85084],[-97.13503,18.85089],[-97.13505,18.85112]]}}
Línea 115.0 kV | LineString | 115.0 kV | 1 |  |  | CFE |  |  |  |  | OpenStreetMap | {"type":"Feature","properties":{},"geometry":{"type":"LineString","coordinates":[[-94.88731,17.96599],[-94.88576,17.96894],[-94.88382,17.97205],[-94.88241,17.97436],[-94.88084,17.97698],[-94.87928,17.97948],[-94.87793,17.9817],[-94.87646,17.98412],[-94.87493,17.98672],[-94.87305,17.98979],[-94.8711,17.99291],[-94.8698,17.99505],[-94.86838,17.99734],[-94.86678,17.99996],[-94.86556,18.00193],[-94.86366,18.00511],[-94.86208,18.00765],[-94.8601,18.01082],[-94.85857,18.01335],[-94.85686,18.01617],[-94.8554,18.0186],[-94.85376,18.02133],[-94.85279,18.02296],[-94.85244,18.02476],[-94.85181,18.02808],[-94.85133,18.03088],[-94.85076,18.03399],[-94.85009,18.03684],[-94.8497,18.03909],[-94.84975,18.03957],[-94.84975,18.03971],[-94.84976,18.03984]]}}
Línea 115.0 kV | LineString | 115.0 kV |  |  |  | CFE |  |  |  |  | OpenStreetMap | {"type":"Feature","properties":{},"geometry":{"type":"LineString","coordinates":[[-95.0247,17.01994],[-95.02558,17.01945],[-95.02584,17.01973],[-95.02598,17.02071],[-95.02649,17.02396],[-95.02694,17.02725],[-95.0274,17.03035],[-95.02795,17.03429],[-95.02839,17.03746],[-95.02871,17.0396],[-95.03194,17.04481],[-95.03433,17.04865],[-95.03674,17.05253],[-95.03825,17.05495],[-95.03928,17.05662],[-95.041,17.05938],[-95.04312,17.06279],[-95.04494,17.0657],[-95.04609,17.0676],[-95.04703,17.06903],[-95.04884,17.07199],[-95.05085,17.07521],[-95.053,17.07865],[-95.05456,17.08116],[-95.05673,17.08465],[-95.05829,17.08716],[-95.05989,17.0897],[-95.06114,17.0917],[-95.0626,17.09405],[-95.06299,17.0964],[-95.06336,17.09882],[-95.064,17.10271],[-95.06465,17.10664],[-95.06504,17.10919],[-95.06579,17.11377],[-95.06651,17.11824],[-95.06709,17.12178],[-95.06763,17.12512],[-95.06805,17.12777],[-95.06872,17.13186],[-95.06926,17.13523],[-95.06983,17.13884],[-95.07041,17.14243],[-95.07099,17.14601],[-95.0715,17.14913],[-95.07207,17.15263],[-95.07256,17.15567],[-95.07224,17.15841],[-95.07202,17.16041],[-95.07181,17.16241],[-95.07127,17.16682],[-95.07086,17.17032],[-95.07039,17.17449],[-95.07004,17.17756],[-95.0696,17.18149],[-95.06931,17.18409],[-95.06898,17.18696],[-95.06858,17.19046],[-95.06824,17.19344],[-95.06787,17.19676],[-95.06749,17.19993],[-95.06717,17.20293],[-95.06674,17.20661],[-95.06641,17.21019],[-95.06594,17.21379],[-95.06554,17.21725],[-95.06517,17.22049],[-95.06493,17.22265],[-95.06458,17.22571],[-95.06417,17.22939],[-95.06381,17.23242],[-95.06351,17.23521],[-95.06311,17.23876],[-95.06283,17.24117],[-95.06244,17.24465],[-95.06201,17.24842],[-95.06163,17.25172],[-95.06127,17.25499],[-95.06093,17.25787],[-95.06054,17.2614],[-95.06007,17.26552],[-95.05972,17.26856],[-95.05926,17.27269],[-95.0588,17.27686],[-95.05838,17.28053],[-95.05798,17.28401],[-95.05745,17.28869],[-95.05697,17.29293],[-95.05674,17.29506],[-95.05628,17.29905],[-95.0558,17.30336],[-95.05555,17.30545],[-95.05517,17.30895],[-95.05494,17.31107],[-95.05442,17.31533],[-95.05403,17.31896],[-95.05352,17.32346],[-95.05319,17.32645],[-95.05284,17.32958],[-95.0525,17.33251],[-95.05218,17.33561],[-95.05186,17.33824],[-95.05264,17.34142],[-95.05334,17.34437],[-95.05419,17.34783],[-95.05503,17.35131],[-95.05615,17.35592],[-95.05702,17.35954],[-95.05773,17.36246],[-95.05864,17.36619],[-95.05926,17.36878],[-95.06012,17.37229],[-95.06099,17.37585],[-95.06169,17.37872],[-95.06271,17.38297],[-95.06383,17.38758],[-95.0645,17.39036],[-95.06517,17.39309],[-95.06597,17.39639],[-95.06696,17.4005],[-95.06781,17.40397],[-95.06867,17.40754],[-95.06984,17.41234],[-95.07073,17.41599],[-95.07136,17.41859],[-95.07219,17.42198],[-95.07324,17.42631],[-95.07412,17.42991],[-95.07489,17.43309],[-95.07554,17.43573],[-95.0763,17.43886],[-95.07701,17.44179],[-95.0778,17.44503],[-95.07859,17.44827],[-95.07949,17.4519],[-95.08026,17.4551],[-95.08098,17.45807],[-95.08176,17.46124],[-95.08269,17.46507],[-95.08348,17.46841],[-95.08429,17.4716],[-95.0851,17.47488],[-95.08593,17.47833],[-95.08675,17.48173],[-95.08643,17.4854],[-95.086,17.49002],[-95.08561,17.4943],[-95.08522,17.49848],[-95.08493,17.50164],[-95.08473,17.50396],[-95.08438,17.50771],[-95.0841,17.51109],[-95.08383,17.51386],[-95.08342,17.51834],[-95.08308,17.52222],[-95.0828,17.52529],[-95.08248,17.52872],[-95.08223,17.53153],[-95.08192,17.53479],[-95.08158,17.53844],[-95.08121,17.54248],[-95.08087,17.54615],[-95.08058,17.54946],[-95.08023,17.55323],[-95.07991,17.55688],[-95.0796,17.5602],[-95.07929,17.56347],[-95.07897,17.56692],[-95.07871,17.5698],[-95.07842,17.57306],[-95.07806,17.57696],[-95.07768,17.58112],[-95.07737,17.58446],[-95.07709,17.58759],[-95.07676,17.59133],[-95.07647,17.59452],[-95.07601,17.59934],[-95.07573,17.60247],[-95.07555,17.60457],[-95.0752,17.60837],[-95.07488,17.61191],[-95.0745,17.61603],[-95.07413,17.62031],[-95.07374,17.6245],[-95.07334,17.62883],[-95.07305,17.63209],[-95.07271,17.63572],[-95.07244,17.63875],[-95.07205,17.64323],[-95.07159,17.64813],[-95.07135,17.65087],[-95.07105,17.65426],[-95.07072,17.65783],[-95.07041,17.66133],[-95.07015,17.66435],[-95.0698,17.66835],[-95.06951,17.67139],[-95.06929,17.67406],[-95.06902,17.67713],[-95.06863,17.68141],[-95.06827,17.68536],[-95.06805,17.68799],[-95.06774,17.69139],[-95.06747,17.69437],[-95.06715,17.69779],[-95.06694,17.70032],[-95.06667,17.70315],[-95.06627,17.70777],[-95.06589,17.71177],[-95.06553,17.71569],[-95.06521,17.71938],[-95.06485,17.72308],[-95.06451,17.7267],[-95.06419,17.73021],[-95.06402,17.73211],[-95.06261,17.73397],[-95.06112,17.73593],[-95.0586,17.73923],[-95.05615,17.74246],[-95.05382,17.74553],[-95.05071,17.74959],[-95.04851,17.75247],[-95.0469,17.75457],[-95.04556,17.75635],[-95.04334,17.75929],[-95.0408,17.76259],[-95.03898,17.76496],[-95.03687,17.76775],[-95.03472,17.7705],[-95.03239,17.77358],[-95.03059,17.77595],[-95.02807,17.77925],[-95.02615,17.78178],[-95.02388,17.78477],[-95.02138,17.78803],[-95.0194,17.79061],[-95.01714,17.79356],[-95.01473,17.79671],[-95.01271,17.79937],[-95.00976,17.80323],[-95.00776,17.80584],[-95.00605,17.80808],[-95.00346,17.81147],[-95.00075,17.815],[-94.9974,17.81929],[-94.99502,17.82241],[-94.99258,17.82559],[-94.99018,17.82874],[-94.98778,17.83189],[-94.98555,17.83482],[-94.98348,17.83758],[-94.98108,17.84064],[-94.97869,17.8438],[-94.97569,17.84771],[-94.9737,17.85036],[-94.97064,17.85445],[-94.96751,17.85852],[-94.96516,17.86161],[-94.96232,17.86542],[-94.96066,17.8676],[-94.95764,17.87139],[-94.95489,17.87503],[-94.9534,17.87718],[-94.95145,17.87976],[-94.94792,17.88436],[-94.94615,17.88675],[-94.94409,17.88941],[-94.94211,17.8921],[-94.93978,17.89509],[-94.93685,17.89897],[-94.935,17.90139],[-94.93219,17.90512],[-94.92969,17.90841],[-94.92733,17.9115],[-94.92489,17.91471],[-94.92273,17.9175],[-94.92041,17.92061],[-94.91894,17.92253],[-94.91607,17.9263],[-94.91394,17.92911],[-94.91196,17.93167],[-94.91057,17.93346],[-94.90844,17.93621],[-94.90616,17.93909],[-94.9032,17.94278],[-94.89999,17.94672],[-94.89764,17.94965],[-94.89707,17.95038]]}}
Línea 115.0 kV | LineString | 115.0 kV |  |  |  | CFE |  |  |  |  | OpenStreetMap | {"type":"Feature","properties":{},"geometry":{"type":"LineString","coordinates":[[-94.8969,17.95037],[-94.89745,17.94947],[-94.89981,17.94655],[-94.90303,17.94252],[-94.90594,17.93892],[-94.90817,17.93615],[-94.91085,17.93264],[-94.91352,17.92913],[-94.91571,17.92626],[-94.9188,17.92218],[-94.92084,17.91951],[-94.92391,17.91547],[-94.92618,17.91247],[-94.92978,17.90775],[-94.93209,17.90469],[-94.93452,17.90149],[-94.93649,17.89889],[-94.93951,17.89494],[-94.94169,17.89209],[-94.94374,17.88935],[-94.94584,17.88662],[-94.94833,17.88332],[-94.95103,17.87979],[-94.95391,17.87599],[-94.95713,17.87175],[-94.95902,17.86924],[-94.9614,17.86616],[-94.96442,17.86217],[-94.96609,17.85993],[-94.9679,17.85761],[-94.97076,17.85384],[-94.97347,17.85025],[-94.97538,17.84766],[-94.97845,17.84365],[-94.98094,17.84037],[-94.9836,17.83694],[-94.9856,17.83424],[-94.98796,17.83116],[-94.99063,17.82767],[-94.99299,17.82457],[-94.9948,17.82216],[-94.99699,17.81929],[-95.00049,17.81473],[-95.00302,17.81142],[-95.00568,17.80792],[-95.00733,17.80572],[-95.00927,17.80319],[-95.01223,17.79927],[-95.01405,17.79687],[-95.0167,17.79339],[-95.01902,17.79035],[-95.02152,17.78533],[-95.02316,17.78217],[-95.02446,17.77968],[-95.02635,17.77603],[-95.02768,17.77346],[-95.02912,17.7707],[-95.03056,17.76797],[-95.03226,17.76472],[-95.03389,17.76158],[-95.0358,17.75791],[-95.03796,17.75377],[-95.03847,17.7528],[-95.03977,17.75032],[-95.04172,17.74659],[-95.04413,17.74198],[-95.04686,17.73671],[-95.04926,17.73212],[-95.05104,17.72866],[-95.05321,17.72453],[-95.05478,17.72156],[-95.05712,17.71704],[-95.05873,17.71362],[-95.06111,17.70858],[-95.06304,17.70447],[-95.0645,17.7014],[-95.06619,17.69779],[-95.06646,17.69506],[-95.06691,17.69005],[-95.06735,17.6852],[-95.06767,17.68157],[-95.06813,17.6766],[-95.06854,17.67195],[-95.06889,17.66803],[-95.06923,17.6644],[-95.06956,17.66067],[-95.06989,17.65686],[-95.07037,17.65174],[-95.07074,17.64808],[-95.0711,17.64392],[-95.07139,17.64067],[-95.07165,17.63778],[-95.07205,17.63349],[-95.07244,17.62932],[-95.07274,17.62613],[-95.07318,17.62131],[-95.07356,17.61729],[-95.07382,17.61444],[-95.0742,17.61051],[-95.07465,17.6056],[-95.07505,17.60116],[-95.0753,17.59848],[-95.07565,17.5948],[-95.07604,17.59068],[-95.07638,17.58698],[-95.07668,17.58376],[-95.07704,17.57979],[-95.07735,17.57661],[-95.07768,17.57303],[-95.07802,17.56943],[-95.07839,17.56538],[-95.0787,17.56217],[-95.07906,17.5584],[-95.07934,17.55643],[-95.07943,17.55452],[-95.07973,17.55111],[-95.08017,17.54659],[-95.08059,17.54208],[-95.081,17.53778],[-95.08126,17.53507],[-95.08156,17.53186],[-95.08182,17.52884],[-95.08218,17.52526],[-95.08224,17.52457],[-95.08244,17.52251],[-95.08275,17.51913],[-95.08311,17.51529],[-95.08337,17.5126],[-95.08371,17.50891],[-95.08413,17.50442],[-95.08449,17.50049],[-95.08477,17.49747],[-95.0851,17.49408],[-95.08545,17.49037],[-95.08483,17.48753],[-95.084,17.48364],[-95.08327,17.48016],[-95.08227,17.4761],[-95.0813,17.47212],[-95.08036,17.46826],[-95.07936,17.46416],[-95.0787,17.46144],[-95.07798,17.45856],[-95.07709,17.45488],[-95.07623,17.45131],[-95.07555,17.44853],[-95.07466,17.44487],[-95.07362,17.44062],[-95.07267,17.4367],[-95.07185,17.43322],[-95.07087,17.42929],[-95.06975,17.42467],[-95.06897,17.42151],[-95.06755,17.41571],[-95.06634,17.41076],[-95.06539,17.40687],[-95.06459,17.4036],[-95.06355,17.3993],[-95.06259,17.39526],[-95.06162,17.3913],[-95.06086,17.38819],[-95.05958,17.38294],[-95.0589,17.38012],[-95.05798,17.3764],[-95.0573,17.37357],[-95.05623,17.36919],[-95.05562,17.36666],[-95.05485,17.36353],[-95.05396,17.35987],[-95.05327,17.35706],[-95.05255,17.35495],[-95.05171,17.35061],[-95.05106,17.34799],[-95.05041,17.34518],[-95.04971,17.34242],[-95.04909,17.33983],[-95.04821,17.33627],[-95.04697,17.33117],[-95.04598,17.32714],[-95.04652,17.32282],[-95.04701,17.31899],[-95.04746,17.31519],[-95.04788,17.31193],[-95.04843,17.30757],[-95.04898,17.30307],[-95.04953,17.29857],[-95.04997,17.29487],[-95.05044,17.29111],[-95.0509,17.2874],[-95.05142,17.28317],[-95.05174,17.28063],[-95.05232,17.27588],[-95.05254,17.27152],[-95.05274,17.2669],[-95.05295,17.26286],[-95.05314,17.25889],[-95.05331,17.25509],[-95.05347,17.25211],[-95.05367,17.24785],[-95.05385,17.24374],[-95.05405,17.23973],[-95.05426,17.23548],[-95.05451,17.23063],[-95.05471,17.22599],[-95.05487,17.22279],[-95.05512,17.21774],[-95.05533,17.2132],[-95.05538,17.21139],[-95.05553,17.20909],[-95.0557,17.20542],[-95.05592,17.20067],[-95.05606,17.1981],[-95.05625,17.19398],[-95.05641,17.19073],[-95.05655,17.18788],[-95.05672,17.18406],[-95.05693,17.17987],[-95.05711,17.17615],[-95.05733,17.17155],[-95.05753,17.1673],[-95.05774,17.16315],[-95.05795,17.15846],[-95.0581,17.15546],[-95.05828,17.15193],[-95.05856,17.14706],[-95.05873,17.1434],[-95.0589,17.13982],[-95.05912,17.13526],[-95.05934,17.13105],[-95.05789,17.12882],[-95.05565,17.12528],[-95.05374,17.12231],[-95.05137,17.11859],[-95.04975,17.11608],[-95.04766,17.11281],[-95.04466,17.10813],[-95.04254,17.10483],[-95.04012,17.10106],[-95.03938,17.09746],[-95.03871,17.09424],[-95.03771,17.0894],[-95.03654,17.08378],[-95.03553,17.07898],[-95.03492,17.07602],[-95.03405,17.07173],[-95.0339,17.07105],[-95.03385,17.07076],[-95.03382,17.07066],[-95.03376,17.0704],[-95.03335,17.0684],[-95.03232,17.06342],[-95.03168,17.06037],[-95.03063,17.05529],[-95.0295,17.04989],[-95.02847,17.04494],[-95.02735,17.03713],[-95.02669,17.0324],[-95.02579,17.02605],[-95.02514,17.02193],[-95.02495,17.02053],[-95.0247,17.01994]]}}
Línea 115.0 kV | LineString | 115.0 kV | 2 |  |  | CFE |  |  |  |  | OpenStreetMap | {"type":"Feature","properties":{},"geometry":{"type":"LineString","coordinates":[[-109.80884,23.01012],[-109.80899,23.00853],[-109.81097,23.00612],[-109.81276,23.0039],[-109.81532,23.00078],[-109.81795,22.99757],[-109.81956,22.99561],[-109.82127,22.99349],[-109.82317,22.99311],[-109.82687,22.99238],[-109.83036,22.99166],[-109.83389,22.99096],[-109.83794,22.99022],[-109.84199,22.98939],[-109.84284,22.98736],[-109.844,22.98446],[-109.8451,22.98163],[-109.84692,22.97689],[-109.84752,22.97548],[-109.84834,22.97336],[-109.84936,22.97074],[-109.85083,22.96695],[-109.85186,22.96436],[-109.8532,22.96088],[-109.85446,22.95763],[-109.85501,22.95617],[-109.85837,22.95431],[-109.86158,22.95251],[-109.86267,22.95186]]}}
Línea 115.0 kV | LineString | 115.0 kV | 2 |  |  | CFE |  |  |  |  | OpenStreetMap | {"type":"Feature","properties":{},"geometry":{"type":"LineString","coordinates":[[-109.76921,23.03326],[-109.76867,23.03554],[-109.76819,23.03759],[-109.76638,23.0389],[-109.76487,23.03994],[-109.7602,23.04321],[-109.75682,23.04567],[-109.75349,23.04805],[-109.75032,23.0503],[-109.74738,23.05239],[-109.74345,23.05519],[-109.74095,23.05696],[-109.73756,23.05898],[-109.73419,23.06098],[-109.73154,23.0612],[-109.72572,23.06172],[-109.72287,23.06195],[-109.72193,23.06204],[-109.72065,23.06214],[-109.71665,23.0625],[-109.71489,23.06287],[-109.70951,23.06405],[-109.70819,23.06409],[-109.70681,23.06418]]}}
Línea 115.0 kV | LineString | 115.0 kV | 2 |  |  | CFE |  |  |  |  | OpenStreetMap | {"type":"Feature","properties":{},"geometry":{"type":"LineString","coordinates":[[-109.89146,22.93595],[-109.89145,22.93581],[-109.89101,22.93219],[-109.89065,22.92915],[-109.89029,22.9261],[-109.88994,22.92303],[-109.88818,22.92076],[-109.88565,22.91743],[-109.88313,22.91412],[-109.88111,22.91152],[-109.8795,22.90949],[-109.87939,22.90935],[-109.88122,22.90817],[-109.88398,22.90633],[-109.88427,22.90417],[-109.88432,22.9037],[-109.88436,22.90351]]}}
Línea 115.0 kV | LineString | 115.0 kV | 2 |  |  | Comisión Federal de Electricidad |  |  |  |  | OpenStreetMap | {"type":"Feature","properties":{},"geometry":{"type":"LineString","coordinates":[[-109.43825,27.04951],[-109.43681,27.04943],[-109.43098,27.05008],[-109.42816,27.05038],[-109.4253,27.0507],[-109.42219,27.05104],[-109.41921,27.05135],[-109.41656,27.05286],[-109.41351,27.05455],[-109.41063,27.05611],[-109.40775,27.05775],[-109.40468,27.05946],[-109.39983,27.06235],[-109.39783,27.06362],[-109.39531,27.06512],[-109.39265,27.06691],[-109.38993,27.06862],[-109.3877,27.07002],[-109.38469,27.0703],[-109.37988,27.07074],[-109.37697,27.07101],[-109.37501,27.07118],[-109.37485,27.07063]]}}
Línea 115.0 kV | LineString | 115.0 kV | 1 |  |  | CFE |  |  |  |  | OpenStreetMap | {"type":"Feature","properties":{},"geometry":{"type":"LineString","coordinates":[[-109.92167,27.52428],[-109.92319,27.52353]]}}
Línea 115.0 kV | LineString | 115.0 kV | 1 |  |  | CFE |  |  |  |  | OpenStreetMap | {"type":"Feature","properties":{},"geometry":{"type":"LineString","coordinates":[[-109.92504,27.52298],[-109.92504,27.52361],[-109.92548,27.52359]]}}
Línea 115.0 kV | LineString | 115.0 kV | 2 |  |  | CFE |  |  |  |  | OpenStreetMap | {"type":"Feature","properties":{},"geometry":{"type":"LineString","coordinates":[[-109.92398,27.52293],[-109.92512,27.52292]]}}
Línea 115.0 kV | LineString | 115.0 kV | 2 |  |  | CFE |  |  |  |  | OpenStreetMap | {"type":"Feature","properties":{},"geometry":{"type":"LineString","coordinates":[[-109.97456,27.4891],[-109.97536,27.48911],[-109.97537,27.49046],[-109.97539,27.49328],[-109.97543,27.49733],[-109.97545,27.50114],[-109.97482,27.5027],[-109.97244,27.50449],[-109.97016,27.50623],[-109.96703,27.50863],[-109.96418,27.5108],[-109.9611,27.5132],[-109.95935,27.51454],[-109.95872,27.51385],[-109.95794,27.51393],[-109.9569,27.51442],[-109.95584,27.51491],[-109.95484,27.51538],[-109.95381,27.51586],[-109.95279,27.51635],[-109.95266,27.51641]]}}
Línea 115.0 kV | LineString | 115.0 kV | 2 |  |  | CFE |  |  |  |  | OpenStreetMap | {"type":"Feature","properties":{},"geometry":{"type":"LineString","coordinates":[[-110.86801,27.9622],[-110.86955,27.96451],[-110.87105,27.96687],[-110.87259,27.9692],[-110.87358,27.97069],[-110.87346,27.9717]]}}
Línea 115.0 kV | LineString | 115.0 kV | 1 |  |  | CFE |  |  |  |  | OpenStreetMap | {"type":"Feature","properties":{},"geometry":{"type":"LineString","coordinates":[[-110.87953,27.97023],[-110.88357,27.97265],[-110.88553,27.97387],[-110.88813,27.97545],[-110.88885,27.97848],[-110.8896,27.9817],[-110.89043,27.9852],[-110.89184,27.99102],[-110.89271,27.99089]]}}
Línea 115.0 kV | LineString | 115.0 kV | 1 |  |  | CFE |  |  |  |  | OpenStreetMap | {"type":"Feature","properties":{},"geometry":{"type":"LineString","coordinates":[[-111.38419,28.43952],[-111.38352,28.43994],[-111.38331,28.43967],[-111.38241,28.43853],[-111.38079,28.43645],[-111.37926,28.43453],[-111.3777,28.43248],[-111.37604,28.43036],[-111.3745,28.42836],[-111.37295,28.42633],[-111.37167,28.42473],[-111.37004,28.42263],[-111.36841,28.42054],[-111.36696,28.41868],[-111.36524,28.41647],[-111.36364,28.41438],[-111.36202,28.41229],[-111.3604,28.41021],[-111.3588,28.40813],[-111.35703,28.40583],[-111.35582,28.40429],[-111.35547,28.40393],[-111.35497,28.40395],[-111.35271,28.40402],[-111.35018,28.40407],[-111.34732,28.40416],[-111.34463,28.40422],[-111.3421,28.4043],[-111.33885,28.40439],[-111.336,28.40449],[-111.33323,28.40457],[-111.33058,28.40463],[-111.32765,28.40474],[-111.32467,28.40483],[-111.32184,28.40491],[-111.31907,28.40498],[-111.31625,28.40506],[-111.31337,28.40515],[-111.31054,28.40522],[-111.30767,28.40532],[-111.30462,28.40537],[-111.30199,28.40549],[-111.29931,28.40556],[-111.29688,28.40563],[-111.294,28.4057],[-111.2914,28.40576],[-111.28852,28.40586],[-111.28586,28.40593],[-111.28311,28.40602],[-111.28037,28.4061],[-111.27774,28.40617],[-111.27499,28.40625],[-111.27213,28.40635],[-111.26946,28.40642],[-111.26659,28.40649],[-111.26384,28.40657],[-111.26108,28.40667],[-111.25832,28.40674],[-111.25566,28.40681],[-111.25275,28.40689],[-111.25,28.40698],[-111.24745,28.40704],[-111.24469,28.40711],[-111.24196,28.40717],[-111.23921,28.40727],[-111.23634,28.40734],[-111.2335,28.40744],[-111.23065,28.40752],[-111.22781,28.4076],[-111.22503,28.4077],[-111.2221,28.40777],[-111.21924,28.40787],[-111.21632,28.40795],[-111.21358,28.40802],[-111.21087,28.40812],[-111.20799,28.40818],[-111.2052,28.40826],[-111.20237,28.40835],[-111.19951,28.40841],[-111.19676,28.40849],[-111.19405,28.4086],[-111.19129,28.40865],[-111.1885,28.40873],[-111.18559,28.40882],[-111.18345,28.40887],[-111.1806,28.40895],[-111.17768,28.40905],[-111.17472,28.40913],[-111.17162,28.40919],[-111.16964,28.40927],[-111.16784,28.40854],[-111.16453,28.40712],[-111.16177,28.40598],[-111.15919,28.40491],[-111.15686,28.40393],[-111.15429,28.40288],[-111.15035,28.40126],[-111.1479,28.40024],[-111.14513,28.39909],[-111.14281,28.39812],[-111.14031,28.39711],[-111.13755,28.39596],[-111.13421,28.39459],[-111.13191,28.39364],[-111.12971,28.39274],[-111.1274,28.39176],[-111.12482,28.3907],[-111.12242,28.38971],[-111.1204,28.38887],[-111.118,28.38788],[-111.11581,28.38698],[-111.1135,28.38601],[-111.11137,28.38514],[-111.10903,28.38416],[-111.10667,28.3832],[-111.10399,28.38209],[-111.10177,28.38117],[-111.09919,28.3801],[-111.0965,28.37898],[-111.09394,28.37792],[-111.0918,28.37705],[-111.08921,28.37597],[-111.08645,28.37482],[-111.08405,28.37384],[-111.08156,28.3728],[-111.07975,28.37205],[-111.07938,28.37189],[-111.07924,28.37155],[-111.07849,28.36974],[-111.07758,28.36753],[-111.07669,28.36542],[-111.07578,28.36323],[-111.07486,28.36104],[-111.07395,28.35883],[-111.07303,28.35662],[-111.07205,28.35426],[-111.0711,28.35198],[-111.07011,28.3496],[-111.06915,28.34731],[-111.0682,28.34503],[-111.06722,28.34266],[-111.06623,28.3403],[-111.06529,28.33801],[-111.06434,28.33574],[-111.06339,28.33347],[-111.06245,28.33119],[-111.0615,28.32889],[-111.06051,28.32652],[-111.05952,28.32416],[-111.05851,28.32173],[-111.05749,28.31926],[-111.05656,28.31697],[-111.05563,28.31478],[-111.05461,28.31234],[-111.05366,28.31005],[-111.05271,28.30777],[-111.05177,28.3055],[-111.05078,28.30312],[-111.04981,28.30076],[-111.04886,28.29848],[-111.04788,28.2961],[-111.04707,28.29419],[-111.04587,28.2913],[-111.04496,28.2891],[-111.04404,28.28691],[-111.04307,28.28453],[-111.0421,28.28226],[-111.04112,28.27987],[-111.04018,28.27762],[-111.03923,28.27534],[-111.03824,28.27296],[-111.0373,28.27069],[-111.03632,28.26833],[-111.03536,28.26602],[-111.03446,28.26384],[-111.03352,28.26156],[-111.03257,28.25927],[-111.03162,28.25699],[-111.0304,28.25416],[-111.02917,28.25111],[-111.02823,28.24882],[-111.0273,28.24659],[-111.02639,28.24439],[-111.02538,28.24196],[-111.0244,28.2396],[-111.02343,28.23726],[-111.02247,28.23492],[-111.02151,28.23262],[-111.02049,28.23017],[-111.01955,28.22791],[-111.01854,28.22545],[-111.01745,28.22283],[-111.01654,28.22062],[-111.01562,28.21843],[-111.01443,28.21556],[-111.01351,28.21336],[-111.0126,28.21116],[-111.01169,28.20895],[-111.01078,28.20675],[-111.00988,28.20457],[-111.0089,28.20222],[-111.00796,28.19993],[-111.00655,28.19653],[-111.00565,28.19437],[-111.00431,28.1923],[-111.00297,28.19026],[-111.00168,28.18831],[-111.00025,28.18621],[-110.99854,28.18355],[-110.99706,28.18129],[-110.99562,28.1791],[-110.99414,28.17683],[-110.99265,28.17455],[-110.99115,28.1723],[-110.98977,28.17019],[-110.98844,28.16818],[-110.98698,28.16596],[-110.98562,28.16388],[-110.98424,28.16177],[-110.98278,28.15958],[-110.98142,28.15749],[-110.98003,28.15536],[-110.97865,28.15327],[-110.97786,28.15087],[-110.97708,28.14855],[-110.97623,28.14593],[-110.97545,28.1436],[-110.97469,28.14132],[-110.97387,28.13884],[-110.97312,28.13659],[-110.97236,28.13433],[-110.97157,28.1319],[-110.97076,28.12947],[-110.96996,28.12703],[-110.96909,28.12444],[-110.96843,28.12246],[-110.96776,28.12043],[-110.9671,28.11845],[-110.96633,28.11611],[-110.9655,28.11363],[-110.96471,28.11124],[-110.96391,28.10881],[-110.9631,28.10637],[-110.96224,28.10377],[-110.96152,28.10158],[-110.96079,28.09927],[-110.96028,28.09751],[-110.95945,28.09495],[-110.9591,28.09383],[-110.95866,28.09242],[-110.95785,28.08972],[-110.95728,28.08798],[-110.95658,28.08572],[-110.95581,28.08319],[-110.95507,28.08083],[-110.95432,28.07838],[-110.95356,28.07594],[-110.95263,28.07296],[-110.95182,28.07033],[-110.95099,28.06764],[-110.95022,28.06511],[-110.94953,28.06288],[-110.94889,28.06083],[-110.94808,28.05822],[-110.94714,28.0561],[-110.9461,28.05376],[-110.94508,28.05148],[-110.94408,28.0492],[-110.94306,28.04693],[-110.94198,28.04448],[-110.94117,28.04263],[-110.94014,28.04036],[-110.93911,28.03803],[-110.93801,28.03557],[-110.93697,28.03323],[-110.936,28.03103],[-110.935,28.02875],[-110.934,28.02653],[-110.93294,28.02412],[-110.93163,28.02125],[-110.93067,28.01895],[-110.92968,28.01662],[-110.92855,28.01401],[-110.92765,28.0119],[-110.92677,28.00986],[-110.92571,28.00732],[-110.9248,28.00521],[-110.92397,28.00328],[-110.92293,28.00084],[-110.92176,27.99834],[-110.92071,27.99589],[-110.91998,27.99419],[-110.918,27.99286],[-110.91593,27.99163],[-110.91359,27.9902],[-110.91155,27.98898],[-110.90936,27.98767],[-110.90718,27.98633],[-110.90507,27.98501],[-110.9028,27.98363],[-110.90044,27.98221],[-110.89881,27.98122],[-110.89691,27.98006],[-110.89498,27.97888],[-110.89289,27.97761],[-110.89103,27.97648],[-110.89012,27.97591],[-110.88948,27.97552],[-110.88852,27.97495],[-110.886,27.9734],[-110.88307,27.97161],[-110.88072,27.97018],[-110.87819,27.96865],[-110.87611,27.9673],[-110.87357,27.96578],[-110.87167,27.96508],[-110.86968,27.9643],[-110.86822,27.96201]]}}
Línea 115.0 kV | LineString | 115.0 kV | 2 |  |  | CFE |  |  |  |  | OpenStreetMap | {"type":"Feature","properties":{},"geometry":{"type":"LineString","coordinates":[[-111.47279,28.55606],[-111.47278,28.55829],[-111.47278,28.56013],[-111.47279,28.56277],[-111.47279,28.56611],[-111.47276,28.56852],[-111.47288,28.57129],[-111.47291,28.57402],[-111.47287,28.57711],[-111.47286,28.57969],[-111.47287,28.58236],[-111.47288,28.5851],[-111.47287,28.58783],[-111.47289,28.59053],[-111.47292,28.59323],[-111.47291,28.59595],[-111.47288,28.59829],[-111.47291,28.601],[-111.47292,28.6037],[-111.47291,28.60642],[-111.47291,28.60912],[-111.47291,28.61221],[-111.47296,28.61528],[-111.47294,28.61827],[-111.47295,28.6216],[-111.47295,28.62433],[-111.47295,28.62672],[-111.47294,28.62947],[-111.47294,28.63223],[-111.47298,28.63532],[-111.47298,28.6383],[-111.47299,28.64101],[-111.47298,28.64372],[-111.47297,28.64643],[-111.47299,28.64906],[-111.47298,28.65174],[-111.47298,28.65446],[-111.473,28.65717],[-111.47301,28.6599],[-111.473,28.66258],[-111.47301,28.66527],[-111.473,28.66806],[-111.473,28.67077],[-111.47301,28.67351],[-111.473,28.67617],[-111.47301,28.67883],[-111.47302,28.68153],[-111.47304,28.68425],[-111.47305,28.68675],[-111.47304,28.68951],[-111.47304,28.6922],[-111.47305,28.69485],[-111.47305,28.69747],[-111.47305,28.70044],[-111.47307,28.70379],[-111.47306,28.70688],[-111.47306,28.70948],[-111.47307,28.7122],[-111.47306,28.71443],[-111.47308,28.71716],[-111.47309,28.71984],[-111.47309,28.72224],[-111.47311,28.72458],[-111.47309,28.72693],[-111.47311,28.72995],[-111.47311,28.73264],[-111.47311,28.73534],[-111.47313,28.73773],[-111.47312,28.74013],[-111.47311,28.74287],[-111.47312,28.74544],[-111.47312,28.7479],[-111.47314,28.75041],[-111.47268,28.75302],[-111.47319,28.75573],[-111.47316,28.75848],[-111.47317,28.76121],[-111.47319,28.76394],[-111.4732,28.76662],[-111.4732,28.76934],[-111.47323,28.77204],[-111.47324,28.77476],[-111.47324,28.77739],[-111.47325,28.78014],[-111.47327,28.78283],[-111.47328,28.78544],[-111.47328,28.78805],[-111.47327,28.79076],[-111.47332,28.79348],[-111.47335,28.7962],[-111.47336,28.79891],[-111.47339,28.80155],[-111.47337,28.80432],[-111.47338,28.80713],[-111.47344,28.80955],[-111.47345,28.81225],[-111.47346,28.81497],[-111.47341,28.81768],[-111.47343,28.82039],[-111.47346,28.82344],[-111.47345,28.82433],[-111.47421,28.82461],[-111.47456,28.82464]]}}
Línea 115.0 kV | LineString | 115.0 kV | 1 |  |  | CFE |  |  |  |  | OpenStreetMap | {"type":"Feature","properties":{},"geometry":{"type":"LineString","coordinates":[[-111.47515,28.84044],[-111.47382,28.84033],[-111.47375,28.83928],[-111.47372,28.83702],[-111.47371,28.83476],[-111.47369,28.83251],[-111.47369,28.83023],[-111.47368,28.82795],[-111.47366,28.82566],[-111.47367,28.82434],[-111.47369,28.82409],[-111.47372,28.82387]]}}
Línea 115.0 kV | LineString | 115.0 kV | 1 |  |  | CFE |  |  |  |  | OpenStreetMap | {"type":"Feature","properties":{},"geometry":{"type":"LineString","coordinates":[[-111.17436,29.0053],[-111.17457,29.0055],[-111.17369,29.00613],[-111.1724,29.00705],[-111.17016,29.00865],[-111.16793,29.01024],[-111.16569,29.01183],[-111.16348,29.01341],[-111.16121,29.01503],[-111.15897,29.01662],[-111.15675,29.0182],[-111.15225,29.02142],[-111.15003,29.02298],[-111.14776,29.0246],[-111.14552,29.0262],[-111.14329,29.02779],[-111.14106,29.02939],[-111.13884,29.03097],[-111.13658,29.03258],[-111.13435,29.03418],[-111.13213,29.03578],[-111.1299,29.03735],[-111.12693,29.03946],[-111.12542,29.04054],[-111.1232,29.04212],[-111.12098,29.04373],[-111.11874,29.04534],[-111.11652,29.04692],[-111.11423,29.04852],[-111.11199,29.05012],[-111.10973,29.05172],[-111.10749,29.05333],[-111.10526,29.05493],[-111.10299,29.05654],[-111.10075,29.05813],[-111.09853,29.05971],[-111.09628,29.06131],[-111.09401,29.06292],[-111.09178,29.0645],[-111.0896,29.06606],[-111.08729,29.0677],[-111.08509,29.06927],[-111.08282,29.07087],[-111.08057,29.07249],[-111.07833,29.07405],[-111.0754,29.07372],[-111.07245,29.07335],[-111.06952,29.07297],[-111.06567,29.07245],[-111.06142,29.07192],[-111.05609,29.0713],[-111.05147,29.07068],[-111.04962,29.07044],[-111.0478,29.07022],[-111.04596,29.06998],[-111.04306,29.06966],[-111.0401,29.06929],[-111.03723,29.0689],[-111.03435,29.06858],[-111.03205,29.06828],[-111.02885,29.06787],[-111.02645,29.06758],[-111.02524,29.06739],[-111.02541,29.06787]]}}
Línea 115.0 kV | LineString | 115.0 kV | 1 |  |  | CFE |  |  |  |  | OpenStreetMap | {"type":"Feature","properties":{},"geometry":{"type":"LineString","coordinates":[[-111.02248,29.07425],[-111.02208,29.07326],[-111.02075,29.07315]]}}
Línea 115.0 kV | LineString | 115.0 kV | 1 |  |  | CFE |  |  |  |  | OpenStreetMap | {"type":"Feature","properties":{},"geometry":{"type":"LineString","coordinates":[[-111.02075,29.07315],[-111.02198,29.07344],[-111.02248,29.07425]]}}
Línea 115.0 kV | LineString | 115.0 kV | 2 |  |  | CFE |  |  |  |  | OpenStreetMap | {"type":"Feature","properties":{},"geometry":{"type":"LineString","coordinates":[[-111.02248,29.07425],[-111.0234,29.07584],[-111.02472,29.07811],[-111.02591,29.0802],[-111.02595,29.0804]]}}
Línea 115.0 kV | LineString | 115.0 kV | 2 |  |  | CFE |  |  |  |  | OpenStreetMap | {"type":"Feature","properties":{},"geometry":{"type":"LineString","coordinates":[[-111.02614,29.08062],[-111.0261,29.08019],[-111.02592,29.07704],[-111.02577,29.07546],[-111.02576,29.075],[-111.02574,29.07462],[-111.02573,29.07379],[-111.02559,29.07109],[-111.02541,29.06787]]}}
Línea 115.0 kV | LineString | 115.0 kV | 1 |  |  | CFE |  |  |  |  | OpenStreetMap | {"type":"Feature","properties":{},"geometry":{"type":"LineString","coordinates":[[-111.24079,28.95853],[-111.23968,28.95931],[-111.23632,28.96173],[-111.23283,28.96421],[-111.2294,28.96666],[-111.22602,28.96908],[-111.22264,28.97149],[-111.21922,28.97392],[-111.21588,28.97631],[-111.21259,28.97866],[-111.20922,28.98106],[-111.20586,28.98344],[-111.20248,28.98586],[-111.19988,28.98771],[-111.1973,28.98955],[-111.19393,28.99194],[-111.1906,28.9943],[-111.1871,28.99681],[-111.18365,28.99926],[-111.18034,29.00162],[-111.17697,29.00403],[-111.17471,29.00564],[-111.1733,29.00665],[-111.17024,29.00883],[-111.16687,29.01124],[-111.16358,29.01358],[-111.16019,29.01601],[-111.15687,29.01837],[-111.15349,29.02077],[-111.15014,29.02315],[-111.1467,29.02561],[-111.14414,29.02744],[-111.14153,29.02931],[-111.13818,29.03172],[-111.1346,29.03426],[-111.13105,29.03679],[-111.12769,29.03919],[-111.12411,29.04173],[-111.12057,29.04427],[-111.11701,29.0468],[-111.11341,29.04933],[-111.10985,29.05187],[-111.10629,29.05442],[-111.1031,29.05668],[-111.09993,29.05895],[-111.09675,29.06121],[-111.09354,29.06348],[-111.09041,29.06571],[-111.08723,29.06798],[-111.08404,29.07024],[-111.08082,29.07255],[-111.07842,29.07425],[-111.07537,29.07389],[-111.07115,29.07335],[-111.06583,29.07265],[-111.06145,29.0721],[-111.05579,29.07145],[-111.05153,29.07086],[-111.04727,29.07032],[-111.04298,29.06983],[-111.03874,29.06925],[-111.03546,29.06887],[-111.03212,29.06846],[-111.02796,29.06793],[-111.02552,29.06761],[-111.02541,29.06787]]}}
Línea 115.0 kV | LineString | 115.0 kV | 2 |  |  | CFE |  |  |  |  | OpenStreetMap | {"type":"Feature","properties":{},"geometry":{"type":"LineString","coordinates":[[-111.00582,29.06814],[-111.00929,29.06929],[-111.01258,29.0704],[-111.01582,29.07148],[-111.019,29.07254],[-111.02075,29.07315]]}}
Línea 115.0 kV | LineString | 115.0 kV | 2 |  |  | CFE |  |  |  |  | OpenStreetMap | {"type":"Feature","properties":{},"geometry":{"type":"LineString","coordinates":[[-110.99272,29.09526],[-110.99275,29.09579],[-110.99275,29.09868],[-110.99277,29.10139],[-110.99278,29.10419],[-110.9928,29.10698],[-110.99285,29.1097],[-110.99286,29.1124],[-110.99286,29.11455],[-110.99084,29.11559],[-110.98843,29.1156],[-110.98565,29.11562],[-110.98264,29.11563],[-110.9795,29.11565],[-110.97648,29.11566],[-110.97407,29.11565],[-110.9723,29.11478],[-110.97204,29.11331],[-110.97205,29.11302]]}}
Línea 115.0 kV | LineString | 115.0 kV |  |  |  | CFE |  |  |  |  | OpenStreetMap | {"type":"Feature","properties":{},"geometry":{"type":"LineString","coordinates":[[-110.8726,27.93796],[-110.87039,27.93849]]}}
Línea 115.0 kV | LineString | 115.0 kV | 1 |  |  | CFE |  |  |  |  | OpenStreetMap | {"type":"Feature","properties":{},"geometry":{"type":"LineString","coordinates":[[-110.91082,27.96112],[-110.91064,27.96134],[-110.90908,27.96177],[-110.90753,27.9622],[-110.90578,27.96268],[-110.90418,27.96312],[-110.90222,27.96365],[-110.90037,27.96416],[-110.89865,27.96463],[-110.89676,27.96515],[-110.89533,27.96554],[-110.89174,27.96653],[-110.89037,27.96691],[-110.88688,27.96785],[-110.88645,27.96798],[-110.88383,27.96876],[-110.88204,27.96929],[-110.88051,27.96846],[-110.87882,27.96748],[-110.8772,27.96657],[-110.87608,27.96596],[-110.87411,27.96491]]}}
Línea 115.0 kV | LineString | 115.0 kV | 1 |  |  | CFE |  |  |  |  | OpenStreetMap | {"type":"Feature","properties":{},"geometry":{"type":"LineString","coordinates":[[-110.92828,29.21633],[-110.9285,29.21624],[-110.92937,29.21616],[-110.93012,29.21631],[-110.93172,29.21598],[-110.93323,29.21571],[-110.93502,29.21556],[-110.9368,29.21542],[-110.93862,29.21531],[-110.94038,29.21515],[-110.94265,29.21561],[-110.94492,29.21601],[-110.94699,29.21636],[-110.94878,29.21663],[-110.95053,29.21692],[-110.95226,29.21723],[-110.95403,29.21752],[-110.95683,29.219],[-110.95892,29.22007],[-110.96102,29.22083],[-110.96316,29.22167],[-110.9671,29.22278],[-110.97092,29.223],[-110.97358,29.22317],[-110.97602,29.22303],[-110.97823,29.22219],[-110.98015,29.22172],[-110.98196,29.22162],[-110.98254,29.22158],[-110.98409,29.2203],[-110.98514,29.219],[-110.98626,29.21753],[-110.98742,29.21588],[-110.98836,29.21452],[-110.98933,29.21311],[-110.99037,29.21164],[-110.99123,29.21039],[-110.9924,29.20933],[-110.9934,29.2084],[-110.99518,29.20704],[-110.9962,29.2063],[-110.9973,29.20573],[-110.99829,29.20541],[-110.99901,29.20537],[-111.00071,29.20552],[-111.0024,29.20568],[-111.00303,29.20563],[-111.00504,29.20532],[-111.00702,29.20499],[-111.00904,29.20466],[-111.01114,29.20432],[-111.01339,29.20437],[-111.01553,29.20446],[-111.01799,29.20454],[-111.02087,29.2047],[-111.02382,29.20489],[-111.02681,29.20509],[-111.02902,29.20532],[-111.03128,29.20558],[-111.03266,29.2064],[-111.03454,29.2075],[-111.03634,29.20857],[-111.03812,29.20965],[-111.03994,29.21068],[-111.04163,29.21173],[-111.04292,29.21327],[-111.04405,29.2147],[-111.04519,29.21615],[-111.04632,29.21759],[-111.04745,29.21904],[-111.04821,29.22066],[-111.04894,29.22227],[-111.05027,29.22343],[-111.05156,29.2246],[-111.05282,29.22579],[-111.05386,29.227],[-111.05492,29.22846],[-111.05598,29.2299],[-111.05705,29.23134],[-111.05812,29.2328],[-111.05914,29.23428],[-111.06025,29.2357],[-111.06131,29.23714],[-111.06244,29.23871],[-111.06357,29.24027],[-111.0647,29.24182],[-111.06584,29.24338],[-111.06695,29.24497],[-111.0681,29.24649],[-111.06921,29.24805],[-111.07026,29.24926],[-111.07136,29.25046],[-111.0724,29.25168],[-111.07369,29.25321],[-111.07456,29.25484],[-111.07536,29.25645],[-111.07616,29.25806],[-111.07697,29.25968],[-111.07777,29.26128],[-111.07857,29.2629],[-111.07936,29.26451],[-111.08014,29.26614],[-111.08097,29.26798],[-111.08162,29.26964],[-111.08306,29.27086],[-111.08446,29.27214],[-111.08666,29.27212],[-111.08891,29.27208],[-111.09114,29.27206],[-111.0934,29.27204],[-111.09562,29.27202],[-111.09779,29.27201],[-111.09999,29.272],[-111.10219,29.27198],[-111.10436,29.27196],[-111.10659,29.27194],[-111.10876,29.27192],[-111.11091,29.27191],[-111.11317,29.27189],[-111.11545,29.27187],[-111.11771,29.27185],[-111.11944,29.27199],[-111.12118,29.27256],[-111.12297,29.27314],[-111.12473,29.27373],[-111.12615,29.27443],[-111.12794,29.27563],[-111.12974,29.27681],[-111.13152,29.27798],[-111.13351,29.27929],[-111.13514,29.28037],[-111.13693,29.28155],[-111.13873,29.28275],[-111.14051,29.28395],[-111.14231,29.28511],[-111.14415,29.28633],[-111.14591,29.28749],[-111.1477,29.28867],[-111.14953,29.28986],[-111.15128,29.29105],[-111.15311,29.29222],[-111.15436,29.29283],[-111.15632,29.29339],[-111.15832,29.29397],[-111.16044,29.2946],[-111.16259,29.29521],[-111.16469,29.29583],[-111.16686,29.29643],[-111.16899,29.29682],[-111.17115,29.2972],[-111.17328,29.29757],[-111.17539,29.29795],[-111.17753,29.29832],[-111.17966,29.2987],[-111.18181,29.29907],[-111.18394,29.29944],[-111.18603,29.29982],[-111.18815,29.30019],[-111.19029,29.30057],[-111.1924,29.30094],[-111.19453,29.30131],[-111.19666,29.30168],[-111.19883,29.30204],[-111.20093,29.30241],[-111.20304,29.30278],[-111.20517,29.30315],[-111.20731,29.30353],[-111.20941,29.3039],[-111.21155,29.30427],[-111.21369,29.30464],[-111.21587,29.30502],[-111.21797,29.3054],[-111.22011,29.30577],[-111.22225,29.30615],[-111.22437,29.30652],[-111.2265,29.30689],[-111.22863,29.30727],[-111.23076,29.30764],[-111.23289,29.30802],[-111.23496,29.30838],[-111.23714,29.30877],[-111.23927,29.30914],[-111.2414,29.30951],[-111.24354,29.30989],[-111.24571,29.31027],[-111.24726,29.31148],[-111.24885,29.31271],[-111.25054,29.31401],[-111.25222,29.31532],[-111.25401,29.31666],[-111.2557,29.31797],[-111.25755,29.31886],[-111.25945,29.31978],[-111.2613,29.32066],[-111.26331,29.32162],[-111.26514,29.32251],[-111.26701,29.32342],[-111.26893,29.32433],[-111.27083,29.32524],[-111.27279,29.32616],[-111.2746,29.32664],[-111.27656,29.32715],[-111.27987,29.32798],[-111.28366,29.32898],[-111.28676,29.33134],[-111.28761,29.33201],[-111.29008,29.33383],[-111.29168,29.33508],[-111.29332,29.33633],[-111.29497,29.33754],[-111.29605,29.3391],[-111.29716,29.3406],[-111.29839,29.34228],[-111.2997,29.34396],[-111.3006,29.34607],[-111.30141,29.34777],[-111.30221,29.34945],[-111.30302,29.35116],[-111.30389,29.35288],[-111.30623,29.35496],[-111.30905,29.35743],[-111.31018,29.35839],[-111.31188,29.35988],[-111.31335,29.36114],[-111.31478,29.36239],[-111.31709,29.3644],[-111.31873,29.3658],[-111.32035,29.3672],[-111.32197,29.36862],[-111.32359,29.37002],[-111.32521,29.37144],[-111.32682,29.37285],[-111.32858,29.37423],[-111.32993,29.37529],[-111.33133,29.37643],[-111.33273,29.37752],[-111.33412,29.37862],[-111.3356,29.37975],[-111.33779,29.37993],[-111.3401,29.38015],[-111.34198,29.37968],[-111.34403,29.37921],[-111.34609,29.37874],[-111.34814,29.37827],[-111.35019,29.3778],[-111.35225,29.37733],[-111.35428,29.37686],[-111.35636,29.37638],[-111.35841,29.37592],[-111.36047,29.37544],[-111.36251,29.37497],[-111.36457,29.3745],[-111.36663,29.37402],[-111.36876,29.37359],[-111.37075,29.37309],[-111.37282,29.37261],[-111.37488,29.37213],[-111.37695,29.37167],[-111.379,29.37119],[-111.38102,29.37073],[-111.38321,29.37026],[-111.38504,29.37006],[-111.38715,29.37002],[-111.38936,29.37],[-111.39151,29.36999],[-111.39367,29.36998],[-111.39584,29.36997],[-111.39801,29.36996],[-111.40019,29.36995],[-111.40232,29.36994],[-111.4045,29.36993],[-111.40666,29.36992],[-111.40882,29.36991],[-111.41098,29.3699],[-111.41316,29.36989],[-111.4153,29.36988],[-111.41754,29.36987],[-111.41976,29.36986],[-111.42197,29.36985],[-111.42421,29.36984],[-111.42644,29.36982],[-111.4286,29.36981],[-111.43071,29.3698],[-111.43292,29.36979],[-111.43508,29.36977],[-111.43724,29.36976],[-111.43941,29.36975],[-111.44148,29.36978],[-111.44353,29.36975],[-111.4456,29.36977],[-111.44757,29.36914],[-111.44949,29.36846],[-111.45148,29.36788],[-111.45356,29.36827],[-111.45574,29.3687],[-111.4579,29.3691],[-111.45979,29.36947],[-111.4617,29.36984],[-111.46362,29.37019],[-111.46411,29.36934],[-111.46411,29.36858],[-111.46412,29.36833]]}}
Línea 115.0 kV | LineString | 115.0 kV | 1 |  |  | CFE |  |  |  |  | OpenStreetMap | {"type":"Feature","properties":{},"geometry":{"type":"LineString","coordinates":[[-111.13194,30.52556],[-111.13271,30.52544],[-111.13395,30.52497],[-111.13356,30.52362],[-111.13247,30.52164],[-111.13095,30.51479],[-111.13029,30.51326],[-111.12684,30.50892],[-111.12577,30.50785],[-111.12392,30.50616],[-111.12207,30.50448],[-111.11937,30.50214],[-111.11808,30.50099],[-111.11637,30.49951],[-111.11441,30.49751],[-111.11331,30.49595],[-111.11194,30.49407],[-111.11066,30.49232],[-111.10925,30.49038],[-111.10783,30.48844],[-111.10643,30.48655],[-111.10571,30.48474],[-111.10501,30.48304],[-111.10427,30.48122],[-111.10358,30.47952],[-111.10269,30.47731],[-111.10184,30.47525],[-111.10108,30.47338],[-111.10024,30.4713],[-111.09939,30.46923],[-111.09853,30.46714],[-111.09764,30.46499],[-111.09726,30.46314],[-111.09686,30.46132],[-111.09421,30.4603],[-111.09279,30.45977],[-111.09073,30.45897],[-111.09072,30.45762],[-111.09072,30.45539],[-111.09072,30.45318],[-111.0907,30.45097],[-111.0907,30.44903],[-111.09069,30.44698],[-111.09068,30.44507],[-111.09068,30.44317],[-111.09068,30.44106],[-111.09066,30.43898],[-111.09065,30.43681],[-111.09065,30.43464],[-111.09064,30.4325],[-111.09064,30.43033],[-111.09063,30.42952],[-111.09064,30.42808],[-111.09062,30.42582],[-111.09062,30.4236],[-111.09061,30.42133],[-111.09061,30.4191],[-111.09091,30.41716],[-111.09117,30.41549],[-111.09141,30.41387],[-111.09178,30.41151],[-111.09213,30.40922],[-111.09247,30.407],[-111.09287,30.40444],[-111.09326,30.40193],[-111.0936,30.39969],[-111.0939,30.39775],[-111.09423,30.39562],[-111.09459,30.39342],[-111.09491,30.39128],[-111.09527,30.38891],[-111.09562,30.38694],[-111.09595,30.385],[-111.09629,30.38305],[-111.09663,30.38108],[-111.09696,30.37916],[-111.09733,30.37694],[-111.09771,30.37474],[-111.09809,30.37255],[-111.09847,30.37035],[-111.09886,30.36803],[-111.09925,30.36575],[-111.09965,30.36347],[-111.10003,30.36122],[-111.10001,30.35937],[-111.1,30.35746],[-111.09998,30.35519],[-111.09996,30.35295],[-111.09994,30.35076],[-111.09992,30.34845],[-111.09991,30.3462],[-111.09989,30.34395],[-111.09986,30.34171],[-111.09987,30.34015],[-111.09984,30.33832],[-111.09981,30.33608],[-111.0998,30.33376],[-111.09978,30.33142],[-111.09976,30.32899],[-111.09975,30.32691],[-111.09973,30.32467],[-111.09974,30.32244],[-111.09969,30.32018],[-111.09966,30.31792],[-111.09965,30.31567],[-111.09963,30.31344],[-111.09962,30.31119],[-111.09959,30.30894],[-111.09958,30.3067],[-111.09956,30.30443],[-111.09955,30.30221],[-111.09953,30.29994],[-111.09951,30.2977],[-111.09947,30.29542],[-111.09948,30.2932],[-111.09945,30.29093],[-111.09943,30.2887],[-111.09939,30.28648],[-111.0994,30.28422],[-111.09939,30.28199],[-111.09936,30.27972],[-111.09935,30.27747],[-111.09933,30.27519],[-111.09931,30.27295],[-111.09929,30.27073],[-111.09928,30.26849],[-111.09925,30.26623],[-111.09924,30.26397],[-111.09922,30.26173],[-111.0992,30.25934],[-111.09919,30.25709],[-111.09917,30.255],[-111.09916,30.25258],[-111.09913,30.25037],[-111.09912,30.24813],[-111.09909,30.24591],[-111.09908,30.24365],[-111.09906,30.24134],[-111.09904,30.23912],[-111.09902,30.23686],[-111.09901,30.23462],[-111.099,30.23235],[-111.09898,30.2301],[-111.09896,30.22787],[-111.09895,30.22564],[-111.09892,30.2234],[-111.09891,30.22118],[-111.09889,30.21884],[-111.09888,30.21658],[-111.09882,30.21443],[-111.09884,30.2122],[-111.09882,30.20995],[-111.0988,30.20768],[-111.09879,30.20542],[-111.09877,30.20316],[-111.09875,30.20092],[-111.09875,30.19865],[-111.09871,30.19641],[-111.09871,30.19417],[-111.09869,30.19193],[-111.09868,30.1897],[-111.09865,30.18744],[-111.09862,30.18496],[-111.09863,30.18291],[-111.09862,30.18069],[-111.09859,30.17855],[-111.09857,30.17712],[-111.09856,30.17523],[-111.09854,30.17306],[-111.09853,30.1711],[-111.09851,30.16903],[-111.0985,30.16674],[-111.09848,30.16445],[-111.09846,30.16265],[-111.09845,30.16067],[-111.09843,30.15788],[-111.09842,30.15607],[-111.09839,30.15362],[-111.09838,30.15128],[-111.09837,30.14909],[-111.09834,30.14711],[-111.09833,30.14467],[-111.09831,30.14213],[-111.09829,30.13951],[-111.09828,30.13805],[-111.09826,30.1355],[-111.09824,30.13298],[-111.09821,30.13071],[-111.0982,30.12846],[-111.09818,30.12629],[-111.09815,30.12369],[-111.09814,30.12172],[-111.09811,30.11955],[-111.0981,30.11681],[-111.09807,30.11448],[-111.09805,30.11223],[-111.09803,30.10985],[-111.09801,30.10799],[-111.09799,30.10576],[-111.09797,30.10294],[-111.09795,30.10095],[-111.09792,30.09815],[-111.0979,30.09605],[-111.09786,30.0938],[-111.09785,30.09201],[-111.09784,30.08956],[-111.09781,30.08784],[-111.09777,30.08568],[-111.09801,30.08364],[-111.09819,30.08205],[-111.09849,30.07927],[-111.09872,30.07712],[-111.09896,30.07494],[-111.09921,30.07275],[-111.09947,30.07022],[-111.09978,30.0674],[-111.09989,30.06636],[-111.10011,30.06439],[-111.10029,30.06262],[-111.10037,30.06183],[-111.10038,30.06167],[-111.1004,30.06156],[-111.10055,30.06021],[-111.10077,30.05814],[-111.10106,30.05602],[-111.1013,30.05373],[-111.10154,30.05152],[-111.10173,30.04927],[-111.10199,30.04711],[-111.10227,30.0447],[-111.10245,30.04269],[-111.10272,30.0405],[-111.10292,30.03867],[-111.10322,30.03651],[-111.10354,30.03456],[-111.10381,30.03222],[-111.10407,30.03025],[-111.10441,30.02791],[-111.10466,30.02595],[-111.10495,30.02363],[-111.10513,30.02239],[-111.10543,30.02035],[-111.1057,30.01841],[-111.10596,30.0165],[-111.10627,30.0145],[-111.10651,30.01247],[-111.10687,30.01016],[-111.10698,30.00924],[-111.10718,30.00765],[-111.10746,30.00556],[-111.10772,30.00359],[-111.10806,30.00107],[-111.10834,29.99868],[-111.1086,29.99679],[-111.10892,29.99456],[-111.10918,29.99258],[-111.10952,29.99029],[-111.10978,29.98815],[-111.11007,29.9862],[-111.11039,29.98381],[-111.11066,29.98178],[-111.11092,29.97982],[-111.11121,29.97768],[-111.11151,29.97563],[-111.11151,29.97317],[-111.11151,29.97118],[-111.11151,29.9692],[-111.11152,29.96711],[-111.11154,29.96502],[-111.11155,29.96234],[-111.11155,29.9599],[-111.11156,29.95754],[-111.11157,29.95513],[-111.11158,29.95362],[-111.11158,29.95207],[-111.11158,29.95078],[-111.11158,29.94903],[-111.1116,29.94786],[-111.11156,29.94622],[-111.11148,29.94401],[-111.11134,29.94159],[-111.11123,29.93951],[-111.1111,29.937],[-111.11097,29.93473],[-111.11085,29.93222],[-111.11067,29.92996],[-111.1106,29.92785],[-111.11049,29.92582],[-111.11037,29.92392],[-111.11024,29.92157],[-111.11016,29.91948],[-111.11,29.91702],[-111.1099,29.91465],[-111.10981,29.91226],[-111.10828,29.91047],[-111.10643,29.90819],[-111.10523,29.90675],[-111.10391,29.90514],[-111.10343,29.90456],[-111.10173,29.90247],[-111.10037,29.9008],[-111.09879,29.89889],[-111.09723,29.897],[-111.09587,29.89535],[-111.09441,29.89357],[-111.093,29.89185],[-111.09159,29.89014],[-111.09003,29.88823],[-111.08859,29.88649],[-111.0869,29.88444],[-111.08542,29.88266],[-111.08393,29.88084],[-111.08259,29.87921],[-111.08108,29.87737],[-111.0797,29.87569],[-111.07844,29.87416],[-111.07721,29.87268],[-111.07664,29.87083],[-111.07594,29.86861],[-111.07516,29.86618],[-111.07444,29.86392],[-111.07371,29.86166],[-111.07304,29.85957],[-111.07238,29.8575],[-111.07169,29.85534],[-111.07101,29.85322],[-111.07024,29.8508],[-111.06954,29.8486],[-111.06882,29.84636],[-111.06813,29.84419],[-111.06743,29.84201],[-111.06671,29.83976],[-111.06584,29.83714],[-111.06513,29.83499],[-111.06441,29.83281],[-111.06375,29.83083],[-111.063,29.82859],[-111.06232,29.82653],[-111.06153,29.82415],[-111.06078,29.82188],[-111.06018,29.82007],[-111.05943,29.81781],[-111.05882,29.81595],[-111.05806,29.81372],[-111.05761,29.81237],[-111.05703,29.81063],[-111.05611,29.80786],[-111.05524,29.80525],[-111.05439,29.80271],[-111.05442,29.79959],[-111.05446,29.7965],[-111.05449,29.7938],[-111.05451,29.79156],[-111.05454,29.7892],[-111.05457,29.78685],[-111.05459,29.78441],[-111.05461,29.78234],[-111.05465,29.77932],[-111.05467,29.77685],[-111.0547,29.77395],[-111.05473,29.77162],[-111.05473,29.76918],[-111.05476,29.76638],[-111.0548,29.76379],[-111.05483,29.76142],[-111.05485,29.75916],[-111.05488,29.75679],[-111.0549,29.75438],[-111.05493,29.75214],[-111.05495,29.74997],[-111.05498,29.74745],[-111.05501,29.74492],[-111.05503,29.74282],[-111.0545,29.74053],[-111.054,29.73823],[-111.05354,29.73611],[-111.05304,29.73381],[-111.05249,29.73132],[-111.052,29.72908],[-111.05151,29.72684],[-111.05098,29.72444],[-111.0505,29.72223],[-111.05005,29.72021],[-111.04959,29.7181],[-111.04913,29.71604],[-111.04861,29.71367],[-111.04808,29.71131],[-111.0475,29.70871],[-111.04694,29.70613],[-111.04647,29.70399],[-111.04601,29.70194],[-111.04554,29.69989],[-111.04513,29.69796],[-111.04458,29.69546],[-111.04413,29.69342],[-111.04362,29.69113],[-111.04316,29.68904],[-111.04301,29.68908]]}}
Línea 115.0 kV | LineString | 115.0 kV | 2 |  |  | CFE |  |  |  |  | OpenStreetMap | {"type":"Feature","properties":{},"geometry":{"type":"LineString","coordinates":[[-108.06837,25.44488],[-108.06793,25.44502],[-108.06728,25.44513],[-108.06686,25.44522],[-108.06585,25.44548],[-108.06479,25.44569],[-108.06375,25.44591],[-108.06269,25.44613],[-108.06161,25.44635],[-108.06054,25.44657],[-108.0595,25.44679],[-108.05842,25.44701],[-108.05727,25.44721],[-108.05504,25.44773],[-108.05269,25.4482],[-108.05047,25.44868],[-108.05006,25.4504],[-108.05047,25.45128],[-108.05115,25.45306],[-108.05153,25.45412],[-108.05231,25.45622],[-108.05309,25.45822],[-108.05389,25.46032],[-108.05469,25.46241],[-108.05648,25.46378],[-108.05832,25.4652],[-108.0602,25.46664],[-108.06216,25.46816],[-108.064,25.4701],[-108.06592,25.47214],[-108.0678,25.47416],[-108.06959,25.47607],[-108.07058,25.47663],[-108.07142,25.4771],[-108.07225,25.47762],[-108.0731,25.47811],[-108.07386,25.47858],[-108.0746,25.47905],[-108.07619,25.4808],[-108.07771,25.48257],[-108.07934,25.48433],[-108.08082,25.486],[-108.08143,25.48661]]}}
Línea 115.0 kV | LineString | 115.0 kV | 2 |  |  | CFE |  |  |  |  | OpenStreetMap | {"type":"Feature","properties":{},"geometry":{"type":"LineString","coordinates":[[-107.40626,24.82183],[-107.40648,24.82162],[-107.40665,24.8216],[-107.40722,24.82151],[-107.40805,24.82141],[-107.40882,24.82134],[-107.40945,24.82143],[-107.41003,24.82162],[-107.41092,24.82203],[-107.41153,24.82232],[-107.41227,24.82259],[-107.413,24.82287],[-107.41374,24.82312],[-107.41439,24.82335]]}}
Línea 115.0 kV | LineString | 115.0 kV | 2 |  |  | CFE |  |  |  |  | OpenStreetMap | {"type":"Feature","properties":{},"geometry":{"type":"LineString","coordinates":[[-107.45306,24.75479],[-107.45254,24.75527],[-107.45266,24.75606],[-107.4533,24.75649],[-107.45487,24.7575],[-107.45493,24.76025],[-107.45499,24.76276],[-107.45504,24.76519],[-107.4551,24.76764],[-107.45517,24.77022],[-107.45584,24.77222],[-107.4565,24.77416],[-107.45636,24.77556],[-107.45603,24.77931],[-107.4557,24.78152],[-107.45475,24.78501],[-107.45457,24.78588]]}}
Línea 115.0 kV | LineString | 115.0 kV | 2 |  |  | CFE |  |  |  |  | OpenStreetMap | {"type":"Feature","properties":{},"geometry":{"type":"LineString","coordinates":[[-107.41491,24.82312],[-107.41521,24.82246],[-107.41548,24.8219],[-107.41578,24.82136],[-107.41613,24.82066],[-107.41639,24.82009],[-107.41697,24.81896],[-107.41728,24.81868],[-107.41719,24.81858]]}}
Línea 115.0 kV | LineString | 115.0 kV | 2 |  |  | CFE |  |  |  |  | OpenStreetMap | {"type":"Feature","properties":{},"geometry":{"type":"LineString","coordinates":[[-107.41459,24.82371],[-107.4133,24.82636],[-107.41254,24.82792],[-107.41197,24.82909],[-107.41058,24.83192],[-107.40781,24.83252],[-107.4053,24.83308],[-107.40255,24.83371]]}}
Línea 115.0 kV | LineString | 115.0 kV | 4 |  |  | CFE |  |  |  |  | OpenStreetMap | {"type":"Feature","properties":{},"geometry":{"type":"LineString","coordinates":[[-107.34118,24.7297],[-107.34092,24.72852],[-107.34068,24.72746],[-107.33774,24.72432],[-107.33713,24.72296],[-107.33652,24.72163],[-107.33588,24.72031],[-107.33526,24.71899],[-107.33471,24.71793]]}}
Línea 115.0 kV | LineString | 115.0 kV | 2 |  |  | CFE |  |  |  |  | OpenStreetMap | {"type":"Feature","properties":{},"geometry":{"type":"LineString","coordinates":[[-107.44148,24.75291],[-107.43818,24.75309],[-107.43413,24.7533],[-107.43029,24.75349],[-107.42615,24.75371],[-107.4223,24.75392],[-107.41922,24.75409],[-107.41841,24.75414]]}}
Línea 115.0 kV | LineString | 115.0 kV | 2 |  |  | CFE |  |  |  |  | OpenStreetMap | {"type":"Feature","properties":{},"geometry":{"type":"LineString","coordinates":[[-107.33922,24.73235],[-107.33879,24.73243],[-107.33899,24.73325],[-107.34062,24.73293],[-107.34137,24.73605],[-107.34245,24.7408],[-107.34313,24.74371],[-107.3438,24.7466],[-107.34496,24.75157],[-107.34539,24.75341],[-107.34613,24.75664],[-107.34669,24.75906],[-107.34733,24.76182],[-107.34849,24.76686],[-107.34921,24.76984],[-107.34982,24.77264],[-107.35075,24.77323],[-107.35193,24.77296],[-107.35309,24.77269],[-107.35424,24.77243],[-107.35539,24.77216],[-107.3565,24.7719],[-107.35692,24.7718]]}}
Línea 115.0 kV | LineString | 115.0 kV | 2 |  |  | CFE |  |  |  |  | OpenStreetMap | {"type":"Feature","properties":{},"geometry":{"type":"LineString","coordinates":[[-107.39253,24.76904],[-107.39198,24.76863],[-107.39089,24.76612],[-107.38894,24.76165],[-107.38772,24.75875],[-107.38692,24.75692],[-107.3863,24.75546],[-107.38502,24.75281],[-107.38312,24.74888],[-107.38161,24.74574],[-107.37845,24.73917],[-107.37582,24.73372],[-107.37565,24.73339],[-107.37176,24.73189],[-107.36796,24.73044],[-107.36517,24.72933],[-107.36106,24.72778],[-107.3568,24.72614],[-107.35266,24.72455],[-107.34566,24.72189],[-107.34058,24.71994],[-107.33675,24.71847],[-107.33479,24.71772],[-107.33471,24.71793]]}}
Línea 115.0 kV | LineString | 115.0 kV | 2 |  |  | CFE |  |  |  |  | OpenStreetMap | {"type":"Feature","properties":{},"geometry":{"type":"LineString","coordinates":[[-107.41841,24.75414],[-107.4184,24.75386],[-107.41838,24.75353],[-107.41816,24.75355]]}}
Línea 115.0 kV | LineString | 115.0 kV | 1 |  |  | CFE |  |  |  |  | OpenStreetMap | {"type":"Feature","properties":{},"geometry":{"type":"LineString","coordinates":[[-107.39262,24.76895],[-107.39216,24.76859],[-107.3909,24.76564],[-107.389,24.76117],[-107.38689,24.75606],[-107.38609,24.75584]]}}
Línea 115.0 kV | LineString | 115.0 kV | 1 |  |  | CFE |  |  |  |  | OpenStreetMap | {"type":"Feature","properties":{},"geometry":{"type":"LineString","coordinates":[[-107.38609,24.75584],[-107.38621,24.75609],[-107.38756,24.75929],[-107.38861,24.76179],[-107.3905,24.76625],[-107.39165,24.76894],[-107.39218,24.76936]]}}
Línea 115.0 kV | LineString | 115.0 kV | 2 |  |  | CFE |  |  |  |  | OpenStreetMap | {"type":"Feature","properties":{},"geometry":{"type":"LineString","coordinates":[[-107.41841,24.75414],[-107.41458,24.75433],[-107.41019,24.75456],[-107.40685,24.75474],[-107.40311,24.75494],[-107.39897,24.75515],[-107.39506,24.75538],[-107.39152,24.75555],[-107.38609,24.75584]]}}
Línea 115.0 kV | LineString | 115.0 kV | 1 |  |  | CFE |  |  |  |  | OpenStreetMap | {"type":"Feature","properties":{},"geometry":{"type":"LineString","coordinates":[[-108.47964,25.58013],[-108.47977,25.58017],[-108.48125,25.57973],[-108.48238,25.57939],[-108.48452,25.57608],[-108.48669,25.57276],[-108.48883,25.56953],[-108.49128,25.5658],[-108.49327,25.56267],[-108.4953,25.55957],[-108.49745,25.55619],[-108.49946,25.55305],[-108.49924,25.55124],[-108.49613,25.54954],[-108.4928,25.54774],[-108.48938,25.5459],[-108.4858,25.54398],[-108.48231,25.54181],[-108.47876,25.53957],[-108.47621,25.53699],[-108.47574,25.53651]]}}
Línea 115.0 kV | LineString | 115.0 kV | 1 |  |  | CFE |  |  |  |  | OpenStreetMap | {"type":"Feature","properties":{},"geometry":{"type":"LineString","coordinates":[[-108.47755,25.5838],[-108.47737,25.58377],[-108.47601,25.5834],[-108.47483,25.5831],[-108.47364,25.58278],[-108.47244,25.58245],[-108.47125,25.58214],[-108.47004,25.58183],[-108.46884,25.58152],[-108.46724,25.58111],[-108.46573,25.58071],[-108.46412,25.58032],[-108.4583,25.57887],[-108.45539,25.57814],[-108.45138,25.57713],[-108.44902,25.57654],[-108.44671,25.57597],[-108.44454,25.57542],[-108.44231,25.57497],[-108.44133,25.57305],[-108.44036,25.57133],[-108.43971,25.57016],[-108.43903,25.56895],[-108.43838,25.56779],[-108.43738,25.566],[-108.43639,25.5642],[-108.43464,25.56285],[-108.43394,25.56231],[-108.43285,25.56144],[-108.43095,25.55992],[-108.42904,25.55841],[-108.42715,25.55688],[-108.42515,25.55532],[-108.42334,25.55386],[-108.42136,25.55229],[-108.41982,25.55105],[-108.41764,25.54932],[-108.41571,25.5478],[-108.41382,25.54628],[-108.4119,25.54475],[-108.40987,25.54311],[-108.40809,25.54172],[-108.40622,25.54023],[-108.40521,25.53944],[-108.4043,25.53873],[-108.40246,25.53725],[-108.40016,25.53623],[-108.39797,25.53527],[-108.39577,25.53432],[-108.39352,25.53334],[-108.39131,25.53236],[-108.38916,25.53142],[-108.38693,25.53044],[-108.38459,25.52943],[-108.38243,25.52846],[-108.38016,25.52747],[-108.37789,25.52648],[-108.37564,25.5255],[-108.37339,25.52452],[-108.3717,25.52377],[-108.37004,25.52302],[-108.36841,25.52231],[-108.36674,25.52158],[-108.36522,25.52092],[-108.36378,25.52028],[-108.36228,25.51962],[-108.36004,25.51864],[-108.35784,25.51767],[-108.35561,25.51669],[-108.3534,25.51572],[-108.35112,25.51472],[-108.34884,25.51373],[-108.34661,25.51275],[-108.34439,25.51175],[-108.34216,25.5108],[-108.33995,25.50984],[-108.33769,25.50885],[-108.33542,25.50783],[-108.33316,25.50684],[-108.33094,25.50589],[-108.32871,25.50492],[-108.32644,25.5039],[-108.32418,25.50292],[-108.32187,25.50189],[-108.31969,25.50092],[-108.31741,25.49993],[-108.31515,25.49893],[-108.31269,25.49795],[-108.3105,25.49747],[-108.30858,25.49704],[-108.30766,25.49718],[-108.30741,25.49712]]}}
Línea 115.0 kV | LineString | 115.0 kV | 2 |  |  | CFE |  |  |  |  | OpenStreetMap | {"type":"Feature","properties":{},"geometry":{"type":"LineString","coordinates":[[-109.94879,27.51945],[-109.94879,27.51972],[-109.9488,27.52308],[-109.94879,27.52632],[-109.94879,27.52911],[-109.94879,27.53192],[-109.94879,27.5348],[-109.94879,27.53757],[-109.9488,27.54039],[-109.94881,27.54211],[-109.94879,27.54492],[-109.94877,27.54786],[-109.95006,27.54965],[-109.95133,27.55147],[-109.95132,27.55252],[-109.95132,27.55344],[-109.95132,27.55442],[-109.95132,27.5556],[-109.95131,27.55677],[-109.95131,27.55798],[-109.95132,27.55895],[-109.95134,27.55993],[-109.95134,27.56088],[-109.95169,27.56097],[-109.95241,27.56095],[-109.95332,27.56095],[-109.95424,27.56093],[-109.95511,27.56094],[-109.95512,27.56122],[-109.95513,27.5615]]}}
Línea 115.0 kV | LineString | 115.0 kV | 1 |  |  | CFE |  |  |  |  | OpenStreetMap | {"type":"Feature","properties":{},"geometry":{"type":"LineString","coordinates":[[-104.69648,24.00721],[-104.69642,24.00725],[-104.69712,24.00766],[-104.69722,24.00723],[-104.69732,24.00675],[-104.69814,24.00656],[-104.70017,24.00609],[-104.7022,24.0056],[-104.7028,24.0038],[-104.70339,24.00204],[-104.70462,24.00092],[-104.70609,23.99969],[-104.70712,23.9988],[-104.70856,23.99755],[-104.71035,23.99757],[-104.71211,23.99754],[-104.71378,23.99754],[-104.71536,23.99754],[-104.71787,23.99753],[-104.72004,23.99753],[-104.72192,23.99752],[-104.72297,23.99752],[-104.72405,23.99751],[-104.72533,23.99751],[-104.72648,23.99751],[-104.7274,23.99751],[-104.7283,23.99751],[-104.73041,23.99751],[-104.73227,23.9975],[-104.73438,23.9975],[-104.73825,23.99749],[-104.74017,23.99748],[-104.74232,23.99748],[-104.74444,23.99748],[-104.74576,23.99746],[-104.75312,23.99745],[-104.75453,23.99747],[-104.7562,23.99746],[-104.7639,23.99744],[-104.76741,23.99601],[-104.77066,23.99466],[-104.77334,23.99359],[-104.7766,23.99226],[-104.78441,23.98904],[-104.78606,23.98836],[-104.78771,23.98767],[-104.79669,23.98403],[-104.79823,23.98341],[-104.80012,23.98265],[-104.80148,23.9821],[-104.8029,23.9815],[-104.80424,23.98095],[-104.80627,23.98012],[-104.80816,23.97935],[-104.81004,23.97858],[-104.81176,23.97788],[-104.81474,23.97666],[-104.81628,23.97603],[-104.81789,23.97537],[-104.81934,23.97441],[-104.82165,23.97287],[-104.82332,23.97176],[-104.82467,23.97086],[-104.82625,23.9698],[-104.82725,23.96914],[-104.82884,23.96808],[-104.83043,23.96701],[-104.83412,23.96455],[-104.83635,23.96306],[-104.83802,23.96195],[-104.83986,23.96072],[-104.84127,23.95978],[-104.84596,23.9566],[-104.84788,23.9553],[-104.84948,23.95421],[-104.85213,23.95249],[-104.85713,23.94927],[-104.86286,23.94373],[-104.86394,23.94269],[-104.86503,23.94165],[-104.86604,23.94066],[-104.86838,23.94043],[-104.87127,23.94014],[-104.8733,23.93992],[-104.87527,23.93973],[-104.87693,23.93956],[-104.87991,23.93927],[-104.88493,23.93877],[-104.88724,23.93854],[-104.8888,23.93838],[-104.89853,23.9374],[-104.90002,23.93724],[-104.91795,23.93543],[-104.92428,23.93479],[-104.92556,23.93464],[-104.92753,23.93445],[-104.92924,23.93428],[-104.93125,23.93407],[-104.9331,23.93389],[-104.9368,23.93353],[-104.93835,23.93338],[-104.94112,23.9331],[-104.94238,23.93298],[-104.94409,23.93268],[-104.96374,23.92923],[-104.96576,23.92893],[-104.9698,23.9282],[-104.97173,23.92785],[-104.97552,23.92718],[-104.98796,23.92499],[-104.99832,23.92316],[-104.99938,23.92297],[-105.01568,23.92017],[-105.01868,23.91872],[-105.02346,23.91641],[-105.02463,23.91585],[-105.02685,23.91478],[-105.02976,23.91337],[-105.03166,23.91245],[-105.03494,23.91086],[-105.03645,23.91014],[-105.03771,23.90954],[-105.04045,23.90824],[-105.04215,23.90741],[-105.044,23.90651],[-105.04512,23.90595],[-105.04626,23.90542],[-105.04746,23.90484],[-105.05143,23.90303],[-105.05313,23.90213],[-105.05525,23.90109],[-105.05743,23.90005],[-105.06131,23.8982],[-105.06658,23.89568],[-105.06827,23.89487],[-105.06985,23.89412],[-105.07152,23.89332],[-105.07341,23.89242],[-105.07515,23.89158],[-105.07839,23.89002],[-105.08201,23.88828],[-105.08389,23.88737],[-105.08545,23.88662],[-105.08697,23.88589],[-105.08815,23.88531],[-105.08967,23.88459],[-105.09361,23.88273],[-105.09879,23.8802],[-105.10005,23.87961],[-105.10215,23.87861],[-105.10436,23.87756],[-105.10737,23.87607],[-105.11101,23.87543],[-105.11303,23.87505],[-105.11505,23.87467],[-105.12065,23.87362],[-105.12228,23.87331],[-105.12397,23.87299],[-105.1276,23.87231],[-105.13178,23.87153],[-105.13438,23.87104],[-105.13611,23.87072],[-105.13822,23.87032],[-105.13961,23.87006],[-105.1411,23.86978],[-105.1439,23.86926],[-105.14645,23.86878],[-105.14838,23.86842],[-105.1517,23.86779],[-105.15386,23.86739],[-105.15617,23.86695],[-105.15809,23.8666],[-105.16144,23.86597],[-105.16346,23.86559],[-105.17015,23.86433],[-105.17777,23.86291],[-105.17966,23.86255],[-105.18143,23.86222],[-105.18474,23.8616],[-105.18605,23.86135],[-105.1886,23.86087],[-105.19014,23.86059],[-105.19723,23.85927],[-105.19771,23.85918],[-105.20457,23.85787],[-105.2064,23.85753],[-105.20766,23.85734],[-105.20944,23.857],[-105.2115,23.85661],[-105.21357,23.85622],[-105.2161,23.85573],[-105.21888,23.85521],[-105.22013,23.85497],[-105.22311,23.85441],[-105.22512,23.85403],[-105.22676,23.85373],[-105.22892,23.85332],[-105.23087,23.85296],[-105.23311,23.85254],[-105.23524,23.85214],[-105.23958,23.85133],[-105.24509,23.85031],[-105.24597,23.85015],[-105.24835,23.84968],[-105.25403,23.84861],[-105.25607,23.84823],[-105.25825,23.84782],[-105.26032,23.84743],[-105.26208,23.8471],[-105.26397,23.84675],[-105.2692,23.84576],[-105.27089,23.84545],[-105.27458,23.84476],[-105.27654,23.84439],[-105.2785,23.84402],[-105.28158,23.84344],[-105.2832,23.84314],[-105.28517,23.84277],[-105.28718,23.84239],[-105.28911,23.84202],[-105.29109,23.84167],[-105.29291,23.84052],[-105.29541,23.83897],[-105.29703,23.83795],[-105.29841,23.8371],[-105.30011,23.83606],[-105.30353,23.83395],[-105.30494,23.83306],[-105.30874,23.83068],[-105.31022,23.82977],[-105.31153,23.82896],[-105.31524,23.82666],[-105.31657,23.82583],[-105.31823,23.82481],[-105.32078,23.82323],[-105.32187,23.82255],[-105.32458,23.82086],[-105.32814,23.81865],[-105.33161,23.81652],[-105.33291,23.81571],[-105.33419,23.81492],[-105.33597,23.81382],[-105.33762,23.81278],[-105.33918,23.81182],[-105.34082,23.8108],[-105.3421,23.81001],[-105.34403,23.80879],[-105.34892,23.80575],[-105.3619,23.79771],[-105.36491,23.79585],[-105.36804,23.7939],[-105.37019,23.79257],[-105.37155,23.79174],[-105.37483,23.78968],[-105.37647,23.78867],[-105.37811,23.78763],[-105.37983,23.78657],[-105.38589,23.78283],[-105.39135,23.78068],[-105.39299,23.78005],[-105.3986,23.77782],[-105.40045,23.77709],[-105.40216,23.77641],[-105.40451,23.7755],[-105.4083,23.77404],[-105.41019,23.77328],[-105.41769,23.77034],[-105.41908,23.76981],[-105.42314,23.76821],[-105.42539,23.76732],[-105.42724,23.76659],[-105.42913,23.76585],[-105.43054,23.7653],[-105.43521,23.76347],[-105.43892,23.76202],[-105.44142,23.76104],[-105.44401,23.76],[-105.45708,23.75486],[-105.46386,23.75219],[-105.49538,23.73978],[-105.50109,23.73711],[-105.50153,23.7369],[-105.51563,23.75582],[-105.51611,23.757],[-105.51637,23.75751]]}}
Línea 115.0 kV | LineString | 115.0 kV | 2 |  |  | CFE |  |  |  |  | OpenStreetMap | {"type":"Feature","properties":{},"geometry":{"type":"LineString","coordinates":[[-104.94045,21.56378],[-104.93969,21.56666],[-104.9389,21.56965],[-104.93804,21.57291],[-104.93708,21.57665],[-104.93691,21.57746],[-104.93652,21.57874],[-104.93734,21.58056],[-104.93766,21.58126]]}}
Línea 115.0 kV | LineString | 115.0 kV | 2 |  |  | CFE |  |  |  |  | OpenStreetMap | {"type":"Feature","properties":{},"geometry":{"type":"LineString","coordinates":[[-104.9261,21.58317],[-104.92804,21.58142],[-104.9312,21.57856],[-104.93321,21.57825],[-104.936,21.57925],[-104.93709,21.58065],[-104.93724,21.58098],[-104.93741,21.58135]]}}
Línea 115.0 kV | LineString | 115.0 kV | 1 |  |  | CFE |  |  |  |  | OpenStreetMap | {"type":"Feature","properties":{},"geometry":{"type":"LineString","coordinates":[[-104.84453,21.77926],[-104.84761,21.77495],[-104.85341,21.76731],[-104.85549,21.76464],[-104.85775,21.76164],[-104.8637,21.75112],[-104.86387,21.75055],[-104.86612,21.74272],[-104.86788,21.73656],[-104.86843,21.73462],[-104.87038,21.72779],[-104.87059,21.72703],[-104.87124,21.72475],[-104.87275,21.71958],[-104.87322,21.71793],[-104.87355,21.71681],[-104.87398,21.7153],[-104.87458,21.71321],[-104.87527,21.71079],[-104.87617,21.70766],[-104.87689,21.70514],[-104.8776,21.70264],[-104.87825,21.70038],[-104.87882,21.6984],[-104.87942,21.6963],[-104.88052,21.69246],[-104.88101,21.69084],[-104.88165,21.6886],[-104.88196,21.68747],[-104.88236,21.68609],[-104.88327,21.68292],[-104.88363,21.6817],[-104.88403,21.68032],[-104.88436,21.67914],[-104.8847,21.67798],[-104.88563,21.67473],[-104.88629,21.67244],[-104.88811,21.66614],[-104.88972,21.66057],[-104.89077,21.65685],[-104.89341,21.64769],[-104.89367,21.64684],[-104.89488,21.64256],[-104.89541,21.64075],[-104.89673,21.63608],[-104.89706,21.6349],[-104.89793,21.63186],[-104.89882,21.62874],[-104.89934,21.62699],[-104.90037,21.6234],[-104.901,21.62112],[-104.90129,21.62006],[-104.90158,21.61902],[-104.90191,21.6181],[-104.90272,21.61535],[-104.90306,21.61409],[-104.90405,21.61056],[-104.90548,21.60561],[-104.90559,21.60508],[-104.9064,21.60221],[-104.90699,21.6002],[-104.90723,21.59937],[-104.90767,21.59791],[-104.90911,21.59274],[-104.90973,21.59066],[-104.90999,21.58976],[-104.91075,21.5892],[-104.91563,21.58557],[-104.91769,21.58404],[-104.92031,21.58202],[-104.92228,21.58057],[-104.92643,21.57748],[-104.93095,21.57733],[-104.9329,21.5773],[-104.93394,21.57783],[-104.93564,21.5786],[-104.93646,21.57906],[-104.93684,21.57978],[-104.93723,21.58062],[-104.93754,21.5813]]}}
Línea 115.0 kV | LineString | 115.0 kV | 2 |  |  | Comisión Federal de Electricidad |  |  |  |  | OpenStreetMap | {"type":"Feature","properties":{},"geometry":{"type":"LineString","coordinates":[[-104.45014,21.42245],[-104.44967,21.4216],[-104.45342,21.41901],[-104.45747,21.4185],[-104.46197,21.41838],[-104.46869,21.42163],[-104.46992,21.4228],[-104.47533,21.43073],[-104.47689,21.43323],[-104.48041,21.43801],[-104.48168,21.43976],[-104.48397,21.44311],[-104.48596,21.44598],[-104.48716,21.44772],[-104.48844,21.44958],[-104.48954,21.45049],[-104.4905,21.45132],[-104.49572,21.45575],[-104.49812,21.45784],[-104.5003,21.45978],[-104.50925,21.45848],[-104.51391,21.45781],[-104.51706,21.45735],[-104.52267,21.45655],[-104.52412,21.45634],[-104.53039,21.45544],[-104.53555,21.45479],[-104.54239,21.45379],[-104.5455,21.45333],[-104.54829,21.45292],[-104.55211,21.45245],[-104.55735,21.45177],[-104.56242,21.45095],[-104.5657,21.4505],[-104.57472,21.44932],[-104.57779,21.44885],[-104.58228,21.44816],[-104.58531,21.44664],[-104.58878,21.44491],[-104.59133,21.44363],[-104.59346,21.44261],[-104.59567,21.44148],[-104.59848,21.4401],[-104.60068,21.43901],[-104.60292,21.43789],[-104.60596,21.43638],[-104.60821,21.43526],[-104.61137,21.4337],[-104.61393,21.43243],[-104.61631,21.4312],[-104.6189,21.42995],[-104.62193,21.42848],[-104.62436,21.42725],[-104.62945,21.42476],[-104.63651,21.4213],[-104.63786,21.4206],[-104.64094,21.41909],[-104.64622,21.41647],[-104.64872,21.4152],[-104.65103,21.41404],[-104.65305,21.41301],[-104.65452,21.41235],[-104.65948,21.4101],[-104.66288,21.40857],[-104.66564,21.40733],[-104.66851,21.40604],[-104.6721,21.40445],[-104.67569,21.40274],[-104.67938,21.4012],[-104.68299,21.39959],[-104.68629,21.39809],[-104.68953,21.39663],[-104.69351,21.3949],[-104.6961,21.39372],[-104.69851,21.39262],[-104.70095,21.39153],[-104.70514,21.38965],[-104.70706,21.38879],[-104.70946,21.38796],[-104.71191,21.38713],[-104.71434,21.38629],[-104.71719,21.38534],[-104.72168,21.38381],[-104.72213,21.38334]]}}
Línea 115.0 kV | LineString | 115.0 kV | 1 |  |  | CFE |  |  |  |  | OpenStreetMap | {"type":"Feature","properties":{},"geometry":{"type":"LineString","coordinates":[[-104.88789,21.47002],[-104.8885,21.47039],[-104.88912,21.47076],[-104.88989,21.47144],[-104.89048,21.47191],[-104.89144,21.47266],[-104.89245,21.47355],[-104.89301,21.4742],[-104.89386,21.47521],[-104.89457,21.47592],[-104.89511,21.47659],[-104.89578,21.47748],[-104.89655,21.47832],[-104.89726,21.47913],[-104.89787,21.47982],[-104.89848,21.48048],[-104.8992,21.48135],[-104.89976,21.48205],[-104.90052,21.48293],[-104.90106,21.48361],[-104.90196,21.4846],[-104.90284,21.48563],[-104.90347,21.48644],[-104.9038,21.48737],[-104.90392,21.48841],[-104.90399,21.48962],[-104.90412,21.49054],[-104.90435,21.49121],[-104.90481,21.49192],[-104.90544,21.49293],[-104.9061,21.49381],[-104.90683,21.49482],[-104.90736,21.4955],[-104.90791,21.49621],[-104.90865,21.49721],[-104.90955,21.49842],[-104.91034,21.49944],[-104.91104,21.49991],[-104.91175,21.5001],[-104.91286,21.50034],[-104.91391,21.50054],[-104.91504,21.50076],[-104.91625,21.501],[-104.91728,21.5012],[-104.91838,21.50155],[-104.91931,21.502],[-104.9202,21.50305],[-104.9207,21.50419],[-104.92153,21.506],[-104.92234,21.50798],[-104.92291,21.50924],[-104.92342,21.51024],[-104.92385,21.51123],[-104.92427,21.51231],[-104.9238,21.51274],[-104.9234,21.51283]]}}
Línea 115.0 kV | LineString | 115.0 kV | 2 |  |  | CFE |  |  |  |  | OpenStreetMap | {"type":"Feature","properties":{},"geometry":{"type":"LineString","coordinates":[[-104.84175,21.4846],[-104.84117,21.4844],[-104.8403,21.48411],[-104.83955,21.48388],[-104.83882,21.48364],[-104.83776,21.48332],[-104.83693,21.48306],[-104.83584,21.48276],[-104.83497,21.47994],[-104.83413,21.47726],[-104.83342,21.4749],[-104.83304,21.47373],[-104.83251,21.47197],[-104.83202,21.47053],[-104.8329,21.4695],[-104.83452,21.4676],[-104.83608,21.46577],[-104.83781,21.46373],[-104.84021,21.46316],[-104.8423,21.46267],[-104.84457,21.46213],[-104.84734,21.46147],[-104.84932,21.46101],[-104.85137,21.46051],[-104.85422,21.45983],[-104.857,21.45918],[-104.85952,21.45858],[-104.86232,21.45792],[-104.86518,21.45724],[-104.86739,21.45672],[-104.86924,21.45628]]}}
Línea 115.0 kV | LineString | 115.0 kV | 2 |  |  | CFE |  |  |  |  | OpenStreetMap | {"type":"Feature","properties":{},"geometry":{"type":"LineString","coordinates":[[-101.22077,20.52114],[-101.21918,20.51791],[-101.2176,20.5147],[-101.21798,20.51277],[-101.21829,20.51112],[-101.21859,20.50955],[-101.21903,20.50778],[-101.21979,20.50408],[-101.22057,20.50024],[-101.22123,20.49701],[-101.22188,20.49381],[-101.22085,20.49055],[-101.2199,20.48738],[-101.21894,20.4843],[-101.21793,20.48111],[-101.21692,20.47793],[-101.21677,20.47456],[-101.21666,20.47118],[-101.21653,20.46805],[-101.21642,20.46492],[-101.21621,20.4613],[-101.2161,20.45773],[-101.2159,20.45403],[-101.21582,20.45117],[-101.21558,20.44664],[-101.21547,20.44316],[-101.2153,20.43955],[-101.21519,20.43665],[-101.21503,20.43315],[-101.21491,20.42985],[-101.21475,20.4275],[-101.21433,20.42483],[-101.21382,20.42195],[-101.21326,20.41886],[-101.21269,20.41573],[-101.21215,20.41269],[-101.21156,20.40934],[-101.21101,20.40634],[-101.21039,20.40319],[-101.21046,20.40103],[-101.2105,20.39855],[-101.2105,20.39498],[-101.21051,20.39443],[-101.20923,20.39452],[-101.20823,20.3946],[-101.20721,20.39467],[-101.20596,20.39475],[-101.2053,20.39479],[-101.20509,20.39437]]}}
Línea 115.0 kV | LineString | 115.0 kV | 4 |  |  | CFE |  |  |  |  | OpenStreetMap | {"type":"Feature","properties":{},"geometry":{"type":"LineString","coordinates":[[-101.22622,20.53084],[-101.22441,20.5277],[-101.22246,20.52444],[-101.22077,20.52114]]}}
Línea 115.0 kV | LineString | 115.0 kV | 1 |  |  | CFE |  |  |  |  | OpenStreetMap | {"type":"Feature","properties":{},"geometry":{"type":"LineString","coordinates":[[-101.20355,20.52387],[-101.20326,20.52474],[-101.20275,20.52613],[-101.20234,20.52736],[-101.20172,20.52916],[-101.20113,20.53091],[-101.20053,20.53267],[-101.19989,20.53454],[-101.19932,20.53621],[-101.19873,20.53792],[-101.1983,20.53921],[-101.19719,20.53998],[-101.19571,20.54102],[-101.19457,20.54179],[-101.19401,20.54217],[-101.19284,20.54298],[-101.19185,20.54367],[-101.19178,20.54334]]}}
Línea 115.0 kV | LineString | 115.0 kV | 1 |  |  | CFE |  |  |  |  | OpenStreetMap | {"type":"Feature","properties":{},"geometry":{"type":"LineString","coordinates":[[-101.20479,20.39287],[-101.20617,20.39234],[-101.20835,20.39258],[-101.21052,20.39296],[-101.21378,20.39332],[-101.21491,20.39343],[-101.21715,20.39292],[-101.21936,20.3935],[-101.22279,20.39441],[-101.22678,20.39579],[-101.23033,20.39703],[-101.23565,20.39888],[-101.23979,20.39883],[-101.2428,20.39881],[-101.24591,20.39878],[-101.24939,20.39875],[-101.25321,20.39872],[-101.25714,20.39864],[-101.26142,20.39862],[-101.26525,20.39857],[-101.26899,20.39854],[-101.27276,20.39851],[-101.27719,20.39847],[-101.28051,20.39842],[-101.28416,20.3984],[-101.28794,20.39836],[-101.291,20.39731],[-101.29408,20.39624],[-101.29715,20.3952],[-101.29966,20.39434],[-101.30309,20.39428],[-101.30395,20.3942]]}}
Línea 115.0 kV | LineString | 115.0 kV | 2 |  |  | CFE |  |  |  |  | OpenStreetMap | {"type":"Feature","properties":{},"geometry":{"type":"LineString","coordinates":[[-100.89432,20.53314],[-100.89361,20.53305],[-100.89305,20.53289],[-100.89327,20.53154],[-100.89597,20.52948],[-100.89939,20.52695],[-100.89937,20.52409],[-100.89937,20.52075],[-100.89937,20.5171],[-100.89939,20.51554],[-100.8994,20.5144],[-100.89942,20.51123],[-100.8994,20.50801],[-100.8994,20.50676],[-100.89893,20.50547],[-100.89845,20.50418],[-100.89797,20.5029],[-100.89766,20.502],[-100.89745,20.50198],[-100.89422,20.50178],[-100.8906,20.50154],[-100.88702,20.50131],[-100.88337,20.50107],[-100.87998,20.50085],[-100.87658,20.50063],[-100.87343,20.50042],[-100.87121,20.50029],[-100.86872,20.50012],[-100.86654,20.49998],[-100.86437,20.49984],[-100.86128,20.49962],[-100.85877,20.50164],[-100.85555,20.50415],[-100.85382,20.50552],[-100.85041,20.50612],[-100.84811,20.50653]]}}
Línea 115.0 kV | LineString | 115.0 kV | 1 |  |  | CFE |  |  |  |  | OpenStreetMap | {"type":"Feature","properties":{},"geometry":{"type":"LineString","coordinates":[[-100.77798,20.39431],[-100.77684,20.39655],[-100.77717,20.40034],[-100.77754,20.40449],[-100.7779,20.40855],[-100.77825,20.41259],[-100.77861,20.41664],[-100.7789,20.42002],[-100.78145,20.42281],[-100.78194,20.42505],[-100.77947,20.42643],[-100.77965,20.42866],[-100.77947,20.43113],[-100.77937,20.43269],[-100.77925,20.43404],[-100.77905,20.43556],[-100.77887,20.43802],[-100.77912,20.44036],[-100.77943,20.44265],[-100.77954,20.4462],[-100.77961,20.44793],[-100.7797,20.45039],[-100.77988,20.45408],[-100.77724,20.45656],[-100.77417,20.4594],[-100.7734,20.46016],[-100.77257,20.46033],[-100.77164,20.46052],[-100.77067,20.46073],[-100.76962,20.46077],[-100.76856,20.46082],[-100.76752,20.46087],[-100.76665,20.46091],[-100.76579,20.46092],[-100.76499,20.46091],[-100.76294,20.46097],[-100.76284,20.46215],[-100.76275,20.46328],[-100.76265,20.46441],[-100.76256,20.46552],[-100.76246,20.46665],[-100.76237,20.46778],[-100.76227,20.4689],[-100.76218,20.47003],[-100.76208,20.47115],[-100.76199,20.47228],[-100.76189,20.4734],[-100.76179,20.47454],[-100.7617,20.47565],[-100.76162,20.47656],[-100.75921,20.47671],[-100.75764,20.47932],[-100.7556,20.48279],[-100.75351,20.48635],[-100.75146,20.48981],[-100.74939,20.49334],[-100.74736,20.49677],[-100.74541,20.50014],[-100.7426,20.50308],[-100.73979,20.50605],[-100.73698,20.50901],[-100.73426,20.51191],[-100.73172,20.5133],[-100.72924,20.51466],[-100.72613,20.51636],[-100.72285,20.51815],[-100.71979,20.51982],[-100.71824,20.52005],[-100.71775,20.52021]]}}
Línea 115.0 kV | LineString | 115.0 kV | 1 |  |  | CFE |  |  |  |  | OpenStreetMap | {"type":"Feature","properties":{},"geometry":{"type":"LineString","coordinates":[[-100.7178,20.52046],[-100.71829,20.52029],[-100.72054,20.51996],[-100.72371,20.51816],[-100.72685,20.51638],[-100.72992,20.5148],[-100.73236,20.51354],[-100.73473,20.51233],[-100.7372,20.51106],[-100.74036,20.50944],[-100.74312,20.50803],[-100.74657,20.50626],[-100.7502,20.50439],[-100.75368,20.50261],[-100.75736,20.50072],[-100.76092,20.49889],[-100.76455,20.49703],[-100.76816,20.49517],[-100.77069,20.49388],[-100.77129,20.49357]]}}
Línea 115.0 kV | LineString | 115.0 kV | 2 |  |  | CFE |  |  |  |  | OpenStreetMap | {"type":"Feature","properties":{},"geometry":{"type":"LineString","coordinates":[[-100.10901,20.46909],[-100.10688,20.47101],[-100.10518,20.47252],[-100.10301,20.47447],[-100.10125,20.47602],[-100.09852,20.4738],[-100.09597,20.47169],[-100.09372,20.46955],[-100.09132,20.46726],[-100.08895,20.46501],[-100.08655,20.46273],[-100.08644,20.46079],[-100.08635,20.45937]]}}
Línea 115.0 kV | LineString | 115.0 kV | 2 |  |  | CFE |  |  |  |  | OpenStreetMap | {"type":"Feature","properties":{},"geometry":{"type":"LineString","coordinates":[[-100.08793,20.4554],[-100.08857,20.4538],[-100.08952,20.45141],[-100.09057,20.44879]]}}
Línea 115.0 kV | LineString | 115.0 kV | 1 |  |  | CFE |  |  |  |  | OpenStreetMap | {"type":"Feature","properties":{},"geometry":{"type":"LineString","coordinates":[[-100.10901,20.46909],[-100.11082,20.46743],[-100.11198,20.46642],[-100.11324,20.4653],[-100.11508,20.46376]]}}
Línea 115.0 kV | LineString | 115.0 kV | 1 |  |  | CFE |  |  |  |  | OpenStreetMap | {"type":"Feature","properties":{},"geometry":{"type":"LineString","coordinates":[[-100.08635,20.45937],[-100.087,20.45787],[-100.08743,20.45686],[-100.08793,20.4554]]}}
Línea 115.0 kV | LineString | 115.0 kV | 1 |  |  | CFE |  |  |  |  | OpenStreetMap | {"type":"Feature","properties":{},"geometry":{"type":"LineString","coordinates":[[-100.08793,20.4554],[-100.08721,20.45707],[-100.0867,20.45824],[-100.08635,20.45937]]}}
Línea 115.0 kV | LineString | 115.0 kV | 2 |  |  | CFE |  |  |  |  | OpenStreetMap | {"type":"Feature","properties":{},"geometry":{"type":"LineString","coordinates":[[-100.11961,20.45949],[-100.11947,20.46022],[-100.11841,20.46128],[-100.11768,20.46201],[-100.11508,20.46441],[-100.11359,20.46578],[-100.1122,20.4671],[-100.11031,20.46885],[-100.10783,20.47111],[-100.10602,20.4728],[-100.1048,20.47394],[-100.1018,20.47673],[-100.10353,20.47861],[-100.10531,20.48056],[-100.10783,20.48295],[-100.11064,20.4856],[-100.11307,20.4879],[-100.11577,20.49045],[-100.11836,20.49295],[-100.1205,20.49498],[-100.12292,20.49725],[-100.1253,20.49952],[-100.12774,20.50184],[-100.1299,20.50386],[-100.13187,20.50575],[-100.13487,20.50857],[-100.13686,20.5118],[-100.13835,20.51419],[-100.13984,20.51658],[-100.14149,20.5196],[-100.14124,20.52113],[-100.14095,20.52285],[-100.14388,20.52408],[-100.14549,20.52704],[-100.14705,20.52992],[-100.14852,20.53267],[-100.15003,20.53545],[-100.15153,20.53821],[-100.15297,20.54087],[-100.15457,20.54384],[-100.15637,20.54716],[-100.15789,20.54995],[-100.15924,20.55246],[-100.16108,20.55589],[-100.16306,20.55954],[-100.16443,20.56201],[-100.16753,20.56228],[-100.17134,20.56258],[-100.17442,20.56293],[-100.17623,20.5631],[-100.17787,20.56322],[-100.17896,20.56723],[-100.17869,20.56921],[-100.17843,20.57119],[-100.17489,20.57115],[-100.17175,20.57109],[-100.1707,20.57096],[-100.16959,20.57083],[-100.16958,20.57108]]}}
Línea 115.0 kV | LineString | 115.0 kV | 1 |  |  | CFE |  |  |  |  | OpenStreetMap | {"type":"Feature","properties":{},"geometry":{"type":"LineString","coordinates":[[-112.10859,30.72484],[-112.10738,30.72473],[-112.10512,30.72456],[-112.10259,30.72434],[-112.10008,30.72416],[-112.09756,30.72396],[-112.09502,30.72375],[-112.09269,30.72357],[-112.0901,30.72336],[-112.08748,30.72314],[-112.08499,30.72292],[-112.08238,30.72312],[-112.07988,30.72327],[-112.07734,30.72344],[-112.0747,30.72362],[-112.07212,30.72379],[-112.06952,30.72396],[-112.06705,30.72308],[-112.06471,30.72226],[-112.06253,30.72152],[-112.06049,30.72079],[-112.05807,30.71995],[-112.05571,30.71911],[-112.05343,30.71831],[-112.05111,30.71751],[-112.04881,30.7167],[-112.04698,30.71606],[-112.04471,30.71528],[-112.04235,30.71447],[-112.04001,30.71365],[-112.03752,30.71277],[-112.03527,30.71198],[-112.033,30.71119],[-112.03065,30.71038],[-112.02818,30.70951],[-112.02584,30.70871],[-112.02353,30.70788],[-112.02094,30.70698],[-112.01839,30.7061],[-112.01613,30.70531],[-112.0139,30.70452],[-112.01167,30.70374],[-112.00938,30.70295],[-112.00706,30.70213],[-112.00492,30.70139],[-112.00251,30.70055],[-112.00021,30.69976],[-111.99792,30.69893],[-111.9956,30.69815],[-111.99321,30.69728],[-111.99092,30.69648],[-111.98865,30.69569],[-111.98577,30.69468],[-111.98426,30.69417],[-111.98241,30.69351],[-111.9803,30.6928],[-111.97846,30.69265],[-111.97659,30.69248],[-111.9747,30.69234],[-111.97242,30.69215],[-111.96995,30.69194],[-111.96747,30.69175],[-111.96501,30.69156],[-111.96258,30.69136],[-111.9598,30.69113],[-111.95744,30.69093],[-111.95497,30.69074],[-111.95227,30.69053],[-111.94979,30.69034],[-111.94738,30.69014],[-111.9449,30.68994],[-111.94244,30.68975],[-111.93998,30.68955],[-111.93759,30.68934],[-111.9351,30.68915],[-111.93265,30.68895],[-111.93015,30.68874],[-111.92763,30.68854],[-111.92515,30.68834],[-111.92262,30.68814],[-111.9201,30.68795],[-111.91759,30.68775],[-111.91511,30.68754],[-111.91267,30.68734],[-111.91022,30.68714],[-111.90773,30.68694],[-111.90525,30.68674],[-111.90268,30.68654],[-111.90021,30.68634],[-111.89767,30.68613],[-111.89704,30.68538]]}}
Línea 115.0 kV | LineString | 115.0 kV | 2 |  |  | CFE |  |  |  |  | OpenStreetMap | {"type":"Feature","properties":{},"geometry":{"type":"LineString","coordinates":[[-96.67829,17.08065],[-96.67869,17.08083],[-96.67896,17.08165],[-96.67927,17.08243],[-96.67974,17.08369],[-96.68027,17.0851],[-96.68093,17.08679],[-96.67915,17.09035],[-96.6778,17.093],[-96.67846,17.09542],[-96.67883,17.09661],[-96.67939,17.09769],[-96.68027,17.09846],[-96.68121,17.10001],[-96.68203,17.10137],[-96.6853,17.10186],[-96.68689,17.10216],[-96.68841,17.10284],[-96.68983,17.10345],[-96.69108,17.10403],[-96.69256,17.10467],[-96.69385,17.10526],[-96.69467,17.1067],[-96.696,17.10916],[-96.69679,17.11057],[-96.69771,17.11232],[-96.70129,17.11418],[-96.70464,17.11594],[-96.70549,17.11636],[-96.70855,17.11765],[-96.71083,17.11913],[-96.71233,17.11996],[-96.7133,17.12042],[-96.71487,17.12127],[-96.7182,17.12297],[-96.72156,17.12416],[-96.72412,17.12507],[-96.72633,17.12587],[-96.72772,17.12513],[-96.73014,17.12412],[-96.73371,17.12252],[-96.73628,17.12137],[-96.73907,17.12235],[-96.74133,17.12315],[-96.74393,17.12405],[-96.74629,17.12489],[-96.74802,17.12676],[-96.74858,17.12736],[-96.74894,17.12712],[-96.74941,17.12636],[-96.74998,17.12605],[-96.75132,17.12684],[-96.75253,17.12753],[-96.75334,17.1277],[-96.75406,17.12769],[-96.75551,17.12779],[-96.75646,17.12769],[-96.75742,17.12763],[-96.75863,17.12729],[-96.75893,17.12811]]}}
Línea 115.0 kV | LineString | 115.0 kV | 2 |  |  | CFE |  |  |  |  | OpenStreetMap | {"type":"Feature","properties":{},"geometry":{"type":"LineString","coordinates":[[-96.72946,17.05073],[-96.73026,17.05088],[-96.73025,17.05129],[-96.73027,17.052],[-96.73063,17.05264],[-96.73123,17.05311],[-96.7319,17.05339],[-96.73272,17.0536],[-96.73361,17.05373],[-96.73445,17.05385],[-96.73523,17.05409],[-96.73597,17.05451],[-96.73689,17.05517],[-96.73729,17.0556],[-96.73775,17.05626],[-96.73807,17.057],[-96.73818,17.05782],[-96.73818,17.05864],[-96.73827,17.05945],[-96.73841,17.06022],[-96.73862,17.06148],[-96.73877,17.06189],[-96.73917,17.06255],[-96.73961,17.0633],[-96.74004,17.06405],[-96.74042,17.06479],[-96.74084,17.06559],[-96.7412,17.06624],[-96.74155,17.06692],[-96.74188,17.06755],[-96.74228,17.0683],[-96.74263,17.06897],[-96.74295,17.06957],[-96.74326,17.07016],[-96.74442,17.07055],[-96.74759,17.07146],[-96.75076,17.07244],[-96.75216,17.07456],[-96.7535,17.0766],[-96.75535,17.07938],[-96.75722,17.0822],[-96.7593,17.08534],[-96.76132,17.08843],[-96.76298,17.09091],[-96.76487,17.09372],[-96.76663,17.0964],[-96.76847,17.09919],[-96.77027,17.10192],[-96.77231,17.10403],[-96.77432,17.10602],[-96.77658,17.10837],[-96.77899,17.11084],[-96.78165,17.11355],[-96.78369,17.11563],[-96.78617,17.11816],[-96.78833,17.12034],[-96.78822,17.12209],[-96.78824,17.12241]]}}
Línea 115.0 kV | LineString | 115.0 kV | 1 |  |  | CFE |  |  |  |  | OpenStreetMap | {"type":"Feature","properties":{},"geometry":{"type":"LineString","coordinates":[[-96.7329,16.5774],[-96.73234,16.57768],[-96.72963,16.58047],[-96.7268,16.58316],[-96.72717,16.58518],[-96.72768,16.58808],[-96.72826,16.59135],[-96.72865,16.59351],[-96.72919,16.59641],[-96.72979,16.5998],[-96.73029,16.60263],[-96.73069,16.60486],[-96.73162,16.61006],[-96.73236,16.61417],[-96.73297,16.61763],[-96.73341,16.62009],[-96.73402,16.62347],[-96.73448,16.62608],[-96.73506,16.62918],[-96.73694,16.63221],[-96.73933,16.63606],[-96.74105,16.6388],[-96.74318,16.6422],[-96.74515,16.64536],[-96.74716,16.64858],[-96.74892,16.65138],[-96.75073,16.65431],[-96.75213,16.65652],[-96.75193,16.65966],[-96.75172,16.66292],[-96.75148,16.66663],[-96.75129,16.66969],[-96.75108,16.67301],[-96.7508,16.67762],[-96.75055,16.68178],[-96.75039,16.6844],[-96.75013,16.68803],[-96.74995,16.69132],[-96.74971,16.69477],[-96.74951,16.69826],[-96.74924,16.70252],[-96.74898,16.70654],[-96.7487,16.71091],[-96.74853,16.71369],[-96.74834,16.71664],[-96.74812,16.72035],[-96.74794,16.72336],[-96.74774,16.72657],[-96.74756,16.7292],[-96.74735,16.73262],[-96.74715,16.73563],[-96.74702,16.73814],[-96.74683,16.74111],[-96.7466,16.74401],[-96.74863,16.74671],[-96.7502,16.74884],[-96.752,16.75121],[-96.75376,16.75359],[-96.75581,16.75626],[-96.75779,16.75901],[-96.75977,16.76166],[-96.76185,16.76446],[-96.76234,16.76677],[-96.76296,16.76976],[-96.76378,16.77371],[-96.76448,16.77704],[-96.76517,16.7805],[-96.76597,16.78432],[-96.76668,16.78766],[-96.7672,16.79026],[-96.76994,16.79111],[-96.7737,16.7923],[-96.77774,16.79355],[-96.78183,16.79483],[-96.78457,16.79567],[-96.78747,16.79624],[-96.79091,16.79681],[-96.79414,16.79734],[-96.79749,16.79807],[-96.80064,16.79861],[-96.80222,16.80081],[-96.80207,16.80342],[-96.80193,16.80685],[-96.80187,16.81057],[-96.80176,16.81474],[-96.80173,16.8172],[-96.80151,16.82179],[-96.80138,16.82725],[-96.80137,16.82746],[-96.80115,16.83527],[-96.80102,16.84008],[-96.80084,16.84451],[-96.80082,16.8484],[-96.80063,16.85399],[-96.80035,16.86096],[-96.80036,16.86424],[-96.8002,16.86756],[-96.8001,16.87194],[-96.80005,16.87555],[-96.79991,16.87905],[-96.79972,16.88563],[-96.79959,16.88906],[-96.79945,16.89263],[-96.79934,16.89541],[-96.79864,16.89824],[-96.79796,16.90063],[-96.79364,16.90184],[-96.7912,16.90255],[-96.78882,16.90337]]}}
Línea 115.0 kV | LineString | 115.0 kV | 1 |  |  | Comisión Federal de Electricidad |  |  |  |  | OpenStreetMap | {"type":"Feature","properties":{},"geometry":{"type":"LineString","coordinates":[[-96.63736,17.03834],[-96.63747,17.03818],[-96.63686,17.03832],[-96.63574,17.03847],[-96.6339,17.03874],[-96.63222,17.03897],[-96.63112,17.03913],[-96.62859,17.03948],[-96.62629,17.0398],[-96.62434,17.04009],[-96.62355,17.04018],[-96.62244,17.04033],[-96.62122,17.0405],[-96.61935,17.04026],[-96.61865,17.04013],[-96.61822,17.04092],[-96.61655,17.04118],[-96.61422,17.04148],[-96.61312,17.04163],[-96.61146,17.04186],[-96.60942,17.04215],[-96.60755,17.04243],[-96.60573,17.0427],[-96.60424,17.04291],[-96.60301,17.04212],[-96.60131,17.04111],[-96.59983,17.04014],[-96.59809,17.03915],[-96.59566,17.03764],[-96.59463,17.03699],[-96.59372,17.03644],[-96.59161,17.03518],[-96.5903,17.03434],[-96.58844,17.03326],[-96.58615,17.03183],[-96.58435,17.03076],[-96.58374,17.03036],[-96.5811,17.02876],[-96.5795,17.02778],[-96.57866,17.02726],[-96.57788,17.02678],[-96.57613,17.02569],[-96.57471,17.02482],[-96.57236,17.02339],[-96.57088,17.02277],[-96.56903,17.02198],[-96.56817,17.02162],[-96.56624,17.0208],[-96.56486,17.02022],[-96.56318,17.01948],[-96.56129,17.0187],[-96.5594,17.01788],[-96.55765,17.01713],[-96.55586,17.01641],[-96.55421,17.01568],[-96.55275,17.01504],[-96.55153,17.01452],[-96.55091,17.0141],[-96.54942,17.01307],[-96.54767,17.01185],[-96.54688,17.01131],[-96.54547,17.01033],[-96.54405,17.00932],[-96.54261,17.00833],[-96.54156,17.00762],[-96.54043,17.00682],[-96.53925,17.00597],[-96.53806,17.00518],[-96.53688,17.00437],[-96.53576,17.00358],[-96.53477,17.00289],[-96.53351,17.00201],[-96.53187,17.00087],[-96.53034,16.99983],[-96.52904,16.99889],[-96.52788,16.99807],[-96.52638,16.99762],[-96.52455,16.99704],[-96.52299,16.99655],[-96.52138,16.99601],[-96.51955,16.99547],[-96.51776,16.99494],[-96.51597,16.99435],[-96.51339,16.99356],[-96.51246,16.99325],[-96.51118,16.99285],[-96.50953,16.99236],[-96.50804,16.99189],[-96.50623,16.99135],[-96.50439,16.99076],[-96.50284,16.99026],[-96.50104,16.98969],[-96.49735,16.98855],[-96.49312,16.98722],[-96.49132,16.98663],[-96.48947,16.98602],[-96.48766,16.98547],[-96.48598,16.98497],[-96.48435,16.98444],[-96.48277,16.98394],[-96.48094,16.98339],[-96.47935,16.9829],[-96.47754,16.98233],[-96.47597,16.98185],[-96.47427,16.98131],[-96.47256,16.98081],[-96.47082,16.98025],[-96.46905,16.97973],[-96.46726,16.97916],[-96.46554,16.97864],[-96.46386,16.9781],[-96.46155,16.9774],[-96.46147,16.97792],[-96.46133,16.97791]]}}
Línea 115.0 kV | LineString | 115.0 kV | 2 |  |  | CFE |  |  |  |  | OpenStreetMap | {"type":"Feature","properties":{},"geometry":{"type":"LineString","coordinates":[[-96.69122,16.91364],[-96.68887,16.91461],[-96.68679,16.91768],[-96.68546,16.91963],[-96.68341,16.92265],[-96.68216,16.92446],[-96.68221,16.92846],[-96.68233,16.93196],[-96.68247,16.93543],[-96.68261,16.93901],[-96.68271,16.94253],[-96.6828,16.94406],[-96.6829,16.94696],[-96.68303,16.94995],[-96.68313,16.95228],[-96.68421,16.95519],[-96.68519,16.95782],[-96.6863,16.96079],[-96.68751,16.96394],[-96.68868,16.96706],[-96.69008,16.97081],[-96.69107,16.97343],[-96.6919,16.97565],[-96.69415,16.98166],[-96.69478,16.98335],[-96.69564,16.98557],[-96.69636,16.98755],[-96.69832,16.99229],[-96.69986,16.99684],[-96.70061,16.99888],[-96.7004,17.00112],[-96.69932,17.00342],[-96.69849,17.00521],[-96.69609,17.01024],[-96.69462,17.01332],[-96.69391,17.01475],[-96.69147,17.01971],[-96.69055,17.02172],[-96.68821,17.02644],[-96.68751,17.02798],[-96.68681,17.02938],[-96.68346,17.03179],[-96.68335,17.03434],[-96.68324,17.03704],[-96.68276,17.04377],[-96.6827,17.0446],[-96.68253,17.04688]]}}
Línea 115.0 kV | LineString | 115.0 kV | 1 |  |  | CFE |  |  |  |  | OpenStreetMap | {"type":"Feature","properties":{},"geometry":{"type":"LineString","coordinates":[[-96.80843,17.91285],[-96.80872,17.91266],[-96.81437,17.90784],[-96.81533,17.90708],[-96.8162,17.90486],[-96.81689,17.90279],[-96.8188,17.89718],[-96.81981,17.89591],[-96.8222,17.89312],[-96.82618,17.88846],[-96.829,17.88517],[-96.82987,17.88412],[-96.83387,17.8795],[-96.83467,17.87841],[-96.8351,17.87697],[-96.83614,17.87377],[-96.83741,17.8701],[-96.83952,17.86409],[-96.8404,17.86154],[-96.84095,17.8612],[-96.84281,17.86003],[-96.84633,17.8578],[-96.84913,17.85604],[-96.84988,17.8544],[-96.85206,17.84991],[-96.85327,17.84752],[-96.85528,17.84343],[-96.85651,17.8409],[-96.85704,17.83982],[-96.85776,17.83833],[-96.8594,17.837],[-96.86053,17.83606],[-96.86423,17.83298],[-96.86806,17.82972],[-96.871,17.82727],[-96.87681,17.8223],[-96.87901,17.82042],[-96.88464,17.81572],[-96.89028,17.81093],[-96.89253,17.80905],[-96.89395,17.80792],[-96.89754,17.80483],[-96.89926,17.80338],[-96.90055,17.80229],[-96.90316,17.80008],[-96.90744,17.79945],[-96.90864,17.79933],[-96.91203,17.79893],[-96.91406,17.79864],[-96.91734,17.79816],[-96.92244,17.7975],[-96.92455,17.7972],[-96.9289,17.79663],[-96.9296,17.79598],[-96.93183,17.7937],[-96.9344,17.79115],[-96.93604,17.78953],[-96.93739,17.78818],[-96.94122,17.78435],[-96.94246,17.7831],[-96.94428,17.78121],[-96.94494,17.78021],[-96.94616,17.77817],[-96.94926,17.77301],[-96.94935,17.7687],[-96.94943,17.7655],[-96.94947,17.76424],[-96.95237,17.76171],[-96.95268,17.76007],[-96.953,17.75874],[-96.95341,17.75671],[-96.95342,17.75104],[-96.95237,17.74766],[-96.9505,17.74202],[-96.94937,17.73827],[-96.94824,17.73469],[-96.94595,17.72748],[-96.94423,17.72214],[-96.94341,17.71957],[-96.94205,17.71516],[-96.94111,17.71226],[-96.93959,17.70743],[-96.93853,17.70407],[-96.93695,17.6991],[-96.93649,17.69764],[-96.93674,17.69603],[-96.93779,17.68812],[-96.93859,17.68211],[-96.93892,17.67979],[-96.93951,17.67547],[-96.9403,17.66972],[-96.94092,17.6652],[-96.94123,17.66296],[-96.94185,17.65845],[-96.94238,17.65454],[-96.94273,17.65183],[-96.9433,17.64745],[-96.94419,17.64117],[-96.94482,17.63673],[-96.94499,17.63522],[-96.9454,17.63209],[-96.94582,17.62901],[-96.94635,17.62491],[-96.94702,17.62023],[-96.94754,17.61617],[-96.94809,17.61216],[-96.94889,17.60675],[-96.94961,17.60087],[-96.94998,17.59812],[-96.94974,17.59291],[-96.94958,17.58984],[-96.94934,17.58389],[-96.94921,17.58128],[-96.94902,17.57742],[-96.94875,17.57111],[-96.94853,17.5664],[-96.94826,17.56061],[-96.94796,17.55429],[-96.9478,17.55181],[-96.94743,17.54301],[-96.94726,17.53929],[-96.94718,17.53761],[-96.94696,17.53321],[-96.94671,17.52779],[-96.94639,17.52061],[-96.94623,17.51694],[-96.94604,17.51274],[-96.94591,17.5099],[-96.9457,17.50518],[-96.94559,17.50222],[-96.94507,17.49303],[-96.94504,17.492],[-96.9448,17.48696],[-96.94458,17.48204],[-96.94359,17.4764],[-96.94277,17.47176],[-96.9417,17.46574],[-96.94088,17.46114],[-96.93978,17.45497],[-96.93861,17.44832],[-96.9377,17.44317],[-96.93718,17.44016],[-96.93625,17.43488],[-96.93525,17.4293],[-96.93377,17.42119],[-96.93331,17.41848],[-96.93283,17.41576],[-96.93234,17.41302],[-96.93172,17.40959],[-96.93102,17.40558],[-96.93041,17.40242],[-96.92982,17.39911],[-96.92882,17.39314],[-96.92844,17.39102],[-96.92779,17.38735],[-96.9275,17.38566],[-96.927,17.38276],[-96.92646,17.3796],[-96.92557,17.37473],[-96.92579,17.37402],[-96.9267,17.37051],[-96.92811,17.36535],[-96.92847,17.36402],[-96.92926,17.36116],[-96.93016,17.3579],[-96.93114,17.35448],[-96.93191,17.35161],[-96.93324,17.34671],[-96.93462,17.34169],[-96.93536,17.33895],[-96.93427,17.33598],[-96.93271,17.33155],[-96.93129,17.3276],[-96.93038,17.32506],[-96.92927,17.32208],[-96.92802,17.31847],[-96.92741,17.31675],[-96.92647,17.31423],[-96.92122,17.31177],[-96.91605,17.30932],[-96.91252,17.30764],[-96.9091,17.30605],[-96.90248,17.30289],[-96.89839,17.301],[-96.89519,17.29819],[-96.89219,17.29551],[-96.89016,17.29373],[-96.88754,17.2914],[-96.88311,17.28757],[-96.87983,17.2846],[-96.87811,17.28305],[-96.87491,17.28028],[-96.8716,17.27733],[-96.86719,17.27345],[-96.86178,17.26869],[-96.85917,17.26636],[-96.85584,17.26343],[-96.85044,17.261],[-96.84778,17.2598],[-96.84272,17.25748],[-96.84008,17.25634],[-96.83792,17.25536],[-96.83364,17.25344],[-96.82877,17.25126],[-96.82499,17.24951],[-96.82081,17.24766],[-96.81661,17.24576],[-96.81431,17.24362],[-96.81089,17.24045],[-96.80646,17.23637],[-96.80395,17.23405],[-96.80207,17.2303],[-96.80042,17.22702],[-96.79906,17.22429],[-96.79901,17.22419]]}}
Línea 115.0 kV | LineString | 115.0 kV | 4 |  |  | CFE |  |  |  |  | OpenStreetMap | {"type":"Feature","properties":{},"geometry":{"type":"LineString","coordinates":[[-106.16508,28.58695],[-106.16313,28.58968],[-106.1609,28.59263],[-106.15852,28.59615],[-106.15674,28.59851],[-106.15466,28.60154],[-106.15286,28.60397],[-106.15116,28.60639],[-106.14827,28.61051],[-106.14568,28.61405],[-106.14335,28.61736],[-106.14094,28.62071],[-106.13972,28.62243],[-106.13845,28.62421],[-106.13941,28.62691],[-106.13993,28.63164],[-106.14024,28.63467],[-106.13914,28.63759],[-106.13834,28.63817],[-106.1371,28.64148],[-106.13653,28.64301],[-106.13595,28.64458],[-106.13533,28.64619],[-106.1344,28.64674],[-106.13298,28.64683]]}}
Línea 115.0 kV | LineString | 115.0 kV | 2 |  |  | CFE |  |  |  |  | OpenStreetMap | {"type":"Feature","properties":{},"geometry":{"type":"LineString","coordinates":[[-106.13298,28.64683],[-106.13253,28.64701]]}}
Línea 115.0 kV | LineString | 115.0 kV | 2 |  |  | CFE |  |  |  |  | OpenStreetMap | {"type":"Feature","properties":{},"geometry":{"type":"LineString","coordinates":[[-106.13298,28.64683],[-106.1324,28.64692]]}}
Línea 115.0 kV | LineString | 115.0 kV | 2 |  |  | CFE |  |  |  |  | OpenStreetMap | {"type":"Feature","properties":{},"geometry":{"type":"LineString","coordinates":[[-106.16489,28.5862],[-106.1651,28.58638],[-106.16508,28.58695]]}}
Línea 115.0 kV | LineString | 115.0 kV | 2 |  |  | CFE |  |  |  |  | OpenStreetMap | {"type":"Feature","properties":{},"geometry":{"type":"LineString","coordinates":[[-106.16468,28.58635],[-106.1649,28.58657],[-106.16508,28.58695]]}}
Línea 115.0 kV | LineString | 115.0 kV | 2 |  |  | CFE |  |  |  |  | OpenStreetMap | {"type":"Feature","properties":{},"geometry":{"type":"LineString","coordinates":[[-105.44568,28.16725],[-105.44849,28.16639],[-105.45146,28.16543],[-105.45443,28.16444],[-105.45751,28.16342],[-105.45994,28.16262],[-105.46284,28.16169],[-105.46571,28.16073],[-105.46878,28.15974],[-105.47135,28.15889],[-105.47399,28.15804],[-105.47701,28.15708],[-105.47958,28.15622],[-105.48237,28.15532],[-105.48516,28.1544],[-105.48811,28.15343],[-105.49113,28.15244],[-105.49419,28.15145],[-105.49712,28.15049],[-105.49959,28.14968],[-105.50257,28.14871],[-105.50485,28.14795],[-105.50786,28.14695],[-105.51089,28.14596],[-105.51375,28.14503],[-105.51689,28.14404],[-105.52032,28.14297],[-105.52321,28.14206],[-105.52578,28.14123],[-105.52839,28.14041],[-105.53119,28.13952],[-105.53389,28.13866],[-105.53659,28.1378],[-105.53893,28.13706],[-105.54205,28.13608],[-105.545,28.13514],[-105.54796,28.13418],[-105.55062,28.13334],[-105.5533,28.1325],[-105.55657,28.1315],[-105.5598,28.13047],[-105.56282,28.12949],[-105.56541,28.12866],[-105.5676,28.12797],[-105.57044,28.12706],[-105.57344,28.12566],[-105.57568,28.12461],[-105.57884,28.1231],[-105.58164,28.12178],[-105.58443,28.12047],[-105.58732,28.11912],[-105.59018,28.11776],[-105.59307,28.11641],[-105.59596,28.11505],[-105.59885,28.11369],[-105.60144,28.11244],[-105.60401,28.11121],[-105.60701,28.10984],[-105.60979,28.10852],[-105.61302,28.10699],[-105.61589,28.10565],[-105.61875,28.10428],[-105.62195,28.10277],[-105.62474,28.10148],[-105.62751,28.10039],[-105.63047,28.09924],[-105.63348,28.09806],[-105.63636,28.09695],[-105.63884,28.096],[-105.64182,28.09484],[-105.64575,28.0933],[-105.64854,28.09223],[-105.65126,28.09118],[-105.65473,28.08984],[-105.65742,28.08878],[-105.66021,28.0877],[-105.66299,28.08663],[-105.66708,28.08505],[-105.6694,28.08415],[-105.67237,28.083],[-105.67526,28.08187],[-105.67791,28.08085],[-105.68057,28.07983],[-105.6831,28.07883],[-105.68685,28.07737],[-105.68948,28.07634],[-105.69231,28.07524],[-105.69529,28.07408],[-105.69789,28.07308],[-105.69981,28.07365],[-105.70191,28.07428]]}}
Línea 115.0 kV | LineString | 115.0 kV | 1 |  |  | CFE |  |  |  |  | OpenStreetMap | {"type":"Feature","properties":{},"geometry":{"type":"LineString","coordinates":[[-106.47158,31.49734],[-106.4719,31.49734],[-106.47192,31.49756],[-106.47143,31.49831],[-106.47166,31.50079],[-106.47183,31.5027],[-106.47198,31.50448],[-106.47215,31.50629],[-106.47231,31.50818],[-106.47251,31.51044],[-106.47268,31.51234],[-106.47283,31.51405],[-106.47301,31.51596],[-106.47318,31.51794],[-106.47333,31.51973],[-106.4735,31.52137],[-106.4736,31.52272],[-106.47434,31.52334],[-106.4744,31.52422],[-106.47449,31.52509],[-106.47387,31.52582],[-106.47401,31.52726],[-106.47416,31.52918],[-106.47432,31.53095],[-106.47449,31.53283],[-106.47465,31.5347],[-106.47483,31.53647],[-106.47491,31.53834],[-106.47537,31.54273],[-106.47501,31.54429],[-106.47462,31.54597],[-106.47426,31.54741],[-106.47394,31.54871],[-106.47349,31.55066],[-106.47308,31.55234],[-106.4727,31.55395],[-106.4722,31.55609],[-106.4717,31.55813],[-106.47128,31.55986],[-106.47079,31.56189],[-106.47037,31.56367],[-106.46997,31.56536],[-106.4696,31.56688],[-106.46922,31.56848],[-106.46881,31.57017],[-106.46839,31.57195],[-106.46794,31.57382],[-106.46748,31.57572],[-106.46711,31.57727],[-106.4667,31.57895],[-106.46626,31.58081],[-106.46581,31.58268],[-106.46541,31.58436],[-106.46515,31.58542],[-106.46392,31.58529],[-106.46269,31.58507],[-106.46177,31.5849],[-106.4613,31.58589],[-106.46084,31.58691],[-106.46068,31.58727]]}}
Línea 115.0 kV | LineString | 115.0 kV | 1 |  |  | CFE |  |  |  |  | OpenStreetMap | {"type":"Feature","properties":{},"geometry":{"type":"LineString","coordinates":[[-106.46639,31.4221],[-106.46676,31.42208],[-106.46874,31.42255],[-106.46836,31.42426],[-106.46795,31.42612],[-106.46753,31.42799],[-106.46714,31.42977],[-106.46667,31.43185],[-106.46626,31.43372],[-106.46585,31.43561],[-106.466,31.43738],[-106.46614,31.43893],[-106.46629,31.44064],[-106.46646,31.44252],[-106.46663,31.44444],[-106.4668,31.44628],[-106.46695,31.448],[-106.46706,31.4493],[-106.46717,31.45047],[-106.46721,31.45099],[-106.46733,31.45237],[-106.46746,31.45379],[-106.46761,31.45549],[-106.46778,31.45738],[-106.46795,31.45928],[-106.46812,31.46116],[-106.46826,31.4628],[-106.46843,31.46468],[-106.4686,31.46658],[-106.46878,31.46854],[-106.46893,31.47024],[-106.46909,31.47197],[-106.46925,31.47377],[-106.4694,31.47558],[-106.46957,31.47746],[-106.46975,31.47935],[-106.46989,31.48108],[-106.47006,31.48297],[-106.47024,31.48486],[-106.4704,31.48666],[-106.47055,31.48837],[-106.4707,31.49009],[-106.47086,31.4919],[-106.47104,31.49386],[-106.47125,31.49625],[-106.47184,31.4969],[-106.47187,31.4972],[-106.47157,31.49717]]}}
Línea 115.0 kV | LineString | 115.0 kV | 1 |  |  | CFE |  |  |  |  | OpenStreetMap | {"type":"Feature","properties":{},"geometry":{"type":"LineString","coordinates":[[-107.69813,25.0893],[-107.69836,25.08931],[-107.69901,25.08959],[-107.70124,25.09053],[-107.70351,25.09152],[-107.70585,25.09252],[-107.70827,25.0936],[-107.71123,25.09534],[-107.71361,25.09664],[-107.71605,25.0981],[-107.71814,25.09929],[-107.72042,25.10061],[-107.72253,25.10182],[-107.7246,25.103],[-107.72686,25.1043],[-107.72894,25.10552],[-107.73137,25.10693],[-107.7335,25.10814],[-107.73585,25.10953],[-107.73817,25.11088],[-107.74079,25.11242],[-107.74256,25.11344],[-107.74442,25.11451],[-107.74696,25.11597],[-107.74905,25.11718],[-107.751,25.1183],[-107.75344,25.11971],[-107.75553,25.12093],[-107.75748,25.12206],[-107.75982,25.12341],[-107.76183,25.12461],[-107.76381,25.12574],[-107.76568,25.1274],[-107.76765,25.12919],[-107.7696,25.13094],[-107.77143,25.13261],[-107.77347,25.13444],[-107.77522,25.13602],[-107.77694,25.13756],[-107.77912,25.13954],[-107.78038,25.14068],[-107.78236,25.14247],[-107.78355,25.14353],[-107.78514,25.14499],[-107.78543,25.14547],[-107.7867,25.14757],[-107.78773,25.14933],[-107.78886,25.15124],[-107.79022,25.1535],[-107.79143,25.1556],[-107.79263,25.15759],[-107.79399,25.15992],[-107.79503,25.16168],[-107.79616,25.16358],[-107.79738,25.16562],[-107.79853,25.16758],[-107.79965,25.1695],[-107.80212,25.17178],[-107.8038,25.17331],[-107.80534,25.17473],[-107.80707,25.17635],[-107.80884,25.17797],[-107.81058,25.17954],[-107.81207,25.18088],[-107.81408,25.1813],[-107.81594,25.18168],[-107.81756,25.182],[-107.81923,25.18233],[-107.82068,25.18263],[-107.82333,25.18314],[-107.82585,25.18367],[-107.82845,25.18415],[-107.83088,25.18463],[-107.83334,25.18512],[-107.83544,25.18554],[-107.8378,25.18677],[-107.83998,25.18789],[-107.84232,25.18911],[-107.84466,25.19033],[-107.84648,25.19126],[-107.84882,25.19249],[-107.85133,25.19378],[-107.85416,25.19523],[-107.85652,25.19649],[-107.85891,25.19772],[-107.86133,25.19899],[-107.86355,25.20015],[-107.86589,25.20137],[-107.86817,25.20253],[-107.87037,25.20368],[-107.87281,25.20493],[-107.87398,25.20665],[-107.8752,25.2084],[-107.87658,25.21041],[-107.87765,25.21195],[-107.87856,25.21326],[-107.87989,25.21518],[-107.88169,25.21778],[-107.88305,25.21974],[-107.88433,25.22159],[-107.88602,25.22401],[-107.88741,25.226],[-107.88879,25.228],[-107.89018,25.22998],[-107.8914,25.23174],[-107.89295,25.23398],[-107.89453,25.23626],[-107.89583,25.23813],[-107.89716,25.24005],[-107.89817,25.2415],[-107.89932,25.24318],[-107.90122,25.24589],[-107.90179,25.24672],[-107.90353,25.24918],[-107.90421,25.25081],[-107.90515,25.25304],[-107.90603,25.25499],[-107.90601,25.25736],[-107.90596,25.2596],[-107.90595,25.26151],[-107.90593,25.26356],[-107.90712,25.26576],[-107.90816,25.26762],[-107.90941,25.2699],[-107.91071,25.27225],[-107.91186,25.27435],[-107.91298,25.27638],[-107.9141,25.27841],[-107.91535,25.28068],[-107.91638,25.28254],[-107.91755,25.28466],[-107.91863,25.28659],[-107.91974,25.28862],[-107.92087,25.29063],[-107.92178,25.29233],[-107.92313,25.29475],[-107.92446,25.29719],[-107.92559,25.29923],[-107.9267,25.30124],[-107.92802,25.30364],[-107.92919,25.30577],[-107.93027,25.30772],[-107.93151,25.31002],[-107.9327,25.31217],[-107.93378,25.3141],[-107.93443,25.31528],[-107.93517,25.3166],[-107.93654,25.31911],[-107.93739,25.32064],[-107.93883,25.32322],[-107.9399,25.32521],[-107.94099,25.32717],[-107.94222,25.3294],[-107.94306,25.33094],[-107.94473,25.33393],[-107.94612,25.33504],[-107.94853,25.33693],[-107.95046,25.33847],[-107.95206,25.33971],[-107.95433,25.34149],[-107.95633,25.34309],[-107.95836,25.3447],[-107.96074,25.34652],[-107.96261,25.348],[-107.96445,25.34951],[-107.96686,25.35143],[-107.96814,25.35246],[-107.97099,25.35468],[-107.97317,25.35638],[-107.97491,25.35775],[-107.97686,25.35932],[-107.97904,25.36103],[-107.98093,25.36251],[-107.98304,25.36415],[-107.98516,25.36581],[-107.98725,25.3675],[-107.9904,25.36919],[-107.993,25.37058],[-107.99496,25.37161],[-107.99735,25.37285],[-108.00001,25.3743],[-108.00338,25.37607],[-108.00539,25.37716],[-108.00766,25.37836],[-108.00964,25.37942],[-108.01178,25.38052],[-108.01377,25.38156],[-108.01667,25.38312],[-108.01854,25.38414],[-108.02048,25.38517],[-108.02319,25.3866],[-108.02553,25.38786],[-108.02799,25.38913],[-108.02953,25.39116],[-108.03115,25.39333],[-108.03255,25.39517],[-108.03404,25.39712],[-108.03551,25.39902],[-108.03711,25.40116],[-108.03846,25.40294],[-108.04007,25.40506],[-108.04166,25.40718],[-108.04312,25.4091],[-108.04466,25.4111],[-108.04613,25.41308],[-108.04781,25.41522],[-108.04892,25.41675],[-108.05025,25.41846],[-108.05165,25.42033],[-108.05307,25.42217],[-108.05444,25.42397],[-108.05591,25.42591],[-108.05738,25.42784],[-108.05875,25.42963],[-108.06039,25.43181],[-108.06178,25.43367],[-108.06248,25.43457],[-108.06322,25.43552],[-108.06389,25.43643],[-108.06459,25.43729],[-108.06506,25.43871],[-108.06536,25.43969],[-108.06552,25.44087],[-108.0658,25.44195],[-108.06609,25.4431],[-108.06635,25.44427],[-108.06654,25.44499],[-108.06785,25.44526],[-108.06843,25.44503]]}}
Línea 115.0 kV | LineString | 115.0 kV | 2 |  |  | CFE |  |  |  |  | OpenStreetMap | {"type":"Feature","properties":{},"geometry":{"type":"LineString","coordinates":[[-100.10504,25.6762],[-100.1046,25.67849],[-100.10391,25.68164],[-100.10325,25.68485],[-100.10307,25.68577],[-100.10248,25.68858],[-100.10202,25.69108],[-100.1017,25.69258],[-100.10017,25.69994],[-100.10076,25.7035],[-100.10145,25.70723],[-100.10212,25.71087],[-100.10256,25.71317],[-100.10596,25.71539],[-100.10699,25.71748],[-100.10782,25.71918]]}}
Línea 115.0 kV | LineString | 115.0 kV | 2 |  |  | CFE |  |  |  |  | OpenStreetMap | {"type":"Feature","properties":{},"geometry":{"type":"LineString","coordinates":[[-100.3347,25.66373],[-100.33459,25.66368],[-100.33465,25.66346],[-100.33512,25.66347],[-100.33533,25.66228],[-100.33617,25.66119],[-100.33647,25.65846],[-100.33676,25.65781],[-100.33707,25.65699],[-100.33769,25.65535],[-100.33824,25.65481],[-100.33856,25.65459]]}}
Línea 115.0 kV | LineString | 115.0 kV | 1 |  |  | CFE |  |  |  |  | OpenStreetMap | {"type":"Feature","properties":{},"geometry":{"type":"LineString","coordinates":[[-100.34744,25.65309],[-100.34631,25.65307],[-100.34508,25.65319],[-100.34436,25.65329],[-100.34292,25.65347],[-100.34191,25.65358],[-100.34095,25.65383]]}}
Línea 115.0 kV | LineString | 115.0 kV | 1 |  |  | CFE |  |  |  |  | OpenStreetMap | {"type":"Feature","properties":{},"geometry":{"type":"LineString","coordinates":[[-100.10574,25.7221],[-100.10563,25.72185],[-100.10551,25.72159],[-100.10475,25.71955],[-100.10095,25.71744],[-100.1031,25.71337],[-100.10246,25.71012],[-100.10197,25.70714],[-100.10139,25.70424],[-100.10085,25.70093],[-100.10159,25.69776],[-100.10232,25.69504],[-100.10304,25.69253],[-100.10349,25.69084],[-100.10408,25.68848],[-100.10487,25.68559],[-100.10563,25.68247],[-100.1064,25.67949],[-100.10727,25.67644],[-100.10815,25.67301],[-100.10907,25.66957],[-100.10992,25.66622],[-100.11082,25.66277],[-100.11163,25.65983],[-100.11273,25.65552],[-100.11362,25.65218],[-100.11434,25.64945],[-100.11513,25.64656],[-100.11751,25.6444],[-100.12004,25.64219],[-100.12295,25.63957],[-100.12579,25.63704],[-100.12893,25.63425],[-100.13019,25.63313],[-100.13084,25.63257]]}}
Línea 115.0 kV | LineString | 115.0 kV | 1 |  |  | CFE |  |  |  |  | OpenStreetMap | {"type":"Feature","properties":{},"geometry":{"type":"LineString","coordinates":[[-100.40887,25.66915],[-100.40853,25.66736]]}}
Línea 115.0 kV | LineString | 115.0 kV | 1 |  |  | CFE |  |  |  |  | OpenStreetMap | {"type":"Feature","properties":{},"geometry":{"type":"LineString","coordinates":[[-100.33473,25.66386],[-100.33469,25.66398],[-100.33504,25.66408],[-100.33548,25.66341],[-100.33573,25.66223],[-100.33687,25.6624],[-100.33729,25.66252],[-100.33759,25.66208],[-100.33777,25.66219]]}}
Línea 115.0 kV | LineString | 115.0 kV | 2 |  |  | CFE |  |  |  |  | OpenStreetMap | {"type":"Feature","properties":{},"geometry":{"type":"LineString","coordinates":[[-107.3708,24.78762],[-107.36977,24.78825],[-107.36711,24.78819],[-107.36452,24.78812],[-107.36157,24.78803],[-107.35879,24.78797],[-107.35685,24.78621],[-107.35638,24.78293],[-107.35589,24.77933],[-107.35549,24.77646],[-107.35641,24.77344],[-107.35692,24.7718]]}}
Línea 115.0 kV | LineString | 115.0 kV | 2 |  |  | CFE |  |  |  |  | OpenStreetMap | {"type":"Feature","properties":{},"geometry":{"type":"LineString","coordinates":[[-107.45306,24.75479],[-107.45184,24.75555],[-107.45149,24.75555]]}}
Línea 115.0 kV | LineString | 115.0 kV | 2 |  |  | CFE |  |  |  |  | OpenStreetMap | {"type":"Feature","properties":{},"geometry":{"type":"LineString","coordinates":[[-107.3709,24.78781],[-107.37031,24.78801],[-107.36985,24.78855],[-107.36942,24.78902],[-107.36879,24.789],[-107.36816,24.78897],[-107.36706,24.78893],[-107.36614,24.78889],[-107.36502,24.78886],[-107.36396,24.78882],[-107.363,24.78879],[-107.36204,24.78876],[-107.36097,24.78873],[-107.35997,24.78869],[-107.35932,24.78867],[-107.35943,24.79007],[-107.35955,24.79101],[-107.35967,24.79201],[-107.35977,24.79292],[-107.35987,24.79345],[-107.35996,24.79396],[-107.36011,24.79491],[-107.36023,24.79568],[-107.36032,24.79627],[-107.3604,24.7968],[-107.36052,24.79755],[-107.36065,24.79839],[-107.36074,24.79897],[-107.36085,24.79966],[-107.36097,24.80039],[-107.3611,24.8012],[-107.36116,24.80159]]}}
Línea 115.0 kV | LineString | 115.0 kV | 2 |  |  | CFE |  |  |  |  | OpenStreetMap | {"type":"Feature","properties":{},"geometry":{"type":"LineString","coordinates":[[-103.33291,25.41882],[-103.33123,25.42125],[-103.32973,25.42356],[-103.32803,25.42617],[-103.32634,25.42878],[-103.32448,25.43163],[-103.32264,25.43442],[-103.32082,25.43731],[-103.31894,25.44019],[-103.31712,25.44299],[-103.31525,25.44586],[-103.31342,25.44871],[-103.31192,25.45106],[-103.31061,25.45256]]}}
Línea 115.0 kV | LineString | 115.0 kV | 1 |  |  | CFE |  |  |  |  | OpenStreetMap | {"type":"Feature","properties":{},"geometry":{"type":"LineString","coordinates":[[-103.24,25.53456],[-103.23981,25.53461],[-103.23952,25.53523],[-103.23908,25.53767],[-103.23571,25.5434],[-103.23448,25.54488],[-103.23352,25.54603],[-103.23263,25.54712],[-103.23222,25.54758],[-103.23161,25.54832],[-103.2311,25.54893],[-103.22994,25.55033],[-103.22889,25.55157],[-103.22757,25.55318],[-103.22629,25.55474],[-103.22497,25.5563],[-103.22393,25.55752],[-103.22268,25.55906],[-103.22138,25.56061],[-103.22015,25.56208],[-103.21925,25.56315],[-103.21824,25.56437],[-103.21798,25.56543],[-103.21879,25.56563]]}}
Línea 115.0 kV | LineString | 115.0 kV | 1 |  |  | CFE |  |  |  |  | OpenStreetMap | {"type":"Feature","properties":{},"geometry":{"type":"LineString","coordinates":[[-103.38574,25.59226],[-103.38575,25.59171],[-103.38442,25.59164],[-103.38253,25.59154],[-103.38073,25.59145],[-103.37864,25.59134],[-103.37639,25.59122],[-103.37463,25.59113],[-103.37193,25.59099],[-103.36956,25.59087],[-103.36753,25.59076],[-103.36569,25.59066],[-103.36395,25.59058],[-103.36167,25.59046],[-103.35933,25.59033],[-103.35724,25.59022],[-103.35516,25.59011],[-103.35317,25.59001],[-103.35109,25.58989],[-103.34903,25.58978],[-103.34696,25.58968],[-103.34497,25.58957],[-103.34298,25.58947],[-103.3409,25.58936],[-103.33887,25.58925],[-103.33683,25.58914],[-103.33482,25.58902],[-103.33276,25.5889],[-103.33065,25.58881],[-103.32844,25.58868],[-103.32631,25.58857],[-103.32441,25.58847],[-103.32232,25.58836],[-103.32069,25.58829],[-103.31889,25.58819],[-103.31686,25.58809],[-103.31473,25.58797],[-103.31274,25.58786],[-103.31076,25.58776],[-103.30946,25.58769],[-103.30758,25.5876],[-103.30559,25.58748],[-103.30398,25.58625],[-103.30237,25.58502],[-103.30112,25.58407],[-103.29966,25.58296],[-103.29837,25.58198],[-103.29696,25.58091],[-103.29555,25.57983],[-103.29425,25.57885],[-103.29273,25.57769],[-103.29112,25.57645],[-103.28967,25.57535],[-103.28808,25.57414],[-103.28687,25.57321],[-103.2853,25.57201],[-103.28351,25.57064],[-103.28177,25.56931],[-103.28035,25.56824],[-103.27901,25.56724],[-103.27758,25.56611],[-103.27602,25.56494],[-103.27447,25.56376],[-103.27313,25.56274],[-103.27157,25.56154],[-103.26977,25.56017],[-103.26811,25.5589],[-103.26659,25.55774],[-103.26507,25.55659],[-103.26351,25.55539],[-103.26196,25.55421],[-103.26017,25.55287],[-103.25863,25.55148],[-103.25713,25.55017],[-103.25576,25.54898],[-103.25427,25.54764],[-103.25285,25.5464],[-103.25139,25.5451],[-103.25029,25.54414],[-103.24875,25.54278],[-103.2473,25.54151],[-103.2456,25.54004],[-103.24391,25.53851],[-103.24277,25.5375],[-103.24133,25.53625],[-103.24037,25.53533],[-103.24013,25.53473],[-103.24011,25.53457]]}}
Línea 115.0 kV | LineString | 115.0 kV | 1 |  |  | CFE |  |  |  |  | OpenStreetMap | {"type":"Feature","properties":{},"geometry":{"type":"LineString","coordinates":[[-103.26629,25.45888],[-103.26602,25.45883],[-103.26586,25.45956],[-103.26547,25.46135],[-103.26507,25.46312],[-103.2647,25.46486],[-103.26429,25.46664],[-103.26389,25.46847],[-103.26351,25.47018],[-103.26312,25.47194],[-103.26274,25.4737],[-103.26234,25.47549],[-103.26195,25.47725],[-103.26156,25.47903],[-103.2611,25.48113],[-103.26072,25.48291],[-103.26032,25.48466],[-103.25994,25.48641],[-103.25954,25.4882],[-103.25914,25.48999],[-103.25868,25.49208],[-103.2583,25.49384],[-103.25784,25.49591],[-103.25738,25.49799],[-103.25692,25.50008],[-103.25652,25.50184],[-103.25614,25.5036],[-103.25574,25.50538],[-103.25535,25.50714],[-103.25496,25.50891],[-103.25457,25.51068],[-103.25418,25.51247],[-103.2538,25.5142],[-103.25341,25.51597],[-103.25294,25.51807],[-103.25249,25.52015],[-103.25203,25.52223],[-103.25156,25.52431],[-103.25118,25.52608],[-103.25077,25.52793],[-103.25036,25.52976],[-103.24998,25.5315],[-103.24973,25.53261],[-103.24949,25.53372],[-103.24919,25.53511],[-103.24861,25.53497],[-103.24759,25.53472],[-103.24653,25.53447],[-103.24548,25.53422],[-103.2445,25.53398],[-103.24349,25.53374],[-103.24224,25.53345],[-103.24105,25.53316],[-103.23994,25.5329],[-103.23955,25.5328],[-103.23955,25.53372],[-103.23956,25.53465],[-103.23783,25.53558],[-103.23611,25.53649],[-103.23435,25.53741],[-103.23233,25.53721],[-103.23034,25.53702],[-103.22856,25.53683],[-103.22711,25.53666],[-103.22438,25.53638],[-103.22191,25.53611],[-103.22052,25.53597],[-103.21842,25.53714]]}}
Línea 115.0 kV | LineString | 115.0 kV | 2 |  |  | CFE |  |  |  |  | OpenStreetMap | {"type":"Feature","properties":{},"geometry":{"type":"LineString","coordinates":[[-106.53661,31.73192],[-106.53643,31.73211],[-106.53594,31.73181],[-106.53672,31.7309],[-106.53744,31.73008],[-106.53883,31.72814],[-106.54026,31.72615],[-106.53985,31.72317],[-106.53952,31.72063],[-106.53924,31.71847],[-106.5343,31.71593],[-106.53107,31.71429],[-106.52688,31.71214],[-106.52398,31.71067],[-106.52191,31.70964],[-106.51935,31.70831],[-106.51802,31.70692],[-106.51627,31.70512],[-106.51444,31.70328],[-106.51121,31.69996],[-106.50863,31.69733],[-106.50705,31.69571],[-106.50572,31.69433],[-106.50411,31.69421],[-106.4998,31.69397],[-106.49625,31.69375],[-106.4897,31.69332],[-106.48763,31.69318],[-106.48698,31.69329],[-106.48607,31.6935],[-106.48459,31.6938],[-106.48314,31.69411],[-106.48185,31.69438]]}}
Línea 115.0 kV | LineString | 115.0 kV | 1 |  |  | CFE |  |  |  |  | OpenStreetMap | {"type":"Feature","properties":{},"geometry":{"type":"LineString","coordinates":[[-93.48382,17.65422],[-93.48386,17.65412],[-93.48226,17.65381],[-93.47946,17.65357],[-93.47545,17.65324],[-93.47177,17.65292],[-93.46835,17.65264],[-93.46494,17.65235],[-93.46124,17.65204],[-93.45725,17.65172],[-93.45276,17.65134],[-93.44968,17.65107],[-93.44683,17.65083],[-93.44276,17.65072],[-93.43885,17.65063],[-93.43493,17.65051],[-93.43095,17.65039],[-93.42708,17.6503],[-93.42316,17.6502],[-93.41955,17.6501],[-93.41627,17.64999],[-93.41285,17.6498],[-93.4093,17.64964],[-93.40537,17.64941],[-93.40179,17.64923],[-93.39874,17.64905],[-93.39615,17.64989],[-93.39375,17.65066],[-93.38988,17.65187],[-93.38453,17.6537],[-93.38134,17.65469],[-93.37774,17.65581],[-93.37613,17.65634],[-93.37325,17.65729],[-93.37031,17.65827],[-93.36707,17.65934],[-93.36446,17.66017],[-93.36185,17.661],[-93.35865,17.66205],[-93.35498,17.66323],[-93.35106,17.6645],[-93.34761,17.66562],[-93.34437,17.66673],[-93.34112,17.6678],[-93.33778,17.66889],[-93.33423,17.67005],[-93.33043,17.67127],[-93.32677,17.67248],[-93.3228,17.67375],[-93.31808,17.67529],[-93.31386,17.67668],[-93.31069,17.67772],[-93.30669,17.67906],[-93.30337,17.68008],[-93.29968,17.68129],[-93.29402,17.68317],[-93.28977,17.68456],[-93.28621,17.68566],[-93.28167,17.68711],[-93.27831,17.68819],[-93.27544,17.68916],[-93.27083,17.69065],[-93.26696,17.6919],[-93.2634,17.69307],[-93.2597,17.6948],[-93.25631,17.69636],[-93.25364,17.6976],[-93.25013,17.69927],[-93.24748,17.70051],[-93.2445,17.70192],[-93.24157,17.70326],[-93.23837,17.70478],[-93.23482,17.7064],[-93.23202,17.70774],[-93.22782,17.7097],[-93.2255,17.71078],[-93.22293,17.712],[-93.21948,17.71361],[-93.21664,17.71493],[-93.21315,17.71657],[-93.20993,17.71809],[-93.20611,17.71988],[-93.20231,17.72168],[-93.19985,17.72284],[-93.19746,17.72394],[-93.19452,17.72533],[-93.1909,17.72768],[-93.18721,17.7301],[-93.18444,17.73196],[-93.18168,17.73378],[-93.17889,17.73564],[-93.17597,17.73754],[-93.17326,17.73933],[-93.17047,17.74113],[-93.16714,17.74336],[-93.16403,17.74544],[-93.16272,17.74628],[-93.16022,17.74795],[-93.15666,17.75031],[-93.15464,17.75165],[-93.15179,17.75351],[-93.14807,17.75597],[-93.14402,17.75863],[-93.14232,17.75975],[-93.13968,17.7615],[-93.13718,17.76312],[-93.13538,17.76432],[-93.1324,17.76629],[-93.12934,17.76831],[-93.12635,17.77025],[-93.12231,17.77293],[-93.11824,17.7756],[-93.11583,17.77718],[-93.11191,17.77977],[-93.10874,17.78185],[-93.10588,17.78374],[-93.10292,17.78569],[-93.09932,17.78806],[-93.09606,17.7902],[-93.09284,17.79232],[-93.08979,17.79433],[-93.08705,17.79615],[-93.08343,17.79852],[-93.08005,17.80072],[-93.0756,17.80366],[-93.07058,17.8037],[-93.06736,17.80374],[-93.06434,17.80376],[-93.06021,17.80379],[-93.0566,17.80382],[-93.05275,17.80386],[-93.0487,17.80389],[-93.04506,17.80392],[-93.04119,17.80395],[-93.03769,17.80397],[-93.03476,17.80399],[-93.0315,17.80402],[-93.02808,17.80404],[-93.02436,17.80407],[-93.02132,17.80409],[-93.01848,17.80411],[-93.01464,17.80415],[-93.01105,17.80418],[-93.00689,17.80422],[-93.00375,17.80502],[-93.00068,17.80582],[-92.99695,17.80678],[-92.9938,17.80759],[-92.99038,17.80847],[-92.98635,17.8095],[-92.98292,17.81037],[-92.97998,17.81112],[-92.97731,17.8118],[-92.97431,17.81257],[-92.97099,17.81343],[-92.96806,17.81416],[-92.96438,17.81509],[-92.96011,17.81618],[-92.95763,17.81681],[-92.95571,17.81879],[-92.95381,17.82068],[-92.95179,17.82267],[-92.9495,17.82496],[-92.9465,17.82795],[-92.9442,17.83028],[-92.94135,17.83305],[-92.93964,17.83476],[-92.93735,17.83705],[-92.93572,17.83868],[-92.93339,17.84097],[-92.93191,17.84247],[-92.93096,17.84341],[-92.92827,17.84609]]}}
Línea 115.0 kV | LineString | 115.0 kV |  |  |  | CFE |  |  |  |  | OpenStreetMap | {"type":"Feature","properties":{},"geometry":{"type":"LineString","coordinates":[[-94.30573,18.05403],[-94.30875,18.0524],[-94.31011,18.05124],[-94.31347,18.04819],[-94.31755,18.04451],[-94.32026,18.04198],[-94.32038,18.03647],[-94.32046,18.03382],[-94.32046,18.03068],[-94.32049,18.02681],[-94.32057,18.02268],[-94.32065,18.01943],[-94.32075,18.0143],[-94.32329,18.00917],[-94.32382,18.00875]]}}
Línea 115.0 kV | LineString | 115.0 kV |  |  |  | CFE |  |  |  |  | OpenStreetMap | {"type":"Feature","properties":{},"geometry":{"type":"LineString","coordinates":[[-94.36086,18.10177],[-94.359,18.10309],[-94.35698,18.10457],[-94.35468,18.10621],[-94.34969,18.10568],[-94.34552,18.10526],[-94.34333,18.10504],[-94.34134,18.10102],[-94.3398,18.09792],[-94.33841,18.0951],[-94.33716,18.09268],[-94.33623,18.09085],[-94.33406,18.08647],[-94.33323,18.08479],[-94.33163,18.08164],[-94.32987,18.07667],[-94.32924,18.07494],[-94.3281,18.07178],[-94.32734,18.06954],[-94.32616,18.06643],[-94.32559,18.06476],[-94.32469,18.06297],[-94.32283,18.05939],[-94.32096,18.05573],[-94.31991,18.05544],[-94.3146,18.05396],[-94.31257,18.05348],[-94.31017,18.05279],[-94.30693,18.05476],[-94.30558,18.0556],[-94.30504,18.05525],[-94.30536,18.05471]]}}
Línea 115.0 kV | LineString | 115.0 kV |  |  |  | CFE |  |  |  |  | OpenStreetMap | {"type":"Feature","properties":{},"geometry":{"type":"LineString","coordinates":[[-94.30565,18.05391],[-94.30766,18.05241],[-94.31081,18.04839],[-94.31424,18.04408],[-94.31809,18.03917],[-94.32005,18.03676],[-94.32011,18.03383],[-94.32017,18.03011],[-94.32024,18.02661],[-94.32035,18.02229],[-94.32035,18.01936],[-94.32043,18.01416],[-94.32314,18.00899],[-94.32368,18.00858]]}}
Línea 115.0 kV | LineString | 115.0 kV |  |  |  | CFE |  |  |  |  | OpenStreetMap | {"type":"Feature","properties":{},"geometry":{"type":"LineString","coordinates":[[-94.40234,18.03183],[-94.40487,18.03499],[-94.40408,18.03686],[-94.4026,18.04047],[-94.40131,18.04361],[-94.39989,18.04707],[-94.39862,18.05015],[-94.3973,18.05339],[-94.39572,18.05728],[-94.39531,18.05823],[-94.39354,18.06272],[-94.39296,18.06406],[-94.39074,18.06932],[-94.38931,18.07223],[-94.38798,18.07492],[-94.3867,18.07743],[-94.38544,18.07997],[-94.38521,18.08164],[-94.38378,18.08463],[-94.38051,18.08541],[-94.3784,18.08591],[-94.37566,18.08658],[-94.37159,18.08768],[-94.37132,18.08753]]}}
Línea 115.0 kV | LineString | 115.0 kV |  |  |  | Comisión Federal de Electricidad |  |  |  |  | OpenStreetMap | {"type":"Feature","properties":{},"geometry":{"type":"LineString","coordinates":[[-96.40638,18.23163],[-96.4051,18.23453],[-96.40319,18.23554],[-96.40242,18.236],[-96.39953,18.23798],[-96.39753,18.23905],[-96.39453,18.24152],[-96.39243,18.24297],[-96.38937,18.24697],[-96.38757,18.2493],[-96.38586,18.25152],[-96.38424,18.25362],[-96.38282,18.25557],[-96.38062,18.25856],[-96.37933,18.2602],[-96.37771,18.26234],[-96.3761,18.26439],[-96.37416,18.26695],[-96.37237,18.26935],[-96.37094,18.27122],[-96.36916,18.27355],[-96.36741,18.27582],[-96.36592,18.27778],[-96.36414,18.28011],[-96.36253,18.28215],[-96.36108,18.28401],[-96.35964,18.28596],[-96.35843,18.28748],[-96.35569,18.28865],[-96.35328,18.28965],[-96.35086,18.29066],[-96.34832,18.29172],[-96.34576,18.29283],[-96.34309,18.29396],[-96.34087,18.29488],[-96.33921,18.29555],[-96.33584,18.29695],[-96.33382,18.29778],[-96.32792,18.3003],[-96.32565,18.30121],[-96.32352,18.30209],[-96.32159,18.30363],[-96.32009,18.30487],[-96.31801,18.30655],[-96.31574,18.30835],[-96.31426,18.30951],[-96.31249,18.31094],[-96.31065,18.31242],[-96.30901,18.31376],[-96.30618,18.31607],[-96.30364,18.31809],[-96.30168,18.31965],[-96.2999,18.32104],[-96.29757,18.32296],[-96.29538,18.3247],[-96.29336,18.32632],[-96.29151,18.32782],[-96.28953,18.32938],[-96.28731,18.33124],[-96.28296,18.33472],[-96.28091,18.33629],[-96.27865,18.33813],[-96.27502,18.34106],[-96.27258,18.34305],[-96.27033,18.34485],[-96.26814,18.34663],[-96.26606,18.3483],[-96.26371,18.35015],[-96.26164,18.35181],[-96.26076,18.35237],[-96.26208,18.35385],[-96.26179,18.35417]]}}
Línea 115.0 kV | LineString | 115.0 kV |  |  |  | CFE |  |  |  |  | OpenStreetMap | {"type":"Feature","properties":{},"geometry":{"type":"LineString","coordinates":[[-94.40023,18.11218],[-94.40027,18.1117],[-94.4009,18.11171],[-94.4016,18.1117],[-94.40224,18.11169],[-94.40246,18.11166],[-94.40307,18.11015],[-94.40411,18.10742],[-94.40533,18.10427],[-94.40663,18.10092],[-94.40789,18.09773],[-94.40913,18.09447],[-94.41041,18.09119],[-94.41052,18.08789],[-94.41067,18.08458],[-94.40834,18.08172],[-94.40649,18.07937],[-94.39847,18.07639],[-94.39601,18.07391],[-94.39487,18.07271],[-94.3912,18.06904],[-94.3922,18.06652],[-94.39312,18.06429],[-94.39384,18.06248],[-94.39469,18.06049],[-94.39593,18.05745],[-94.39746,18.05365],[-94.40015,18.04706],[-94.40156,18.04364],[-94.4029,18.04039],[-94.40437,18.03682],[-94.40519,18.03496],[-94.40386,18.03332],[-94.40235,18.0314],[-94.40078,18.03125],[-94.40002,18.03127]]}}
Línea 115.0 kV | LineString | 115.0 kV |  |  |  | CFE |  |  |  |  | OpenStreetMap | {"type":"Feature","properties":{},"geometry":{"type":"LineString","coordinates":[[-94.13414,18.11935],[-94.13528,18.11709],[-94.13838,18.11069],[-94.14124,18.11035],[-94.14454,18.10995],[-94.14724,18.10963],[-94.15028,18.10926],[-94.15499,18.11465],[-94.15747,18.11752],[-94.16045,18.11974],[-94.16286,18.12151],[-94.16552,18.12347],[-94.1679,18.12521],[-94.17084,18.12735],[-94.17434,18.12988],[-94.17696,18.13181],[-94.18313,18.1307],[-94.18695,18.12997],[-94.19037,18.12921],[-94.19399,18.12839],[-94.19723,18.12766],[-94.19971,18.12723],[-94.20263,18.12671],[-94.20635,18.12606],[-94.20968,18.1255],[-94.21197,18.12508],[-94.2147,18.12464],[-94.2179,18.12407],[-94.22111,18.12351],[-94.22522,18.12274],[-94.22802,18.1223],[-94.23164,18.12166],[-94.23406,18.12123],[-94.23736,18.12061],[-94.24224,18.11978],[-94.24423,18.11946],[-94.24565,18.11602],[-94.24678,18.11332],[-94.24832,18.10957],[-94.2504,18.10454],[-94.25202,18.10062],[-94.25354,18.09702],[-94.25507,18.09325],[-94.25609,18.09081],[-94.25736,18.08772],[-94.25932,18.083],[-94.25968,18.08218],[-94.26243,18.07941],[-94.26645,18.0775],[-94.26754,18.07687],[-94.27142,18.07454],[-94.27306,18.07389],[-94.27946,18.07138],[-94.28327,18.06985],[-94.28525,18.06905],[-94.2886,18.06773],[-94.2907,18.06689],[-94.29355,18.06309],[-94.29539,18.06065],[-94.2971,18.05841],[-94.29871,18.05628],[-94.29999,18.05451],[-94.30199,18.05187],[-94.30444,18.04868],[-94.30545,18.04709],[-94.30673,18.04489],[-94.30816,18.04277],[-94.30948,18.04065],[-94.31069,18.03875],[-94.31202,18.03672],[-94.31308,18.03507],[-94.31418,18.03331],[-94.31473,18.02768],[-94.31495,18.02551],[-94.31525,18.02248],[-94.31559,18.01833],[-94.31703,18.0157],[-94.31842,18.01316],[-94.31995,18.0103],[-94.32173,18.00937],[-94.32296,18.00879],[-94.32347,18.00849]]}}
Línea 115.0 kV | LineString | 115.0 kV |  |  |  | CFE |  |  |  |  | OpenStreetMap | {"type":"Feature","properties":{},"geometry":{"type":"LineString","coordinates":[[-94.3237,18.00969],[-94.32554,18.01172],[-94.32738,18.01376],[-94.3291,18.01566],[-94.3321,18.01658],[-94.33399,18.01722],[-94.33538,18.01771],[-94.33656,18.0181],[-94.33855,18.01885],[-94.34474,18.02121],[-94.34773,18.02238],[-94.35417,18.02482],[-94.35765,18.02614],[-94.36189,18.02777],[-94.36652,18.02959],[-94.36908,18.03049],[-94.37331,18.03214],[-94.3749,18.03214],[-94.37895,18.03215],[-94.38202,18.03214],[-94.38346,18.03215],[-94.3867,18.03218],[-94.38938,18.03218],[-94.39234,18.03221],[-94.39413,18.03219],[-94.39784,18.0322]]}}
Línea 115.0 kV | LineString | 115.0 kV |  |  |  | CFE |  |  |  |  | OpenStreetMap | {"type":"Feature","properties":{},"geometry":{"type":"LineString","coordinates":[[-93.59134,17.17826],[-93.59109,17.17825],[-93.58735,17.17749],[-93.58374,17.1767],[-93.57812,17.17552],[-93.57485,17.17482],[-93.57057,17.17402],[-93.56519,17.17301],[-93.56037,17.17216],[-93.55815,17.17173],[-93.55202,17.17059],[-93.54763,17.16977],[-93.54499,17.1693],[-93.54178,17.16868],[-93.53697,17.16779],[-93.53179,17.16679],[-93.53003,17.16655],[-93.52762,17.16437],[-93.52359,17.162],[-93.52007,17.16046],[-93.5139,17.15776],[-93.5113,17.15654],[-93.5102,17.15617],[-93.50761,17.15506],[-93.50362,17.1533],[-93.49955,17.15153],[-93.49502,17.14963],[-93.4909,17.14782],[-93.48707,17.14616],[-93.47871,17.14259],[-93.47614,17.14154],[-93.4676,17.13776],[-93.46208,17.13538],[-93.45867,17.1339],[-93.45407,17.12958],[-93.44875,17.12453],[-93.44691,17.12282],[-93.44402,17.12012],[-93.44051,17.1168],[-93.43971,17.11136],[-93.4386,17.10412],[-93.43709,17.10262],[-93.43499,17.10056],[-93.42997,17.09572],[-93.42381,17.08552],[-93.4227,17.0839],[-93.41808,17.07632],[-93.41656,17.07383],[-93.41475,17.07097],[-93.41199,17.06638],[-93.40956,17.06242],[-93.40357,17.05793],[-93.40041,17.0558],[-93.39694,17.05311],[-93.39296,17.05023],[-93.38794,17.04648],[-93.38651,17.04543],[-93.3825,17.04246],[-93.37988,17.04053],[-93.37582,17.03753],[-93.37184,17.03458],[-93.36855,17.03212],[-93.36547,17.0299],[-93.35684,17.02344],[-93.35465,17.02183],[-93.34936,17.01798],[-93.34578,17.01524],[-93.34305,17.01328],[-93.33892,17.01019],[-93.33547,17.00761],[-93.33083,17.0042],[-93.32768,17.0019],[-93.32382,16.99905],[-93.32186,16.99761],[-93.31679,16.99614],[-93.31381,16.99528],[-93.30598,16.99294],[-93.29671,16.99027],[-93.29379,16.98943],[-93.29146,16.98876],[-93.28897,16.98811],[-93.28391,16.98658],[-93.27744,16.98049],[-93.27554,16.97861],[-93.27242,16.97552],[-93.26939,16.97241],[-93.26423,16.96697],[-93.2609,16.96356],[-93.2561,16.95835],[-93.25197,16.95411],[-93.24873,16.95074],[-93.24507,16.94694],[-93.24344,16.94523],[-93.23666,16.94005],[-93.23304,16.93728],[-93.23034,16.93524],[-93.22814,16.93353],[-93.22533,16.93135],[-93.22082,16.92656],[-93.21879,16.92444],[-93.21641,16.9219],[-93.21451,16.91995],[-93.21379,16.91673]]}}
Línea 115.0 kV | LineString | 115.0 kV | 2 |  |  | CFE |  |  |  |  | OpenStreetMap | {"type":"Feature","properties":{},"geometry":{"type":"LineString","coordinates":[[-94.4021,18.032],[-94.40324,18.03418],[-94.40438,18.03549],[-94.40341,18.03784],[-94.40204,18.0411],[-94.40106,18.04356],[-94.39967,18.04687],[-94.3987,18.0491],[-94.39774,18.05144],[-94.39659,18.05433],[-94.39548,18.05702],[-94.39405,18.06046],[-94.3926,18.06397],[-94.39027,18.0694],[-94.38856,18.07313],[-94.38877,18.07447],[-94.38684,18.07877],[-94.38549,18.08162],[-94.38409,18.08472],[-94.3825,18.087],[-94.38152,18.09115],[-94.38221,18.09382],[-94.38284,18.09637],[-94.38347,18.09881],[-94.38418,18.10143],[-94.38537,18.10414],[-94.38657,18.10671]]}}
Línea 115.0 kV | LineString | 115.0 kV |  |  |  | CFE |  |  |  |  | OpenStreetMap | {"type":"Feature","properties":{},"geometry":{"type":"LineString","coordinates":[[-94.30573,18.05403],[-94.3103,18.05255],[-94.31241,18.05311],[-94.31479,18.05376],[-94.31842,18.05473],[-94.32116,18.05545],[-94.32487,18.06077],[-94.32583,18.06214],[-94.32691,18.06222],[-94.32697,18.06173]]}}
Línea 115.0 kV | LineString | 115.0 kV |  |  |  | CFE |  |  |  |  | OpenStreetMap | {"type":"Feature","properties":{},"geometry":{"type":"LineString","coordinates":[[-94.69115,18.02992],[-94.69093,18.03043]]}}
Línea 115.0 kV | LineString | 115.0 kV |  |  |  | CFE |  |  |  |  | OpenStreetMap | {"type":"Feature","properties":{},"geometry":{"type":"LineString","coordinates":[[-94.40423,18.10766],[-94.40543,18.10458],[-94.40673,18.10131],[-94.40802,18.09801],[-94.40927,18.0948],[-94.41069,18.09127],[-94.41082,18.08779],[-94.41098,18.08449],[-94.40862,18.0816],[-94.40674,18.07926],[-94.39877,18.07626],[-94.39783,18.07534],[-94.39596,18.07344],[-94.39476,18.07225],[-94.3915,18.06892],[-94.39187,18.06793],[-94.39314,18.06487],[-94.39401,18.06281],[-94.39452,18.0615],[-94.39619,18.05745],[-94.39774,18.05361],[-94.39942,18.0495],[-94.40037,18.04739],[-94.40173,18.04399],[-94.403,18.04098],[-94.40468,18.03705],[-94.40559,18.03489],[-94.4042,18.03312],[-94.40258,18.03115],[-94.40083,18.03108],[-94.40015,18.0311]]}}
Línea 115.0 kV | LineString | 115.0 kV | 1 |  |  | CFE |  |  |  |  | OpenStreetMap | {"type":"Feature","properties":{},"geometry":{"type":"LineString","coordinates":[[-95.07719,18.09994],[-95.07239,18.09931],[-95.06882,18.09888],[-95.06515,18.09843],[-95.06123,18.09796],[-95.05804,18.09746],[-95.05303,18.09662],[-95.04912,18.09606],[-95.04529,18.09544],[-95.04037,18.09461],[-95.03584,18.09389],[-95.03085,18.0931],[-95.02639,18.09243],[-95.02274,18.09184],[-95.01927,18.09133],[-95.01524,18.09067],[-95.00971,18.08982],[-95.00472,18.08902],[-95.00041,18.08831],[-94.9961,18.08768],[-94.99125,18.08685],[-94.98771,18.08629],[-94.98295,18.08557],[-94.97836,18.08481],[-94.97374,18.08407],[-94.96996,18.08345],[-94.96627,18.08289],[-94.96223,18.08224],[-94.95936,18.08051],[-94.95619,18.07863],[-94.95226,18.07632],[-94.948,18.07382],[-94.9452,18.07217],[-94.94199,18.07018],[-94.93831,18.06806],[-94.93499,18.06609],[-94.93069,18.06351],[-94.92653,18.06115],[-94.92282,18.05889],[-94.91878,18.05652],[-94.91532,18.05451],[-94.91218,18.05265],[-94.90927,18.05092],[-94.90575,18.05041],[-94.90124,18.0498],[-94.89674,18.0491],[-94.8922,18.04847],[-94.88791,18.04788],[-94.88413,18.04726],[-94.87937,18.04659],[-94.87891,18.04677],[-94.87871,18.04508],[-94.87863,18.04441],[-94.87861,18.04423]]}}
Línea 115.0 kV | LineString | 115.0 kV | 2 |  |  | CFE |  |  |  |  | OpenStreetMap | {"type":"Feature","properties":{},"geometry":{"type":"LineString","coordinates":[[-99.9239,16.86722],[-99.92385,16.86736],[-99.92297,16.86767],[-99.92244,16.8683],[-99.92264,16.86971],[-99.92223,16.87107],[-99.92023,16.87201],[-99.91832,16.87293],[-99.91657,16.87528],[-99.9156,16.87679],[-99.91537,16.87714],[-99.91521,16.87739],[-99.91445,16.87856],[-99.91323,16.88046],[-99.91229,16.88194],[-99.911,16.88241],[-99.91054,16.88258],[-99.90762,16.88382],[-99.90653,16.88424],[-99.90648,16.88427],[-99.90623,16.88438],[-99.90345,16.88552],[-99.90011,16.88685],[-99.89904,16.88728],[-99.89448,16.88918]]}}
Línea 115.0 kV | LineString | 115.0 kV | 1 |  |  | CFE |  |  |  |  | OpenStreetMap | {"type":"Feature","properties":{},"geometry":{"type":"LineString","coordinates":[[-99.89448,16.88918],[-99.89432,16.88923],[-99.89254,16.88979],[-99.8911,16.89022],[-99.88961,16.89066],[-99.88687,16.89151],[-99.885,16.89202],[-99.88294,16.89271],[-99.87957,16.89373],[-99.87837,16.89373],[-99.87491,16.89372],[-99.87271,16.89379],[-99.86983,16.89376],[-99.86666,16.89377],[-99.86379,16.8938],[-99.86176,16.89382],[-99.85924,16.89383],[-99.85716,16.89375],[-99.85546,16.89382],[-99.85339,16.89384],[-99.85083,16.89386],[-99.84758,16.89489],[-99.84535,16.89561],[-99.84409,16.89602]]}}
Línea 115.0 kV | LineString | 115.0 kV | 1 |  |  | CFE |  |  |  |  | OpenStreetMap | {"type":"Feature","properties":{},"geometry":{"type":"LineString","coordinates":[[-99.89448,16.88918],[-99.89429,16.88887],[-99.89392,16.88521],[-99.89382,16.88428],[-99.8938,16.88421],[-99.89364,16.88247],[-99.8949,16.87955],[-99.89574,16.87757],[-99.89577,16.8775],[-99.89582,16.87738],[-99.89643,16.87593],[-99.89826,16.87555],[-99.89831,16.87514]]}}
Línea 115.0 kV | LineString | 115.0 kV | 2 |  |  | CFE |  |  |  |  | OpenStreetMap | {"type":"Feature","properties":{},"geometry":{"type":"LineString","coordinates":[[-105.3723,20.77266],[-105.37462,20.7706],[-105.37721,20.76776],[-105.38109,20.76354],[-105.38318,20.76122],[-105.38803,20.76204],[-105.38933,20.75969],[-105.3909,20.75678],[-105.39165,20.75544],[-105.39382,20.75161],[-105.39656,20.74684],[-105.39838,20.7473],[-105.40113,20.74799],[-105.4031,20.74849],[-105.40574,20.74954],[-105.4068,20.74997],[-105.40803,20.75016],[-105.41004,20.75047],[-105.41325,20.75096],[-105.41529,20.75128],[-105.41727,20.75158],[-105.42012,20.75204],[-105.42108,20.7522],[-105.42491,20.75277],[-105.42695,20.75312],[-105.42966,20.75447],[-105.43406,20.75673],[-105.43747,20.7575],[-105.4418,20.75577],[-105.4446,20.7547],[-105.44621,20.75407],[-105.44637,20.7539]]}}
Línea 115.0 kV | LineString | 115.0 kV |  |  |  | CFE |  |  |  |  | OpenStreetMap | {"type":"Feature","properties":{},"geometry":{"type":"LineString","coordinates":[[-89.69454,20.99234],[-89.69499,20.9927]]}}
Línea 115.0 kV | LineString | 115.0 kV |  |  |  | CFE |  |  |  |  | OpenStreetMap | {"type":"Feature","properties":{},"geometry":{"type":"LineString","coordinates":[[-89.69511,20.99248],[-89.69454,20.99234]]}}
Línea 115.0 kV | LineString | 115.0 kV |  |  |  | CFE |  |  |  |  | OpenStreetMap | {"type":"Feature","properties":{},"geometry":{"type":"LineString","coordinates":[[-89.53027,20.91087],[-89.53037,20.91099],[-89.5305,20.91114],[-89.53069,20.91131]]}}
Línea 115.0 kV | LineString | 115.0 kV |  |  |  | CFE |  |  |  |  | OpenStreetMap | {"type":"Feature","properties":{},"geometry":{"type":"LineString","coordinates":[[-89.53069,20.91131],[-89.53058,20.91108],[-89.53045,20.91093],[-89.53035,20.91081]]}}
Línea 115.0 kV | LineString | 115.0 kV |  |  |  | CFE |  |  |  |  | OpenStreetMap | {"type":"Feature","properties":{},"geometry":{"type":"LineString","coordinates":[[-89.62841,21.04926],[-89.62843,21.04937],[-89.62845,21.04949],[-89.62835,21.05]]}}
Línea 115.0 kV | LineString | 115.0 kV |  |  |  | CFE |  |  |  |  | OpenStreetMap | {"type":"Feature","properties":{},"geometry":{"type":"LineString","coordinates":[[-89.62835,21.05],[-89.62835,21.0495],[-89.62833,21.04938],[-89.62831,21.04927]]}}
Línea 115.0 kV | LineString | 115.0 kV |  |  |  | CFE |  |  |  |  | OpenStreetMap | {"type":"Feature","properties":{},"geometry":{"type":"LineString","coordinates":[[-89.5884,20.98428],[-89.58659,20.98363],[-89.58467,20.98257],[-89.58324,20.98179],[-89.5826,20.98145],[-89.58247,20.97863],[-89.58233,20.97582],[-89.58219,20.97324],[-89.58204,20.97033],[-89.58186,20.96743],[-89.58174,20.96463],[-89.58161,20.96172],[-89.5815,20.9596],[-89.58139,20.95749],[-89.58127,20.95512],[-89.57927,20.95256],[-89.57751,20.95032],[-89.57579,20.94812],[-89.57417,20.94608],[-89.57322,20.94483]]}}
Línea 115.0 kV | LineString | 115.0 kV |  |  |  | CFE |  |  |  |  | OpenStreetMap | {"type":"Feature","properties":{},"geometry":{"type":"LineString","coordinates":[[-89.62136,20.91185],[-89.62158,20.91215],[-89.62045,20.91293],[-89.61941,20.91379],[-89.61752,20.91529],[-89.61594,20.91653],[-89.61441,20.91775],[-89.61282,20.91904],[-89.61122,20.9203],[-89.60874,20.92227],[-89.60716,20.92354],[-89.6056,20.92481],[-89.60406,20.926],[-89.60254,20.92721],[-89.6011,20.92835],[-89.5997,20.9295],[-89.59686,20.93176],[-89.59375,20.93425],[-89.59358,20.93438],[-89.59037,20.93694],[-89.58722,20.93946],[-89.58429,20.94179],[-89.58157,20.94396],[-89.58169,20.94661],[-89.58185,20.95009],[-89.582,20.95365],[-89.58214,20.9572],[-89.5823,20.96082],[-89.58248,20.96471],[-89.58264,20.96833],[-89.58279,20.97192],[-89.58296,20.97546],[-89.5831,20.97885],[-89.58314,20.97987],[-89.58317,20.98094],[-89.58411,20.98089],[-89.58505,20.98087],[-89.58504,20.98101],[-89.58501,20.98163],[-89.58494,20.98236],[-89.58505,20.98265],[-89.58583,20.98309],[-89.58661,20.98354],[-89.58767,20.98389],[-89.58873,20.98427],[-89.58996,20.9847]]}}
Línea 115.0 kV | LineString | 115.0 kV |  |  |  | CFE |  |  |  |  | OpenStreetMap | {"type":"Feature","properties":{},"geometry":{"type":"LineString","coordinates":[[-89.5884,20.98428],[-89.58996,20.9847]]}}
Línea 115.0 kV | LineString | 115.0 kV |  |  |  | CFE |  |  |  |  | OpenStreetMap | {"type":"Feature","properties":{},"geometry":{"type":"LineString","coordinates":[[-89.5928,20.98237],[-89.59262,20.98273],[-89.59179,20.98431],[-89.58983,20.98517],[-89.58884,20.98546],[-89.58782,20.98614],[-89.58549,20.98824],[-89.58293,20.99057],[-89.58073,20.99255]]}}
Línea 115.0 kV | LineString | 115.0 kV |  |  |  | CFE |  |  |  |  | OpenStreetMap | {"type":"Feature","properties":{},"geometry":{"type":"LineString","coordinates":[[-89.69454,20.99234],[-89.69311,20.99163],[-89.6917,20.99092],[-89.69024,20.99021],[-89.68946,20.98895],[-89.68853,20.98742],[-89.68758,20.98589],[-89.6868,20.98464],[-89.68516,20.98368],[-89.68344,20.9827],[-89.68244,20.98212],[-89.68325,20.98091],[-89.68395,20.98016],[-89.68376,20.97917],[-89.683,20.978],[-89.6823,20.97686],[-89.68189,20.97658],[-89.68047,20.97623],[-89.67932,20.97597],[-89.67813,20.97569]]}}
Línea 115.0 kV | LineString | 115.0 kV |  |  |  | CFE |  |  |  |  | OpenStreetMap | {"type":"Feature","properties":{},"geometry":{"type":"LineString","coordinates":[[-89.62825,21.05092],[-89.62873,21.05193],[-89.62584,21.05401],[-89.62326,21.05308],[-89.62065,21.05215],[-89.61745,21.05098],[-89.61424,21.04983],[-89.61093,21.04864],[-89.60743,21.04739],[-89.60423,21.04622],[-89.60102,21.04507],[-89.598,21.04398],[-89.59488,21.04287],[-89.59167,21.0417],[-89.58855,21.04059],[-89.58549,21.03948],[-89.58235,21.03837],[-89.57904,21.03717],[-89.57547,21.03586],[-89.57225,21.03469],[-89.56958,21.03376],[-89.56691,21.0328],[-89.56546,21.03011],[-89.56387,21.02715],[-89.56239,21.02442],[-89.56084,21.02154],[-89.55926,21.01856],[-89.55758,21.01552],[-89.55612,21.01267],[-89.55464,21.01001],[-89.55322,21.00731],[-89.55164,21.00436],[-89.54996,21.00135],[-89.54841,20.99843],[-89.54656,20.99503],[-89.54477,20.9917],[-89.54331,20.98897],[-89.54164,20.98588],[-89.54103,20.98556],[-89.54007,20.98558],[-89.53649,20.98557],[-89.53242,20.98556],[-89.52837,20.9856],[-89.52431,20.9856],[-89.52024,20.98561],[-89.51646,20.98562],[-89.51271,20.98561],[-89.50906,20.98562],[-89.5052,20.98562],[-89.50146,20.98563],[-89.4979,20.98564],[-89.49424,20.98563],[-89.49041,20.98564],[-89.48675,20.98564],[-89.4831,20.98565],[-89.47935,20.98565],[-89.47533,20.98565],[-89.47218,20.98672],[-89.46917,20.98784],[-89.46615,20.9889],[-89.46266,20.99011],[-89.45934,20.99129],[-89.45576,20.99258],[-89.45234,20.9938],[-89.44878,20.99506],[-89.44533,20.99631],[-89.44213,20.99743],[-89.43846,20.99871],[-89.43504,20.99993],[-89.43154,21.00118],[-89.42789,21.00251],[-89.42434,21.00372],[-89.42082,21.00498],[-89.41744,21.00619],[-89.4141,21.00733],[-89.41004,21.00879],[-89.40615,21.01012],[-89.40306,21.01125],[-89.39943,21.01254],[-89.39559,21.01382],[-89.39189,21.01514],[-89.38851,21.01637],[-89.38499,21.01759],[-89.3815,21.01884],[-89.37795,21.02006],[-89.3745,21.02133],[-89.37222,21.02222],[-89.36949,21.02442],[-89.36635,21.0269],[-89.36361,21.02917],[-89.36064,21.03148],[-89.35809,21.03368],[-89.35522,21.0361],[-89.35238,21.03833],[-89.34939,21.04079],[-89.34678,21.04291],[-89.34386,21.04538],[-89.34106,21.04773],[-89.33814,21.04997],[-89.33549,21.0523],[-89.33232,21.0548],[-89.32905,21.05748],[-89.32604,21.05991],[-89.32349,21.06069],[-89.31981,21.06196],[-89.31645,21.0631],[-89.31297,21.06426],[-89.30957,21.06542],[-89.30647,21.06646],[-89.30265,21.06779],[-89.29914,21.06893],[-89.29548,21.07018],[-89.29205,21.07137],[-89.28843,21.07259],[-89.28631,21.07343],[-89.28524,21.07445],[-89.28488,21.07443]]}}
Línea 115.0 kV | LineString | 115.0 kV | 2 |  |  | Comisión Federal de Electricidad |  |  |  |  | OpenStreetMap | {"type":"Feature","properties":{},"geometry":{"type":"LineString","coordinates":[[-100.23173,25.73942],[-100.2314,25.73923],[-100.22997,25.73774],[-100.22907,25.73681],[-100.22853,25.73624],[-100.22747,25.7337],[-100.22718,25.73185],[-100.22549,25.73103],[-100.22473,25.729],[-100.22384,25.72659],[-100.22298,25.72427],[-100.22218,25.72213],[-100.22144,25.72014],[-100.22055,25.71776],[-100.22016,25.71668],[-100.21968,25.71538],[-100.21921,25.71414],[-100.21859,25.71247],[-100.21755,25.70962]]}}
Línea 115.0 kV | LineString | 115.0 kV |  |  |  | CFE |  |  |  |  | OpenStreetMap | {"type":"Feature","properties":{},"geometry":{"type":"LineString","coordinates":[[-89.84907,21.02568],[-89.84917,21.02529],[-89.84931,21.02493],[-89.84868,21.02226],[-89.84599,21.02125],[-89.8425,21.02063],[-89.83914,21.02001],[-89.83577,21.0194],[-89.8324,21.0188],[-89.8288,21.01814],[-89.82509,21.01747],[-89.82151,21.01683],[-89.81792,21.01617],[-89.81436,21.01553],[-89.81082,21.01489],[-89.80751,21.01435],[-89.80413,21.01377],[-89.80092,21.01323],[-89.79762,21.01269],[-89.79435,21.01214],[-89.79103,21.01159],[-89.78773,21.01103],[-89.78479,21.01055],[-89.78407,21.01043],[-89.78119,21.00995],[-89.77758,21.00933],[-89.7741,21.00875],[-89.77048,21.00815],[-89.76712,21.0076],[-89.76355,21.00699],[-89.76023,21.00644],[-89.7586,21.00617],[-89.75632,21.0058],[-89.75617,21.00577],[-89.75353,21.00533],[-89.75017,21.00475],[-89.74677,21.00419],[-89.74331,21.00361],[-89.73985,21.00303],[-89.73648,21.00246],[-89.73305,21.00188],[-89.72963,21.00131],[-89.72617,21.00074],[-89.72277,21.00015],[-89.71937,20.99959],[-89.71598,20.99902],[-89.71252,20.99845],[-89.70916,20.99788],[-89.70577,20.99731],[-89.7023,20.99673],[-89.69997,20.99634],[-89.69763,20.99595],[-89.6969,20.99582],[-89.69625,20.99569],[-89.69284,20.99511],[-89.68914,20.99449],[-89.6858,20.99394],[-89.6821,20.99332],[-89.68073,20.99311],[-89.67998,20.99264],[-89.679,20.99202],[-89.67799,20.99139],[-89.67698,20.99077],[-89.67599,20.99017],[-89.67526,20.98973],[-89.67454,20.98929],[-89.67425,20.99035],[-89.67366,20.99123],[-89.67302,20.99215],[-89.67239,20.99305],[-89.67176,20.99394],[-89.67136,20.99457],[-89.67119,20.99445],[-89.67023,20.99384],[-89.67008,20.99414]]}}
Línea 115.0 kV | LineString | 115.0 kV | 2 |  |  | CFE |  |  |  |  | OpenStreetMap | {"type":"Feature","properties":{},"geometry":{"type":"LineString","coordinates":[[-102.23976,21.99368],[-102.23725,21.99503],[-102.23518,21.99614],[-102.23218,21.99843],[-102.22917,22.00071],[-102.22541,22.00359],[-102.22211,22.00612],[-102.21942,22.00818],[-102.21776,22.00944],[-102.21496,22.01159],[-102.21228,22.01363],[-102.20857,22.01647],[-102.20542,22.01888],[-102.20233,22.02124],[-102.19899,22.02379],[-102.19559,22.02639],[-102.19302,22.02836],[-102.19014,22.03055],[-102.18767,22.02956],[-102.18523,22.02856],[-102.18236,22.02738],[-102.18092,22.02678],[-102.17814,22.0289],[-102.17486,22.03141],[-102.17096,22.03438],[-102.16683,22.03753],[-102.16436,22.0394],[-102.16019,22.0426],[-102.15575,22.04597],[-102.15345,22.04774],[-102.14943,22.05079],[-102.14579,22.05359],[-102.14343,22.05536],[-102.13934,22.05847],[-102.13662,22.06054],[-102.13384,22.06267],[-102.13033,22.06534],[-102.1271,22.06564],[-102.12385,22.06594],[-102.11918,22.06638],[-102.11567,22.0667],[-102.11093,22.06713],[-102.10858,22.06734],[-102.10504,22.06767],[-102.10157,22.06798],[-102.09809,22.07028],[-102.09503,22.0723],[-102.09294,22.07059],[-102.09069,22.06874],[-102.0895,22.06859],[-102.08863,22.06987],[-102.08825,22.07044]]}}
Línea 115.0 kV | LineString | 115.0 kV | 2 |  |  | CFE |  |  |  |  | OpenStreetMap | {"type":"Feature","properties":{},"geometry":{"type":"LineString","coordinates":[[-103.24304,20.44135],[-103.24222,20.43939],[-103.24103,20.43653],[-103.2398,20.43361],[-103.2386,20.43075],[-103.23751,20.42817],[-103.2361,20.42481],[-103.23465,20.42137],[-103.23348,20.4186],[-103.23224,20.41565],[-103.231,20.41271],[-103.22849,20.41222],[-103.22528,20.41159],[-103.22198,20.41093],[-103.21957,20.41045],[-103.21393,20.40934],[-103.21107,20.40879],[-103.20902,20.40837],[-103.20571,20.40772],[-103.20269,20.40712],[-103.19905,20.4064],[-103.19542,20.40568],[-103.19206,20.40503],[-103.18923,20.40446],[-103.18501,20.40363],[-103.18153,20.40296],[-103.17777,20.40224],[-103.17496,20.40165],[-103.17148,20.40098],[-103.16834,20.40037],[-103.16491,20.39969],[-103.16179,20.39907],[-103.15862,20.39843],[-103.15584,20.39786],[-103.15174,20.39705],[-103.14882,20.39647],[-103.14552,20.39584],[-103.14459,20.39539],[-103.14375,20.39499],[-103.14258,20.39444],[-103.14155,20.39397],[-103.14069,20.39357],[-103.13966,20.3931],[-103.1386,20.3926],[-103.13741,20.39204],[-103.1365,20.39162],[-103.13271,20.39107],[-103.12965,20.39061],[-103.12634,20.39014],[-103.12315,20.38964],[-103.11987,20.38915],[-103.11777,20.38962],[-103.11549,20.39013],[-103.11475,20.39028],[-103.1135,20.39049],[-103.11256,20.39066],[-103.10917,20.39141],[-103.10491,20.39238],[-103.10269,20.39272],[-103.09919,20.39335],[-103.09583,20.39395],[-103.09221,20.39455],[-103.08951,20.39498],[-103.08784,20.39526],[-103.08626,20.39553],[-103.08306,20.39553],[-103.07974,20.39555],[-103.07492,20.39558],[-103.07059,20.39554],[-103.06743,20.39552],[-103.0636,20.39549],[-103.06154,20.39548],[-103.05941,20.39547],[-103.05625,20.39545],[-103.0528,20.39542],[-103.04951,20.39542],[-103.04544,20.39539],[-103.04364,20.39536],[-103.04096,20.39623],[-103.03785,20.39719],[-103.03556,20.39675],[-103.03311,20.39628],[-103.03031,20.39576],[-103.02648,20.39502],[-103.02344,20.39441]]}}
Línea 115.0 kV | LineString | 115.0 kV | 1 |  |  | CFE |  |  |  |  | OpenStreetMap | {"type":"Feature","properties":{},"geometry":{"type":"LineString","coordinates":[[-104.88145,21.52674],[-104.88086,21.52655],[-104.8805,21.5261],[-104.88016,21.52562],[-104.87991,21.52525],[-104.87904,21.52332],[-104.87878,21.52275],[-104.87827,21.52167],[-104.87598,21.51668],[-104.87406,21.51262],[-104.8723,21.50888],[-104.87057,21.50506],[-104.86965,21.50303],[-104.86863,21.5023],[-104.86666,21.50072],[-104.86307,21.49936],[-104.86061,21.4983],[-104.85747,21.49684],[-104.85379,21.49511],[-104.84938,21.49309],[-104.84527,21.49118],[-104.84272,21.48998],[-104.84244,21.48804],[-104.84212,21.48565],[-104.84242,21.48468]]}}
Línea 115.0 kV | LineString | 115.0 kV |  |  |  | CFE |  |  |  |  | OpenStreetMap | {"type":"Feature","properties":{},"geometry":{"type":"LineString","coordinates":[[-91.19373,18.96438],[-91.19151,18.96407],[-91.18816,18.96359],[-91.18529,18.96319],[-91.18195,18.96272],[-91.17883,18.96228],[-91.17547,18.96177],[-91.17202,18.96128],[-91.16859,18.96081],[-91.16522,18.96037],[-91.16203,18.9599],[-91.15834,18.9594],[-91.15558,18.959],[-91.15257,18.95741],[-91.14931,18.95565],[-91.14594,18.95387],[-91.14276,18.95214],[-91.13976,18.95056],[-91.13671,18.94896],[-91.13372,18.94735],[-91.13079,18.94576],[-91.12784,18.94418],[-91.12483,18.94256],[-91.12183,18.941],[-91.11904,18.93952],[-91.11609,18.93793],[-91.11282,18.93711],[-91.10931,18.93625],[-91.10554,18.93533],[-91.10233,18.93434],[-91.09902,18.9334],[-91.0958,18.93241],[-91.09253,18.93143],[-91.08928,18.93046],[-91.08602,18.92951],[-91.08383,18.92768],[-91.08169,18.92596],[-91.07907,18.92378],[-91.07675,18.92186],[-91.0741,18.91968],[-91.07148,18.91754],[-91.0689,18.91544],[-91.06644,18.91339],[-91.0642,18.91156],[-91.06161,18.90945],[-91.05904,18.90734],[-91.05648,18.90521],[-91.05386,18.90305],[-91.05145,18.90108],[-91.04884,18.89893],[-91.04625,18.89679],[-91.0437,18.89469],[-91.0411,18.89258],[-91.03852,18.89043],[-91.03593,18.88828],[-91.03335,18.88619],[-91.03076,18.88404],[-91.02818,18.88191],[-91.02552,18.87973],[-91.02294,18.87759],[-91.02038,18.87547],[-91.01788,18.87339],[-91.01526,18.87123],[-91.01271,18.86917],[-91.01006,18.86694],[-91.00866,18.86408],[-91.00727,18.86115],[-91.00583,18.85817],[-91.00453,18.8554],[-91.0033,18.85276],[-91.00213,18.85034],[-91.00074,18.84737],[-90.99925,18.84423],[-90.99788,18.84137],[-90.99652,18.83856],[-90.99536,18.83608],[-90.99418,18.83359],[-90.99283,18.83084],[-90.99142,18.82786],[-90.99006,18.82491],[-90.98874,18.82213],[-90.98735,18.8193],[-90.98584,18.81617],[-90.98446,18.81322],[-90.98328,18.81059],[-90.98206,18.80776],[-90.98083,18.80493],[-90.97952,18.80184],[-90.97815,18.79867],[-90.97668,18.79539],[-90.97405,18.78928],[-90.97272,18.78619],[-90.97142,18.78324],[-90.97011,18.78021],[-90.96881,18.7772],[-90.96743,18.7741],[-90.96612,18.77108],[-90.96488,18.76821],[-90.96358,18.76519],[-90.96219,18.76202],[-90.96087,18.75897],[-90.95975,18.75636],[-90.95819,18.75276],[-90.95686,18.74968],[-90.95441,18.748],[-90.9518,18.74626],[-90.94879,18.74421],[-90.94611,18.74243],[-90.94335,18.74057],[-90.94036,18.73859],[-90.93746,18.73665],[-90.9346,18.73475],[-90.93149,18.73267],[-90.9289,18.73093],[-90.92608,18.72903],[-90.92317,18.72707],[-90.92064,18.72539],[-90.9179,18.72353],[-90.91492,18.72154],[-90.9122,18.71979],[-90.90663,18.71605],[-90.90388,18.7142],[-90.90118,18.71239],[-90.89843,18.71051],[-90.89549,18.70852],[-90.88991,18.70476],[-90.88718,18.70291],[-90.88179,18.6993],[-90.87919,18.69754],[-90.87413,18.69414],[-90.8714,18.69229],[-90.86854,18.69037],[-90.8658,18.68852],[-90.863,18.68667],[-90.86014,18.68474],[-90.85712,18.68269],[-90.85422,18.68077],[-90.8515,18.67892],[-90.84844,18.67686],[-90.84605,18.67524],[-90.84344,18.67349],[-90.84042,18.67144],[-90.83797,18.66977],[-90.83545,18.66808],[-90.83249,18.66607],[-90.82985,18.66428],[-90.82707,18.6624],[-90.82455,18.6607],[-90.82177,18.65882],[-90.81895,18.65692],[-90.81601,18.65495],[-90.81339,18.65317],[-90.81092,18.65148],[-90.80769,18.64929],[-90.80497,18.64747],[-90.80211,18.64551],[-90.79936,18.64363],[-90.79677,18.64188],[-90.79394,18.63997],[-90.79099,18.63796],[-90.78875,18.63645],[-90.78628,18.63476],[-90.78331,18.63276],[-90.78031,18.63073],[-90.77722,18.62862],[-90.77424,18.62661],[-90.77146,18.62387],[-90.76883,18.62128],[-90.76624,18.61873],[-90.76363,18.61615],[-90.76179,18.61434],[-90.76075,18.61412],[-90.76059,18.61316],[-90.76108,18.61021]]}}
Línea 115.0 kV | LineString | 115.0 kV | 1 |  |  | CFE |  |  |  |  | OpenStreetMap | {"type":"Feature","properties":{},"geometry":{"type":"LineString","coordinates":[[-88.93892,21.14009],[-88.93877,21.14036],[-88.93841,21.14035],[-88.935,21.14175],[-88.93174,21.1431],[-88.92831,21.1445],[-88.92467,21.146],[-88.92131,21.14745],[-88.91784,21.14885],[-88.91443,21.15028],[-88.91096,21.15168],[-88.90748,21.15314],[-88.9039,21.15462],[-88.90056,21.15602],[-88.89702,21.1575],[-88.89353,21.15895],[-88.89004,21.16039],[-88.88661,21.16177],[-88.8832,21.16315],[-88.87977,21.16464],[-88.87626,21.16609],[-88.87278,21.16751],[-88.86907,21.16905],[-88.86517,21.17071],[-88.8615,21.17219],[-88.85779,21.17317],[-88.85405,21.17398],[-88.85038,21.17505],[-88.84666,21.17598],[-88.84295,21.17693],[-88.83924,21.1778],[-88.83567,21.17877],[-88.8321,21.17973],[-88.82832,21.18069],[-88.82481,21.18155],[-88.82108,21.18262],[-88.81749,21.18347],[-88.81383,21.18428],[-88.81013,21.18539],[-88.80652,21.18614],[-88.80512,21.18653],[-88.80282,21.18717],[-88.79911,21.18806],[-88.79543,21.18903],[-88.79176,21.19003],[-88.78816,21.19101],[-88.78433,21.19196],[-88.78036,21.19292],[-88.77615,21.19405],[-88.77195,21.19503],[-88.76778,21.1962],[-88.76369,21.19722],[-88.75983,21.1969],[-88.75621,21.19654],[-88.75238,21.19614],[-88.74853,21.19586],[-88.74441,21.19545],[-88.74024,21.19508],[-88.73635,21.19469],[-88.7326,21.19433],[-88.72896,21.19413],[-88.7252,21.19363],[-88.72144,21.19335],[-88.71772,21.19301],[-88.71402,21.19267],[-88.71021,21.19232],[-88.70652,21.19201],[-88.70304,21.19167],[-88.69915,21.19134],[-88.69534,21.19099],[-88.69154,21.19061],[-88.68778,21.19025],[-88.68413,21.18996],[-88.68018,21.1896],[-88.67622,21.18922],[-88.67306,21.18895],[-88.6688,21.18855],[-88.66526,21.18823],[-88.66187,21.18783],[-88.65825,21.18836],[-88.65462,21.18877],[-88.65098,21.18914],[-88.64724,21.18967],[-88.64335,21.19017],[-88.6397,21.19053],[-88.6366,21.1909],[-88.63242,21.19138],[-88.62872,21.19178],[-88.62489,21.19227],[-88.62124,21.19272],[-88.6173,21.19316],[-88.61347,21.19359],[-88.60952,21.19403],[-88.60578,21.19452],[-88.60213,21.19494],[-88.59839,21.19533],[-88.59466,21.19568],[-88.59096,21.19618],[-88.58676,21.19675],[-88.58281,21.19717],[-88.57902,21.19763],[-88.575,21.19808],[-88.5711,21.19858],[-88.56755,21.199],[-88.56389,21.19945],[-88.56006,21.19978],[-88.55631,21.20033],[-88.5525,21.20075],[-88.54875,21.20119],[-88.54489,21.20169],[-88.54109,21.20199],[-88.53737,21.20244],[-88.53352,21.203],[-88.52959,21.20338],[-88.52605,21.20258],[-88.52255,21.20168],[-88.51891,21.20077],[-88.51517,21.1998],[-88.5114,21.19909],[-88.50799,21.19803],[-88.50417,21.19711],[-88.5004,21.19616],[-88.49675,21.19524],[-88.4931,21.19435],[-88.48944,21.1935],[-88.48583,21.1926],[-88.4821,21.19163],[-88.47848,21.19071],[-88.47471,21.18983],[-88.47105,21.18884],[-88.46738,21.18801],[-88.46384,21.18713],[-88.46007,21.18619],[-88.45618,21.18521],[-88.45242,21.1843],[-88.44881,21.18342],[-88.44516,21.18243],[-88.44147,21.18156],[-88.43754,21.18059],[-88.43418,21.17971],[-88.43036,21.17889],[-88.42664,21.17788],[-88.42326,21.17708],[-88.41924,21.17603],[-88.41584,21.17526],[-88.41228,21.17457],[-88.4086,21.17388],[-88.40511,21.17323],[-88.40167,21.17252],[-88.39786,21.17181],[-88.3944,21.17116],[-88.39072,21.17049],[-88.38683,21.1697],[-88.38308,21.16903],[-88.37931,21.16829],[-88.37571,21.16767],[-88.37243,21.16701],[-88.36869,21.16633],[-88.36487,21.16562],[-88.36098,21.16488],[-88.3577,21.16431],[-88.35401,21.16357],[-88.3505,21.16242],[-88.34915,21.16189]]}}
Línea 115.0 kV | LineString | 115.0 kV |  |  |  | CFE |  |  |  |  | OpenStreetMap | {"type":"Feature","properties":{},"geometry":{"type":"LineString","coordinates":[[-88.35009,21.15761],[-88.34996,21.15823],[-88.34915,21.16189]]}}
Línea 115.0 kV | LineString | 115.0 kV | 1 |  |  | CFE |  |  |  |  | OpenStreetMap | {"type":"Feature","properties":{},"geometry":{"type":"LineString","coordinates":[[-101.19543,27.91857],[-101.19512,27.91769],[-101.1941,27.91478],[-101.19179,27.91285],[-101.18943,27.91089],[-101.1871,27.90895],[-101.18491,27.90712],[-101.18254,27.90516],[-101.1803,27.9033],[-101.17806,27.90144],[-101.17556,27.89936],[-101.1731,27.89732],[-101.17067,27.89528],[-101.16807,27.89311],[-101.16564,27.89108],[-101.16302,27.88889],[-101.16081,27.88705],[-101.15894,27.88549],[-101.15655,27.88351],[-101.15469,27.88196],[-101.15217,27.87986],[-101.14966,27.87778],[-101.14718,27.87568],[-101.14453,27.8735],[-101.14207,27.87143],[-101.13952,27.86931],[-101.13723,27.86743],[-101.13515,27.86567],[-101.13239,27.8634],[-101.13225,27.86328],[-101.13265,27.86297],[-101.133,27.86287]]}}
Línea 115.0 kV | LineString | 115.0 kV | 2 |  |  | CFE |  |  |  |  | OpenStreetMap | {"type":"Feature","properties":{},"geometry":{"type":"LineString","coordinates":[[-110.29091,24.2274],[-110.29056,24.22727],[-110.28832,24.22627],[-110.28332,24.22398],[-110.27943,24.22221],[-110.27449,24.21996],[-110.26892,24.21741],[-110.26607,24.21614],[-110.26563,24.21462],[-110.26443,24.21061],[-110.26338,24.20707],[-110.26255,24.20425],[-110.26163,24.20118],[-110.26074,24.19816],[-110.25978,24.19493],[-110.25883,24.19172],[-110.25791,24.18862],[-110.25707,24.18581],[-110.25617,24.18277],[-110.25521,24.17956],[-110.25435,24.17655],[-110.25342,24.17346],[-110.25252,24.17041],[-110.25162,24.16742],[-110.25075,24.16446],[-110.24985,24.16147],[-110.24891,24.15824],[-110.24791,24.15478],[-110.24683,24.15126],[-110.24582,24.14792],[-110.24482,24.14457],[-110.24374,24.14083],[-110.24271,24.13731],[-110.24158,24.13365],[-110.24063,24.13028],[-110.2398,24.1274],[-110.24125,24.12438],[-110.24273,24.12154],[-110.24409,24.11886],[-110.24563,24.11594],[-110.24754,24.11214],[-110.24866,24.10993],[-110.24997,24.10738],[-110.2514,24.10452],[-110.2531,24.10125],[-110.25447,24.09857],[-110.25578,24.09602],[-110.25728,24.09309],[-110.25872,24.09023],[-110.25982,24.08811],[-110.2617,24.08438],[-110.2622,24.08341],[-110.26447,24.08057],[-110.26743,24.07681],[-110.27003,24.07354],[-110.27241,24.07048],[-110.27496,24.06731],[-110.27737,24.06425],[-110.27932,24.06166],[-110.28179,24.05872],[-110.28406,24.0558],[-110.28614,24.05322],[-110.28799,24.0508],[-110.29069,24.04744],[-110.29329,24.04409],[-110.29543,24.04142],[-110.2973,24.03905],[-110.29919,24.0367]]}}
Línea 115.0 kV | LineString | 115.0 kV | 2 |  |  | CFE |  |  |  |  | OpenStreetMap | {"type":"Feature","properties":{},"geometry":{"type":"LineString","coordinates":[[-106.37234,31.703],[-106.3713,31.70441],[-106.3724,31.70554],[-106.37351,31.70669],[-106.37455,31.70776],[-106.37567,31.70894],[-106.37674,31.71005],[-106.37707,31.71138],[-106.37738,31.7127],[-106.37768,31.71392],[-106.37799,31.71517],[-106.37832,31.71653],[-106.37844,31.71784],[-106.37854,31.71906],[-106.37866,31.72043],[-106.37878,31.72178],[-106.3789,31.72313],[-106.37902,31.72448],[-106.37911,31.72557],[-106.37922,31.72679],[-106.3804,31.72829],[-106.38113,31.73019],[-106.38222,31.73106],[-106.38325,31.73188],[-106.38455,31.73257],[-106.38551,31.73308],[-106.38659,31.73365],[-106.38748,31.7341],[-106.38881,31.73482],[-106.39004,31.73548],[-106.39113,31.73609],[-106.39217,31.73667],[-106.39331,31.73727],[-106.39464,31.73798],[-106.39616,31.73885],[-106.39772,31.7396],[-106.39864,31.74006],[-106.39994,31.74073],[-106.40129,31.74144],[-106.40244,31.74194],[-106.40382,31.74271],[-106.40528,31.74357],[-106.40664,31.74431],[-106.40796,31.74502],[-106.40931,31.74576],[-106.41056,31.74642],[-106.41173,31.74707],[-106.41284,31.74766],[-106.41401,31.74812],[-106.41518,31.74842],[-106.41597,31.74838],[-106.41667,31.74831],[-106.41763,31.74824],[-106.41762,31.74938],[-106.41791,31.74966],[-106.41848,31.74962],[-106.41849,31.74995],[-106.4181,31.74999]]}}
Línea 115.0 kV | LineString | 115.0 kV | 1 |  |  | CFE |  |  |  |  | OpenStreetMap | {"type":"Feature","properties":{},"geometry":{"type":"LineString","coordinates":[[-109.46237,27.0821],[-109.46239,27.08243],[-109.46265,27.08512],[-109.46297,27.08818],[-109.46328,27.09123],[-109.4636,27.09432],[-109.46392,27.09738],[-109.46421,27.10016],[-109.46451,27.1031],[-109.46481,27.10604],[-109.46514,27.10918],[-109.46545,27.11226],[-109.46569,27.11424],[-109.46539,27.1142],[-109.46538,27.11402]]}}
Línea 115.0 kV | LineString | 115.0 kV | 1 |  |  | CFE |  |  |  |  | OpenStreetMap | {"type":"Feature","properties":{},"geometry":{"type":"LineString","coordinates":[[-112.67825,30.80235],[-112.67898,30.80228]]}}
Línea 115.0 kV | LineString | 115.0 kV | 1 |  |  | CFE |  |  |  |  | OpenStreetMap | {"type":"Feature","properties":{},"geometry":{"type":"LineString","coordinates":[[-112.67824,30.8026],[-112.67907,30.8026]]}}
Línea 115.0 kV | LineString | 115.0 kV | 1 |  |  | CFE |  |  |  |  | OpenStreetMap | {"type":"Feature","properties":{},"geometry":{"type":"LineString","coordinates":[[-112.67898,30.80228],[-112.68008,30.80231],[-112.67998,30.80492],[-112.67571,30.80504],[-112.67224,30.80514],[-112.66912,30.80525],[-112.6658,30.80534],[-112.66204,30.80547],[-112.65839,30.80556],[-112.65409,30.8057],[-112.65124,30.80541],[-112.64708,30.80501],[-112.64326,30.80462],[-112.63967,30.80425],[-112.63593,30.80388],[-112.63217,30.80351],[-112.6283,30.80312],[-112.6243,30.80272],[-112.61971,30.80226],[-112.61524,30.80181],[-112.61112,30.80085],[-112.60739,30.79998],[-112.60364,30.79911],[-112.60043,30.79835],[-112.59667,30.79744],[-112.59327,30.79664],[-112.58911,30.79567],[-112.58558,30.79485],[-112.58243,30.79411],[-112.57924,30.79335],[-112.57611,30.79264],[-112.57314,30.79193],[-112.57049,30.78981],[-112.56765,30.78755],[-112.56535,30.7857],[-112.56412,30.78471],[-112.56296,30.78378],[-112.56013,30.78153],[-112.55748,30.77939],[-112.55462,30.77712],[-112.55209,30.77509],[-112.54988,30.77332],[-112.54661,30.77236],[-112.54307,30.77131],[-112.53976,30.77034],[-112.53618,30.7693],[-112.53262,30.76825],[-112.52905,30.7672],[-112.5255,30.76615],[-112.5219,30.7651],[-112.51874,30.76416],[-112.51519,30.76312],[-112.51163,30.76207],[-112.50838,30.76111],[-112.50479,30.76006],[-112.50135,30.75905],[-112.49798,30.75807],[-112.49439,30.75703],[-112.49093,30.75601],[-112.48746,30.75498],[-112.4841,30.75398],[-112.48054,30.75295],[-112.47737,30.75201],[-112.4743,30.75109],[-112.47073,30.75002],[-112.46715,30.749],[-112.46368,30.74797],[-112.46014,30.74692],[-112.45663,30.74589],[-112.45326,30.7449],[-112.44962,30.74383],[-112.44615,30.74281],[-112.44259,30.74178],[-112.43907,30.74074],[-112.43507,30.73954],[-112.43202,30.73866],[-112.42868,30.73766],[-112.42572,30.73679],[-112.42267,30.73589],[-112.42043,30.73394],[-112.41785,30.73171],[-112.41523,30.72945],[-112.41258,30.72714],[-112.40992,30.72483],[-112.40733,30.72258],[-112.40466,30.72026],[-112.40253,30.71843],[-112.40256,30.7156],[-112.40257,30.71258],[-112.40259,30.70924],[-112.40261,30.70589],[-112.40263,30.70263],[-112.40265,30.69967],[-112.40267,30.69677],[-112.40266,30.69397],[-112.40266,30.69118],[-112.40266,30.68838],[-112.40263,30.68558],[-112.40265,30.6828],[-112.40263,30.68162],[-112.40263,30.67811],[-112.40262,30.67512],[-112.40262,30.67221],[-112.40261,30.66969],[-112.4026,30.66672],[-112.40259,30.66391],[-112.40259,30.66114],[-112.40258,30.6586],[-112.40258,30.65596],[-112.40257,30.65336],[-112.40465,30.65101],[-112.4045,30.65022]]}}
Línea 115.0 kV | LineString | 115.0 kV | 1 |  |  | CFE |  |  |  |  | OpenStreetMap | {"type":"Feature","properties":{},"geometry":{"type":"LineString","coordinates":[[-112.67916,30.80455],[-112.67923,30.80456],[-112.67972,30.80457],[-112.68208,30.80468],[-112.68443,30.80478],[-112.6868,30.80486],[-112.68914,30.80496],[-112.69151,30.80505],[-112.69388,30.80514],[-112.69623,30.80524],[-112.69859,30.80534],[-112.70095,30.80543],[-112.70332,30.80553],[-112.70568,30.80562],[-112.70804,30.80574],[-112.71019,30.80657],[-112.71235,30.8074],[-112.71451,30.80829],[-112.71667,30.80915],[-112.71886,30.81003],[-112.72105,30.81087],[-112.72321,30.81175],[-112.72539,30.8126],[-112.72758,30.81348],[-112.7298,30.81431],[-112.7318,30.81541],[-112.73383,30.81647],[-112.7359,30.81755],[-112.73798,30.81866],[-112.74,30.81972],[-112.74206,30.82079],[-112.74408,30.82186],[-112.74638,30.8223],[-112.74867,30.82274],[-112.75096,30.82318],[-112.75327,30.82363],[-112.75556,30.82407],[-112.75786,30.82451],[-112.76015,30.82496],[-112.76243,30.82539],[-112.76474,30.82584],[-112.76703,30.82628],[-112.7693,30.82671],[-112.77158,30.82717],[-112.77384,30.8276],[-112.77611,30.82803],[-112.77837,30.82846],[-112.78061,30.8289],[-112.78292,30.82935],[-112.7852,30.82979],[-112.7875,30.83023],[-112.7898,30.83068],[-112.79211,30.83112],[-112.7944,30.83156],[-112.7967,30.832],[-112.79922,30.83249],[-112.80153,30.83293],[-112.80382,30.83337],[-112.80606,30.83381],[-112.80831,30.83424],[-112.81056,30.83468],[-112.81285,30.83512],[-112.81503,30.83553],[-112.81732,30.83597],[-112.81963,30.83642],[-112.82193,30.83687],[-112.82427,30.83731],[-112.82662,30.83777],[-112.82894,30.83822],[-112.83128,30.83869],[-112.83357,30.83912],[-112.83585,30.83956],[-112.83801,30.83998],[-112.84016,30.8404],[-112.84233,30.84084],[-112.84449,30.84126],[-112.8463,30.8416],[-112.84793,30.84191],[-112.84973,30.84226],[-112.85206,30.84271],[-112.85439,30.84317],[-112.85672,30.84362],[-112.85904,30.84408],[-112.86139,30.84454],[-112.86354,30.84496],[-112.86576,30.84539],[-112.86797,30.84581],[-112.87017,30.84624],[-112.87235,30.84667],[-112.87452,30.84708],[-112.87673,30.84752],[-112.87883,30.84792],[-112.88039,30.84811],[-112.88197,30.84832],[-112.88237,30.84838]]}}
Línea 115.0 kV | LineString | 115.0 kV | 1 |  |  | CFE |  |  |  |  | OpenStreetMap | {"type":"Feature","properties":{},"geometry":{"type":"LineString","coordinates":[[-112.67823,30.80275],[-112.67917,30.80278],[-112.67913,30.80379],[-112.6791,30.80455],[-112.67909,30.80463]]}}
Línea 115.0 kV | LineString | 115.0 kV |  |  |  | CFE |  |  |  |  | OpenStreetMap | {"type":"Feature","properties":{},"geometry":{"type":"LineString","coordinates":[[-112.67823,30.80283],[-112.67861,30.80284],[-112.67858,30.80338],[-112.67675,30.80331],[-112.67651,30.80427]]}}
Línea 115.0 kV | LineString | 115.0 kV | 1 |  |  | CFE |  |  |  |  | OpenStreetMap | {"type":"Feature","properties":{},"geometry":{"type":"LineString","coordinates":[[-112.49769,30.75845],[-112.49865,30.75875],[-112.50079,30.75936],[-112.50291,30.75998],[-112.50435,30.76042],[-112.5058,30.76084],[-112.50726,30.76127],[-112.50945,30.76191],[-112.51155,30.76252],[-112.51369,30.76316],[-112.51585,30.76379],[-112.51796,30.76441],[-112.52007,30.76503],[-112.52207,30.76562],[-112.52421,30.76625],[-112.52635,30.76688],[-112.52853,30.76752],[-112.53071,30.76816],[-112.53284,30.76878],[-112.535,30.76942],[-112.53709,30.77004],[-112.53918,30.77065],[-112.54128,30.77126],[-112.54342,30.77188],[-112.5455,30.7725],[-112.54771,30.77315],[-112.54959,30.7737],[-112.55126,30.77505],[-112.553,30.77644],[-112.5543,30.77748],[-112.55601,30.77884],[-112.55757,30.78009],[-112.55931,30.78149],[-112.56105,30.78288],[-112.56279,30.78428],[-112.56437,30.78554],[-112.56591,30.78676],[-112.56775,30.78823],[-112.56939,30.78955],[-112.57106,30.79088],[-112.57272,30.79221],[-112.57446,30.79361],[-112.5762,30.795],[-112.57794,30.79639],[-112.57949,30.79763],[-112.58122,30.79901],[-112.58272,30.80021],[-112.58423,30.80141],[-112.58573,30.80262],[-112.58722,30.80381],[-112.58871,30.80501],[-112.59017,30.80616],[-112.59105,30.80801],[-112.59193,30.80987],[-112.59272,30.81153],[-112.59351,30.81323],[-112.59433,30.81493],[-112.59513,30.81662],[-112.59593,30.81832],[-112.59682,30.8202],[-112.59753,30.8217],[-112.59834,30.8234],[-112.59913,30.8251],[-112.60103,30.8265],[-112.60283,30.82705],[-112.60466,30.82764],[-112.6066,30.82674],[-112.60856,30.82585],[-112.61051,30.82496],[-112.61243,30.82407],[-112.6144,30.82319],[-112.61636,30.82228],[-112.61831,30.8214],[-112.62025,30.82051],[-112.62233,30.81955],[-112.62439,30.81862],[-112.62648,30.81766],[-112.62855,30.81671],[-112.63063,30.81576],[-112.63272,30.8148],[-112.63493,30.81379],[-112.63687,30.81291],[-112.63895,30.81196],[-112.64101,30.81102],[-112.64308,30.81006],[-112.64507,30.80915],[-112.6472,30.80824],[-112.64932,30.80732],[-112.6511,30.80654],[-112.65241,30.80598],[-112.65424,30.80517],[-112.65617,30.8051],[-112.65817,30.80503],[-112.66061,30.80494],[-112.66311,30.80485],[-112.66545,30.80476],[-112.66784,30.80467],[-112.67021,30.80456],[-112.6726,30.80448],[-112.67499,30.80439],[-112.67735,30.80449],[-112.6791,30.80455],[-112.67916,30.80455]]}}
Línea 115.0 kV | LineString | 115.0 kV | 1 |  |  | CFE |  |  |  |  | OpenStreetMap | {"type":"Feature","properties":{},"geometry":{"type":"LineString","coordinates":[[-111.09185,29.09716],[-111.09074,29.09688],[-111.08831,29.09625],[-111.08489,29.09538],[-111.08153,29.0949],[-111.07813,29.09438],[-111.07519,29.09364],[-111.07482,29.09354]]}}
Línea 115.0 kV | LineString | 115.0 kV | 1 |  |  | CFE |  |  |  |  | OpenStreetMap | {"type":"Feature","properties":{},"geometry":{"type":"LineString","coordinates":[[-111.47337,28.75351],[-111.47336,28.75276],[-111.47335,28.75041],[-111.47335,28.74809],[-111.47334,28.74573],[-111.47333,28.74354],[-111.47334,28.74119],[-111.47333,28.73884],[-111.47334,28.7365],[-111.47333,28.7342],[-111.47333,28.73191],[-111.47332,28.72958],[-111.47331,28.72723],[-111.47331,28.72492],[-111.4733,28.72262],[-111.4733,28.72025],[-111.47329,28.71797],[-111.47329,28.71587],[-111.47329,28.71362],[-111.47328,28.71143],[-111.47329,28.70919],[-111.47328,28.70696],[-111.47327,28.70468],[-111.47328,28.70244],[-111.47328,28.70016],[-111.47327,28.69791],[-111.47326,28.69567],[-111.47325,28.6934],[-111.47325,28.69143],[-111.47326,28.68912],[-111.47326,28.68673],[-111.47326,28.68493],[-111.47324,28.68267],[-111.47324,28.68043],[-111.47325,28.67818],[-111.47324,28.67637],[-111.47325,28.67413],[-111.47324,28.67186],[-111.47323,28.66962],[-111.47322,28.66733],[-111.47321,28.66527],[-111.47322,28.663],[-111.47323,28.66077],[-111.47322,28.65851],[-111.4732,28.65624],[-111.47321,28.65402],[-111.4732,28.65208],[-111.4732,28.64984],[-111.47319,28.64759],[-111.47319,28.64532],[-111.47319,28.64308],[-111.47318,28.64083],[-111.47317,28.63854],[-111.47315,28.6363],[-111.47317,28.63409],[-111.47316,28.63181],[-111.47315,28.62956],[-111.47316,28.62719],[-111.47315,28.62518],[-111.47315,28.62296],[-111.47314,28.62073],[-111.47316,28.61843],[-111.47314,28.6162],[-111.47314,28.61393],[-111.47312,28.61165],[-111.47315,28.60941],[-111.47313,28.60714],[-111.47313,28.60487],[-111.47312,28.60261],[-111.47312,28.60037],[-111.47312,28.59816],[-111.47311,28.59613],[-111.47311,28.59398],[-111.47311,28.5917],[-111.47309,28.58946],[-111.4731,28.58723],[-111.4731,28.58493],[-111.47309,28.58268],[-111.47308,28.58041],[-111.47308,28.5782],[-111.47309,28.576],[-111.47309,28.57374],[-111.47309,28.57149],[-111.4731,28.56924],[-111.47298,28.56838]]}}
Línea 115.0 kV | LineString | 115.0 kV | 2 |  |  | CFE |  |  |  |  | OpenStreetMap | {"type":"Feature","properties":{},"geometry":{"type":"LineString","coordinates":[[-111.4735,28.82504],[-111.47347,28.82652],[-111.47348,28.82924],[-111.47349,28.83197],[-111.47349,28.83447],[-111.47352,28.837],[-111.47355,28.83943],[-111.47362,28.84051],[-111.47516,28.84056]]}}
Línea 115.0 kV | LineString | 115.0 kV | 1 |  |  | CFE |  |  |  |  | OpenStreetMap | {"type":"Feature","properties":{},"geometry":{"type":"LineString","coordinates":[[-109.97413,27.48896],[-109.97331,27.48892],[-109.97123,27.48786],[-109.96993,27.48572],[-109.96861,27.48354],[-109.96584,27.48133],[-109.96295,27.47907],[-109.96011,27.47683],[-109.95739,27.47471],[-109.95478,27.47264],[-109.95462,27.46886],[-109.95442,27.46508],[-109.95441,27.46481]]}}
Línea 115.0 kV | LineString | 115.0 kV | 2 |  |  | CFE |  |  |  |  | OpenStreetMap | {"type":"Feature","properties":{},"geometry":{"type":"LineString","coordinates":[[-100.269,25.63578],[-100.26893,25.63406],[-100.26895,25.63196],[-100.26898,25.62965],[-100.26979,25.6266],[-100.27038,25.62433],[-100.271,25.62204],[-100.27153,25.61945],[-100.27135,25.61513],[-100.2714,25.61435],[-100.27144,25.6136]]}}
Línea 115.0 kV | LineString | 115.0 kV | 2 |  |  | CFE |  |  |  |  | OpenStreetMap | {"type":"Feature","properties":{},"geometry":{"type":"LineString","coordinates":[[-100.27157,25.6137],[-100.27154,25.61423],[-100.27151,25.61512],[-100.27168,25.61948],[-100.27114,25.6221],[-100.27047,25.62468],[-100.26994,25.62661],[-100.26913,25.62966],[-100.2691,25.63201],[-100.26908,25.63406],[-100.269,25.63578]]}}
Línea 115.0 kV | LineString | 115.0 kV | 1 |  |  | CFE |  |  |  |  | OpenStreetMap | {"type":"Feature","properties":{},"geometry":{"type":"LineString","coordinates":[[-107.44885,28.36331],[-107.44933,28.3633],[-107.4494,28.36199],[-107.44794,28.36056],[-107.4476,28.35994],[-107.44777,28.35953],[-107.44832,28.35829],[-107.44882,28.35716],[-107.44942,28.35581],[-107.44982,28.35487],[-107.45023,28.35395],[-107.4508,28.35265],[-107.45142,28.35131],[-107.45195,28.35008],[-107.45241,28.34905],[-107.45307,28.34756],[-107.45387,28.34571],[-107.4546,28.34406],[-107.45518,28.34276],[-107.45561,28.3418],[-107.45603,28.3408],[-107.45648,28.3398],[-107.45713,28.33834],[-107.45761,28.33726],[-107.45831,28.33569],[-107.45893,28.33427],[-107.45952,28.33291],[-107.46,28.33186],[-107.46064,28.33043],[-107.46177,28.32787],[-107.46238,28.3265],[-107.46287,28.32541],[-107.46333,28.32434],[-107.46384,28.32318],[-107.46442,28.32187],[-107.46505,28.32047],[-107.46567,28.31907],[-107.46612,28.31804],[-107.46661,28.31691],[-107.46723,28.31553],[-107.46779,28.31424],[-107.46822,28.31329],[-107.46876,28.31208],[-107.46928,28.31091],[-107.46982,28.30971],[-107.47043,28.30828],[-107.47121,28.30652],[-107.4723,28.30462],[-107.47288,28.30358],[-107.47347,28.30252],[-107.47421,28.30123],[-107.47496,28.29992],[-107.47557,28.29887],[-107.47623,28.29769],[-107.47688,28.29654],[-107.47763,28.29524],[-107.47826,28.2941],[-107.47896,28.29289],[-107.47958,28.29176],[-107.48025,28.29064],[-107.48089,28.28949],[-107.48162,28.28821],[-107.48231,28.28701],[-107.48299,28.2858],[-107.48369,28.28458],[-107.48438,28.28337],[-107.48517,28.282],[-107.48585,28.28078],[-107.48662,28.27947],[-107.48779,28.27739],[-107.48842,28.27631],[-107.48907,28.27516],[-107.48979,28.2739],[-107.49047,28.2727],[-107.49099,28.27176],[-107.49165,28.27062],[-107.49226,28.26955],[-107.49308,28.2681],[-107.49136,28.26304],[-107.49086,28.26156],[-107.49045,28.26029],[-107.48998,28.25893],[-107.48954,28.25764],[-107.48908,28.25626],[-107.48869,28.2549],[-107.48827,28.25353],[-107.48757,28.25106],[-107.48706,28.24928],[-107.48671,28.24806],[-107.48637,28.24685],[-107.48599,28.24555],[-107.48556,28.24404],[-107.48519,28.24282],[-107.48485,28.24162],[-107.48448,28.24036],[-107.48419,28.23948],[-107.48385,28.23825],[-107.48342,28.2368],[-107.48303,28.23532],[-107.48284,28.23455],[-107.4823,28.23286],[-107.48087,28.22766],[-107.4802,28.22432],[-107.47998,28.22323],[-107.47901,28.21822],[-107.47826,28.21411],[-107.47793,28.21236],[-107.47692,28.20689],[-107.47641,28.20431],[-107.47561,28.19995],[-107.47539,28.19887],[-107.47735,28.19604],[-107.47789,28.19481],[-107.47893,28.19247],[-107.47996,28.19014],[-107.47964,28.18136],[-107.47851,28.17489],[-107.48004,28.17363],[-107.48139,28.1725],[-107.48225,28.16744],[-107.48337,28.16081],[-107.48676,28.15779],[-107.48806,28.15661],[-107.4905,28.15445],[-107.49182,28.15322],[-107.49248,28.1526],[-107.49263,28.14959],[-107.49274,28.14764],[-107.4929,28.14531],[-107.4929,28.14411],[-107.49305,28.14187],[-107.49414,28.13709],[-107.50131,28.13305],[-107.50744,28.12942],[-107.50905,28.12841],[-107.5102,28.12769],[-107.51272,28.12611],[-107.51538,28.12432],[-107.51884,28.12309],[-107.5213,28.12305],[-107.52416,28.123],[-107.52629,28.12057],[-107.5293,28.11713],[-107.52996,28.11651],[-107.53227,28.11435],[-107.5343,28.11247],[-107.53488,28.11193],[-107.5359,28.11098],[-107.53697,28.11],[-107.53941,28.10772],[-107.54029,28.1069],[-107.54108,28.10618],[-107.54432,28.10318],[-107.54782,28.10055],[-107.55222,28.09754],[-107.55265,28.09722],[-107.55385,28.09693],[-107.55923,28.09556],[-107.56017,28.09531],[-107.56598,28.09384],[-107.56782,28.09336],[-107.571,28.09277],[-107.58608,28.08482],[-107.58786,28.08435],[-107.59516,28.08241],[-107.59817,28.07812],[-107.59748,28.07488],[-107.59734,28.07428],[-107.59617,28.06888],[-107.59584,28.06739],[-107.59542,28.06537],[-107.59438,28.06059],[-107.59512,28.05937],[-107.59564,28.05847],[-107.5966,28.05686],[-107.59736,28.05557],[-107.59926,28.05238],[-107.60001,28.05095],[-107.60088,28.04931],[-107.60159,28.04795],[-107.60233,28.04658],[-107.60306,28.04522],[-107.60449,28.04249],[-107.60622,28.03925],[-107.60687,28.038],[-107.60737,28.03705],[-107.60686,28.03559],[-107.60633,28.03406],[-107.60564,28.0321],[-107.60505,28.03043],[-107.6047,28.02935],[-107.60367,28.0264],[-107.60388,28.02532],[-107.60443,28.02241],[-107.60475,28.02089],[-107.60537,28.01758],[-107.6056,28.01632],[-107.60662,28.0111],[-107.60679,28.01014],[-107.60705,28.0088],[-107.60762,28.00602],[-107.60787,28.00474],[-107.60818,28.00317],[-107.60845,28.00178],[-107.6087,28.00047],[-107.6093,27.99742],[-107.60971,27.99527],[-107.61,27.99381],[-107.61018,27.99297],[-107.61078,27.9924],[-107.6142,27.98922],[-107.61558,27.98729],[-107.61608,27.98549],[-107.61652,27.98386],[-107.61677,27.9829],[-107.61786,27.97886],[-107.61823,27.97752],[-107.61845,27.97672],[-107.61935,27.97336],[-107.61977,27.97183],[-107.62015,27.97045],[-107.61953,27.96901],[-107.61901,27.96777],[-107.61857,27.96673],[-107.61782,27.96495],[-107.61729,27.96373],[-107.61636,27.96145],[-107.61551,27.95952],[-107.61523,27.95876],[-107.61417,27.95795],[-107.61275,27.95688],[-107.61163,27.95605],[-107.61054,27.95521],[-107.60868,27.95382],[-107.60763,27.95299],[-107.6064,27.95203],[-107.60516,27.95111],[-107.60393,27.95016],[-107.60259,27.94915],[-107.60131,27.94819],[-107.60017,27.94732],[-107.59899,27.94644],[-107.59782,27.94554],[-107.59656,27.94459],[-107.59521,27.94358],[-107.59385,27.94027],[-107.59333,27.93902],[-107.59271,27.93757],[-107.59252,27.93513],[-107.59243,27.93349],[-107.59221,27.93023],[-107.592,27.92733],[-107.59186,27.92572],[-107.59176,27.92418],[-107.59158,27.92234],[-107.5917,27.92133],[-107.59181,27.92031],[-107.59195,27.91931],[-107.59207,27.91824],[-107.59235,27.91719],[-107.59281,27.91544],[-107.59327,27.91368],[-107.59366,27.91223],[-107.59395,27.91113],[-107.5943,27.90976],[-107.59462,27.90857],[-107.59507,27.90685],[-107.59537,27.90572],[-107.59569,27.90457],[-107.59551,27.90309],[-107.59538,27.90165],[-107.59528,27.90067],[-107.59517,27.89946],[-107.59496,27.89722],[-107.59474,27.89508],[-107.59459,27.89349],[-107.59438,27.89124],[-107.59419,27.889],[-107.59399,27.88732],[-107.59382,27.8856],[-107.5935,27.88224],[-107.59317,27.87888],[-107.59296,27.87662],[-107.59288,27.87583],[-107.59286,27.87449],[-107.59268,27.87191],[-107.59258,27.86864],[-107.59239,27.86548],[-107.59223,27.86286],[-107.59217,27.86176],[-107.59217,27.86176],[-107.59198,27.85748],[-107.59191,27.85604],[-107.59185,27.85494],[-107.59172,27.85267],[-107.59975,27.84551],[-107.60087,27.84454]]}}
Línea 115.0 kV | LineString | 115.0 kV | 1 |  |  | CFE |  |  |  |  | OpenStreetMap | {"type":"Feature","properties":{},"geometry":{"type":"LineString","coordinates":[[-106.01603,26.80908],[-106.01634,26.80914],[-106.01731,26.80989],[-106.01921,26.8112],[-106.0208,26.81228],[-106.02219,26.81322],[-106.02354,26.81415],[-106.02484,26.81501],[-106.02621,26.81596],[-106.02765,26.81694],[-106.02902,26.81787],[-106.03039,26.81879],[-106.03175,26.81971],[-106.03318,26.8207],[-106.03459,26.82165],[-106.03601,26.8226],[-106.03735,26.82353],[-106.03888,26.82457],[-106.04033,26.82554],[-106.04176,26.82654],[-106.0432,26.82751],[-106.04465,26.82849],[-106.04631,26.82963],[-106.04746,26.83089],[-106.04851,26.83204],[-106.04959,26.83323],[-106.05058,26.83431],[-106.05156,26.83537],[-106.05342,26.83627],[-106.0551,26.83707],[-106.0571,26.83799],[-106.05855,26.83864],[-106.06029,26.83947],[-106.06189,26.84022],[-106.06424,26.84132],[-106.06577,26.84203],[-106.06927,26.84367],[-106.0707,26.84435],[-106.07204,26.84497],[-106.07328,26.84555],[-106.0744,26.84608],[-106.07725,26.84742],[-106.07904,26.84825],[-106.08117,26.84925],[-106.08337,26.85028],[-106.0857,26.85137],[-106.08736,26.85215],[-106.08967,26.85324],[-106.09108,26.85393],[-106.09207,26.8544],[-106.09329,26.855],[-106.09682,26.8567],[-106.09912,26.85781],[-106.10072,26.8586],[-106.10277,26.85958],[-106.10456,26.85938],[-106.10731,26.85907],[-106.10959,26.85881],[-106.11168,26.85857],[-106.11413,26.85831],[-106.11563,26.85863],[-106.11834,26.8592],[-106.12162,26.86074],[-106.12389,26.86113],[-106.12548,26.86139],[-106.12717,26.86169],[-106.12879,26.86194],[-106.13093,26.8623],[-106.13271,26.8626],[-106.13433,26.86286],[-106.13617,26.86317],[-106.13853,26.86358],[-106.14066,26.86393],[-106.14333,26.86439],[-106.14506,26.86469],[-106.14694,26.86501],[-106.15072,26.86565],[-106.15229,26.86593],[-106.15756,26.86682],[-106.15881,26.86705],[-106.16416,26.86796],[-106.16888,26.86878],[-106.17116,26.86916],[-106.17323,26.86964],[-106.17698,26.87054],[-106.18099,26.87145],[-106.18473,26.87232],[-106.18728,26.87294],[-106.18895,26.87334],[-106.19317,26.87429],[-106.19561,26.87488],[-106.19707,26.87522],[-106.20083,26.8761],[-106.20215,26.87642],[-106.20413,26.87687],[-106.20628,26.87738],[-106.20758,26.87766],[-106.20947,26.87812],[-106.21188,26.8787],[-106.21442,26.8793],[-106.21648,26.8798],[-106.22134,26.88092],[-106.22413,26.8816],[-106.22548,26.88259],[-106.2268,26.88357],[-106.22836,26.88472],[-106.22994,26.88588],[-106.23225,26.88758],[-106.2332,26.88805],[-106.23666,26.88973],[-106.24004,26.89184],[-106.24275,26.89345],[-106.24633,26.89563],[-106.25069,26.89557],[-106.2521,26.89387],[-106.25336,26.89241],[-106.25464,26.89088],[-106.25617,26.88907],[-106.25694,26.88817],[-106.25976,26.88476],[-106.26097,26.88348],[-106.26178,26.88267],[-106.26306,26.88144],[-106.26618,26.87647],[-106.26834,26.87304],[-106.26998,26.8689],[-106.2712,26.86585],[-106.27289,26.8646],[-106.27469,26.86482],[-106.27637,26.86501],[-106.2783,26.86524],[-106.27998,26.86545],[-106.28192,26.86566],[-106.28386,26.8659],[-106.28676,26.86635],[-106.28857,26.86663],[-106.29095,26.867],[-106.29213,26.86718],[-106.29557,26.86772],[-106.29973,26.86836],[-106.30184,26.86871],[-106.30365,26.87026],[-106.30563,26.87197],[-106.30742,26.87355],[-106.30932,26.87522],[-106.31075,26.87645],[-106.31192,26.87749],[-106.31309,26.87851],[-106.31469,26.8799],[-106.31565,26.88155],[-106.3164,26.88282],[-106.31713,26.88408],[-106.3179,26.88537],[-106.31865,26.88666],[-106.31944,26.888],[-106.32019,26.88927],[-106.32091,26.8905],[-106.3217,26.89186],[-106.32243,26.8931],[-106.32318,26.89439],[-106.32393,26.89567],[-106.32467,26.89693],[-106.32542,26.89821],[-106.32772,26.89894],[-106.33212,26.90031],[-106.33293,26.90056],[-106.33436,26.90308],[-106.33515,26.90453],[-106.33587,26.90579],[-106.33664,26.90714],[-106.33741,26.90853],[-106.33834,26.91014],[-106.33906,26.91141],[-106.3399,26.91288],[-106.34054,26.91401],[-106.34127,26.91531],[-106.34195,26.91651],[-106.34264,26.91775],[-106.34346,26.91916],[-106.34487,26.92159],[-106.34569,26.92304],[-106.34641,26.92431],[-106.34721,26.9257],[-106.3479,26.92692],[-106.3486,26.92817],[-106.34942,26.9296],[-106.35015,26.9309],[-106.35076,26.93198],[-106.35152,26.93331],[-106.35224,26.93457],[-106.35349,26.93678],[-106.35429,26.93821],[-106.35556,26.94044],[-106.35883,26.94248],[-106.36177,26.94431],[-106.36398,26.94568],[-106.36609,26.947],[-106.36816,26.94831],[-106.36929,26.949],[-106.37065,26.94985],[-106.37205,26.95073],[-106.37349,26.95163],[-106.37535,26.95279],[-106.37912,26.955],[-106.38194,26.95489],[-106.38599,26.95476],[-106.3878,26.95468],[-106.39059,26.95457],[-106.39165,26.95455],[-106.39348,26.95449],[-106.39527,26.95442],[-106.3975,26.95435],[-106.39937,26.95428],[-106.40331,26.95414],[-106.40806,26.95399],[-106.41064,26.95422],[-106.41477,26.9546],[-106.41792,26.95489],[-106.42297,26.95534],[-106.42448,26.95547],[-106.42575,26.95559],[-106.42802,26.9558],[-106.43107,26.95609],[-106.43209,26.9559],[-106.43911,26.95451],[-106.44205,26.95397],[-106.4475,26.9529],[-106.44814,26.95277],[-106.44942,26.95252],[-106.45127,26.95216],[-106.45277,26.95187],[-106.45414,26.95161],[-106.45562,26.95133],[-106.461,26.94993],[-106.46489,26.94929],[-106.46571,26.94914],[-106.46742,26.94885],[-106.46981,26.94846],[-106.47165,26.94816],[-106.47308,26.94791],[-106.47512,26.94759],[-106.47682,26.94731],[-106.47855,26.94701],[-106.48267,26.94768],[-106.48628,26.94822],[-106.49217,26.94906],[-106.49413,26.94935],[-106.49531,26.94955],[-106.49827,26.95],[-106.50363,26.9508],[-106.50541,26.95108],[-106.50759,26.95139],[-106.50948,26.95169],[-106.51185,26.95206],[-106.51596,26.95269],[-106.51805,26.95299],[-106.52012,26.9533],[-106.52274,26.95368],[-106.52426,26.95392],[-106.52654,26.95428],[-106.52914,26.95465],[-106.531,26.95494],[-106.53322,26.95531],[-106.53545,26.95486],[-106.53714,26.95454],[-106.53901,26.95418],[-106.54082,26.95383],[-106.54244,26.95352],[-106.54413,26.95318],[-106.5459,26.95286],[-106.54771,26.95251],[-106.5492,26.95223],[-106.55297,26.95151],[-106.55479,26.95115],[-106.55617,26.95089],[-106.55767,26.95062],[-106.55942,26.95028],[-106.56091,26.94998],[-106.56215,26.94974],[-106.56347,26.94948],[-106.56696,26.94882],[-106.56848,26.94851],[-106.57019,26.94817],[-106.57168,26.9479],[-106.57362,26.94753],[-106.57599,26.94708],[-106.57815,26.94666],[-106.58001,26.94632],[-106.58189,26.94594],[-106.58367,26.9456],[-106.58541,26.94526],[-106.58631,26.94556],[-106.59165,26.94721],[-106.59331,26.94773],[-106.59929,26.94963],[-106.6042,26.95113],[-106.60915,26.95264],[-106.61178,26.9535],[-106.61444,26.9559],[-106.61554,26.95695],[-106.61679,26.95807],[-106.61932,26.96044],[-106.62171,26.96263],[-106.62399,26.96473],[-106.62565,26.96625],[-106.62853,26.96648],[-106.63289,26.96683],[-106.63696,26.96715],[-106.63826,26.96725],[-106.64056,26.96745],[-106.6431,26.96764],[-106.6457,26.96784],[-106.64828,26.96805],[-106.65089,26.96825],[-106.6547,26.96855],[-106.65694,26.96813],[-106.66102,26.96726],[-106.66212,26.96681],[-106.66523,26.96544],[-106.66781,26.96429],[-106.66926,26.96366],[-106.67296,26.96203],[-106.67431,26.96146],[-106.67744,26.96012],[-106.67885,26.95951],[-106.68279,26.95783],[-106.68428,26.95719],[-106.68617,26.95638],[-106.68693,26.95523],[-106.68787,26.9538],[-106.68966,26.95108],[-106.69049,26.94979],[-106.69138,26.94843],[-106.69229,26.947],[-106.69357,26.94627],[-106.69511,26.94541],[-106.69659,26.94457],[-106.69864,26.94341],[-106.70227,26.94135],[-106.7038,26.94051],[-106.70491,26.93986],[-106.70595,26.93928],[-106.70755,26.93838],[-106.70916,26.93747],[-106.71077,26.93656],[-106.71241,26.93564],[-106.71428,26.93458],[-106.71625,26.93348],[-106.71776,26.93338],[-106.71968,26.93325],[-106.72087,26.93317],[-106.72268,26.93305],[-106.72474,26.93291],[-106.72685,26.93277],[-106.72879,26.93265],[-106.7309,26.93251],[-106.73281,26.93239],[-106.73486,26.93225],[-106.73663,26.93214],[-106.7384,26.93203],[-106.74015,26.9319],[-106.7419,26.93179],[-106.74393,26.93165],[-106.74638,26.93148],[-106.74783,26.93017],[-106.74918,26.92894],[-106.75056,26.92772],[-106.75192,26.9265],[-106.75329,26.92527],[-106.75467,26.92404],[-106.75684,26.92212],[-106.75903,26.92013],[-106.76133,26.9181],[-106.76297,26.91663],[-106.76576,26.91627],[-106.76709,26.9161],[-106.77013,26.91571],[-106.7773,26.91477],[-106.78311,26.91401],[-106.78535,26.91372],[-106.78632,26.91314],[-106.78945,26.91102],[-106.79118,26.90987],[-106.79546,26.90702],[-106.79678,26.90612],[-106.79923,26.90352],[-106.80264,26.8997],[-106.80528,26.89783],[-106.80661,26.89684],[-106.80751,26.89332],[-106.80812,26.89084],[-106.80818,26.88599],[-106.8082,26.88392],[-106.8082,26.88211],[-106.80821,26.88102],[-106.80771,26.87758],[-106.80757,26.87674],[-106.80671,26.8711],[-106.80619,26.86792],[-106.80584,26.86596],[-106.80802,26.86173],[-106.80989,26.85953],[-106.8116,26.85741],[-106.81231,26.85363],[-106.81297,26.84978],[-106.81898,26.84731],[-106.81951,26.84711],[-106.82375,26.84602],[-106.83551,26.85423],[-106.83789,26.85588],[-106.84,26.85731],[-106.84615,26.86159],[-106.85424,26.86317],[-106.8557,26.86327],[-106.8598,26.86353],[-106.86818,26.8641],[-106.87174,26.86433],[-106.87571,26.86461],[-106.87983,26.86649],[-106.88129,26.86717],[-106.88678,26.8677],[-106.88922,26.86794],[-106.8939,26.86619],[-106.89467,26.86591],[-106.89757,26.86589],[-106.89846,26.86637],[-106.90144,26.86532],[-106.90439,26.86428],[-106.9059,26.86373],[-106.90712,26.86329],[-106.90995,26.86228],[-106.91202,26.86245],[-106.91401,26.86264],[-106.91751,26.86296],[-106.91898,26.8631],[-106.92289,26.86312],[-106.92643,26.86305],[-106.92877,26.86165],[-106.92967,26.86112],[-106.93117,26.86018],[-106.93294,26.8591],[-106.93388,26.85854],[-106.93504,26.85783],[-106.93738,26.85641],[-106.93781,26.85678],[-106.94086,26.85905],[-106.94253,26.86034],[-106.94454,26.86183],[-106.94576,26.86277],[-106.95051,26.86637],[-106.95105,26.86683],[-106.95311,26.86678],[-106.95401,26.86674],[-106.95652,26.86664],[-106.95832,26.86657],[-106.95991,26.86653],[-106.96263,26.86643],[-106.96513,26.86632],[-106.9671,26.86625],[-106.97072,26.86567],[-106.97335,26.86523],[-106.97579,26.8648],[-106.97753,26.86452],[-106.97924,26.86423],[-106.9803,26.8656],[-106.98173,26.86746],[-106.98242,26.86838],[-106.98616,26.86831],[-106.98751,26.86828],[-106.98893,26.86825],[-106.99076,26.86822],[-106.99278,26.86818],[-106.99399,26.86818],[-106.99646,26.8681],[-106.99964,26.86801],[-107.0009,26.86799],[-107.00246,26.86795],[-107.00381,26.86794],[-107.00708,26.86787],[-107.00876,26.86784],[-107.01053,26.8678],[-107.01205,26.86777],[-107.01338,26.86774],[-107.01756,26.86766],[-107.01994,26.86761],[-107.02145,26.86757],[-107.02288,26.86756],[-107.02437,26.86752],[-107.02591,26.86748],[-107.02765,26.86743],[-107.02916,26.86741],[-107.03074,26.86738],[-107.03207,26.86736],[-107.03392,26.86731],[-107.03546,26.86728],[-107.03673,26.86725],[-107.03916,26.86721],[-107.0407,26.86717],[-107.04223,26.86714],[-107.0438,26.86709],[-107.04506,26.86708],[-107.04682,26.86704],[-107.04842,26.867],[-107.04974,26.86647],[-107.05098,26.86597],[-107.05226,26.86546],[-107.05411,26.86471],[-107.0563,26.86382],[-107.0585,26.86293],[-107.06044,26.86214],[-107.06221,26.86142],[-107.06363,26.86085],[-107.06503,26.85985],[-107.06631,26.85894],[-107.06757,26.85805],[-107.06922,26.85688],[-107.07086,26.85571],[-107.0713,26.85621],[-107.07142,26.85635]]}}
Línea 115.0 kV | LineString | 115.0 kV | 2 |  |  | CFE |  |  |  |  | OpenStreetMap | {"type":"Feature","properties":{},"geometry":{"type":"LineString","coordinates":[[-94.58847,18.0104],[-94.59024,18.0103],[-94.59225,18.01018],[-94.5949,18.01002],[-94.59816,18.01037],[-94.60158,18.01077],[-94.60496,18.01115],[-94.60764,18.01146],[-94.61078,18.01179],[-94.61462,18.01223],[-94.61765,18.01258],[-94.62129,18.01302],[-94.62611,18.01357],[-94.63013,18.01401],[-94.63331,18.01437],[-94.637,18.01477],[-94.64098,18.01524],[-94.64545,18.01575],[-94.64824,18.01609],[-94.65076,18.01634],[-94.65291,18.01807],[-94.65518,18.01985],[-94.65755,18.02174],[-94.6607,18.02421],[-94.66208,18.02531],[-94.66544,18.0279],[-94.66937,18.03105],[-94.67262,18.03358],[-94.67473,18.03526],[-94.67708,18.0347],[-94.68003,18.03391],[-94.68234,18.03328],[-94.68439,18.03304],[-94.68609,18.0301]]}}
Línea 115.0 kV | LineString | 115.0 kV |  |  |  | CFE |  |  |  |  | OpenStreetMap | {"type":"Feature","properties":{},"geometry":{"type":"LineString","coordinates":[[-94.50159,18.01297],[-94.49836,18.01352],[-94.48993,18.01497],[-94.48617,18.01563],[-94.48324,18.01616],[-94.48038,18.01665],[-94.4774,18.01716],[-94.47294,18.01901],[-94.47071,18.01868],[-94.46756,18.01825],[-94.46428,18.01784],[-94.4619,18.01754],[-94.45817,18.01711],[-94.45462,18.01665],[-94.45001,18.0161],[-94.44598,18.01561],[-94.44463,18.01541],[-94.44198,18.01503],[-94.43949,18.01744],[-94.43726,18.01967],[-94.43459,18.02225],[-94.43217,18.02465],[-94.43006,18.02677],[-94.42756,18.0273],[-94.42536,18.02782],[-94.41943,18.02919],[-94.41639,18.02987],[-94.41371,18.03048],[-94.4109,18.0305],[-94.40708,18.03051],[-94.40383,18.03052],[-94.40205,18.03047],[-94.40081,18.03087],[-94.40003,18.03091]]}}
Línea 115.0 kV | LineString | 115.0 kV | 4 |  |  | CFE |  |  |  |  | OpenStreetMap | {"type":"Feature","properties":{},"geometry":{"type":"LineString","coordinates":[[-94.69169,18.02976],[-94.69186,18.02946],[-94.69223,18.02837],[-94.69421,18.02705],[-94.69657,18.02525],[-94.69976,18.02479],[-94.70301,18.02416],[-94.70574,18.02359]]}}
Línea 115.0 kV | LineString | 115.0 kV | 2 |  |  | CFE |  |  |  |  | OpenStreetMap | {"type":"Feature","properties":{},"geometry":{"type":"LineString","coordinates":[[-94.40003,18.03049],[-94.40092,18.03048],[-94.4019,18.03014],[-94.40354,18.03007],[-94.40699,18.03001],[-94.4107,18.0299],[-94.41256,18.02984],[-94.41589,18.0289],[-94.4183,18.02826],[-94.42018,18.02757],[-94.42483,18.02598],[-94.42771,18.02497],[-94.4308,18.02389],[-94.43249,18.02325],[-94.43463,18.02244],[-94.4373,18.02149],[-94.44028,18.0204],[-94.44289,18.01945],[-94.44692,18.01799],[-94.45048,18.01669],[-94.45469,18.01733],[-94.4582,18.01787],[-94.46082,18.01768],[-94.46422,18.01814],[-94.47076,18.01895],[-94.4752,18.01754],[-94.48074,18.01577],[-94.4844,18.01515],[-94.48815,18.0145],[-94.50114,18.0122],[-94.50247,18.01186],[-94.50496,18.01153],[-94.50849,18.01228],[-94.51211,18.01291],[-94.51564,18.01353],[-94.51942,18.01417]]}}
Línea 115.0 kV | LineString | 115.0 kV |  |  |  | CFE |  |  |  |  | OpenStreetMap | {"type":"Feature","properties":{},"geometry":{"type":"LineString","coordinates":[[-94.39762,18.03183],[-94.39427,18.03179],[-94.3913,18.03178],[-94.38735,18.03175],[-94.38336,18.03172],[-94.38175,18.03171],[-94.37939,18.03171],[-94.37736,18.03175],[-94.37504,18.03172],[-94.37322,18.03172],[-94.37082,18.03079],[-94.36708,18.0294],[-94.36428,18.02831],[-94.3623,18.02755],[-94.36064,18.02691],[-94.35834,18.02604],[-94.35551,18.02494],[-94.35275,18.02386],[-94.34753,18.02189],[-94.34371,18.02041],[-94.34209,18.01983],[-94.3399,18.01897],[-94.3365,18.01769],[-94.33377,18.01679],[-94.33139,18.01601],[-94.32951,18.01542],[-94.32826,18.01402],[-94.32632,18.01192],[-94.3243,18.00972]]}}
Línea 115.0 kV | LineString | 115.0 kV | 2 |  |  | CFE |  |  |  |  | OpenStreetMap | {"type":"Feature","properties":{},"geometry":{"type":"LineString","coordinates":[[-94.69093,18.03043],[-94.68827,18.03342],[-94.68529,18.03403],[-94.68187,18.03457],[-94.67722,18.03554],[-94.67375,18.03627],[-94.67026,18.037],[-94.6675,18.03758],[-94.66393,18.03835],[-94.66003,18.03911],[-94.65666,18.03971],[-94.6531,18.04052],[-94.64981,18.04135],[-94.64565,18.04219],[-94.64131,18.04304],[-94.63757,18.0438],[-94.6342,18.0445],[-94.63026,18.04528],[-94.62649,18.0461],[-94.62304,18.04682],[-94.61924,18.04763],[-94.61528,18.04845],[-94.61239,18.04909],[-94.6088,18.0498],[-94.60529,18.05053],[-94.60102,18.0514],[-94.59755,18.05374],[-94.59446,18.05606],[-94.59067,18.05878],[-94.5864,18.06188],[-94.58402,18.06352],[-94.58139,18.06545],[-94.5795,18.06681],[-94.57905,18.06893],[-94.57848,18.07147],[-94.57765,18.07544],[-94.57678,18.0794],[-94.57587,18.08039],[-94.5737,18.08299],[-94.57282,18.08566],[-94.5715,18.08944],[-94.57017,18.09122],[-94.56714,18.09361],[-94.56439,18.09569],[-94.56257,18.09881],[-94.56087,18.10189],[-94.55921,18.10472],[-94.55756,18.10761],[-94.55555,18.11105],[-94.55372,18.11435],[-94.55074,18.11562],[-94.54797,18.11678],[-94.54374,18.11863],[-94.54337,18.11967],[-94.54351,18.12049]]}}
Línea 115.0 kV | LineString | 115.0 kV | 2 |  |  | CFE |  |  |  |  | OpenStreetMap | {"type":"Feature","properties":{},"geometry":{"type":"LineString","coordinates":[[-100.16133,25.73769],[-100.16048,25.73791],[-100.16002,25.73873],[-100.15958,25.73956],[-100.15913,25.74038],[-100.15862,25.74109],[-100.15816,25.74068],[-100.15773,25.74029],[-100.1569,25.73948],[-100.15649,25.73908],[-100.15606,25.73865],[-100.15527,25.73787],[-100.15438,25.737],[-100.15351,25.73614],[-100.15278,25.73542],[-100.15206,25.73471],[-100.15134,25.73401],[-100.15059,25.7333],[-100.14984,25.73255],[-100.14907,25.73179],[-100.14833,25.73105],[-100.14796,25.73069],[-100.14769,25.73044],[-100.14714,25.72991],[-100.14678,25.72957],[-100.14598,25.72876],[-100.14548,25.72826],[-100.14518,25.72796],[-100.14468,25.72748],[-100.14466,25.72746],[-100.14374,25.72652],[-100.14282,25.72562],[-100.14206,25.72482],[-100.14131,25.72418],[-100.14046,25.72334],[-100.13964,25.7226],[-100.13885,25.72175],[-100.13856,25.72138],[-100.13826,25.72098],[-100.13779,25.72004],[-100.13736,25.71883],[-100.1371,25.71803],[-100.13687,25.71704],[-100.13665,25.716],[-100.13633,25.71503],[-100.13604,25.71415],[-100.13579,25.71323],[-100.13551,25.71216],[-100.13528,25.71132],[-100.13497,25.71026],[-100.13481,25.70964]]}}
Línea 115.0 kV | LineString | 115.0 kV | 2 |  |  | Comisión Federal de Electricidad |  |  |  |  | OpenStreetMap | {"type":"Feature","properties":{},"geometry":{"type":"LineString","coordinates":[[-100.10705,25.7216],[-100.10786,25.72113],[-100.10899,25.72045],[-100.11017,25.71974],[-100.11092,25.71929],[-100.11135,25.71903],[-100.11252,25.71833],[-100.11371,25.71763],[-100.11474,25.71702],[-100.11589,25.71634],[-100.11706,25.71564],[-100.11822,25.71497],[-100.11937,25.71428],[-100.12054,25.71359],[-100.12169,25.71293],[-100.12195,25.71277],[-100.12285,25.71222],[-100.12323,25.71199],[-100.124,25.71153],[-100.12477,25.71138],[-100.1265,25.71103],[-100.1269,25.71095],[-100.12984,25.7104],[-100.13301,25.70977],[-100.13465,25.70946]]}}
Línea 115.0 kV | LineString | 115.0 kV | 2 |  |  | Comisión Federal de Electricidad |  |  |  |  | OpenStreetMap | {"type":"Feature","properties":{},"geometry":{"type":"LineString","coordinates":[[-100.17171,25.70223],[-100.16868,25.70281],[-100.16569,25.7034],[-100.16404,25.70372],[-100.16403,25.70451],[-100.16401,25.70529],[-100.16366,25.70545],[-100.1627,25.70548],[-100.16058,25.7055],[-100.15917,25.70518],[-100.15808,25.70487],[-100.15777,25.70494],[-100.15659,25.70518],[-100.15326,25.70584],[-100.15023,25.70645],[-100.14707,25.70705],[-100.14382,25.70768],[-100.1407,25.70831],[-100.13811,25.70883],[-100.13664,25.70907],[-100.13569,25.70927],[-100.13481,25.70943]]}}
Línea 115.0 kV | LineString | 115.0 kV |  |  |  | CFE |  |  |  |  | OpenStreetMap | {"type":"Feature","properties":{},"geometry":{"type":"LineString","coordinates":[[-88.22202,20.70771],[-88.22507,20.70675],[-88.22848,20.70569],[-88.23249,20.70441],[-88.23602,20.70329],[-88.24026,20.70198],[-88.24671,20.69994],[-88.24683,20.69837],[-88.24702,20.69497],[-88.24717,20.69251],[-88.24739,20.6891],[-88.24755,20.68603],[-88.24772,20.68273],[-88.24792,20.67957],[-88.24806,20.67669],[-88.24905,20.67415],[-88.24951,20.6729],[-88.24986,20.67203],[-88.25104,20.66892],[-88.25247,20.66517],[-88.25385,20.66152],[-88.25528,20.65778],[-88.2566,20.6543],[-88.2579,20.6509],[-88.25915,20.64762],[-88.26033,20.64456],[-88.2614,20.64167],[-88.2625,20.63887],[-88.26362,20.63589],[-88.2649,20.63248],[-88.26631,20.62884],[-88.26773,20.62515],[-88.26909,20.62157],[-88.27031,20.61844],[-88.27143,20.61559],[-88.27267,20.61232],[-88.27386,20.60923],[-88.27493,20.6065],[-88.27523,20.60287],[-88.27555,20.59913],[-88.27579,20.596],[-88.27607,20.59262],[-88.27638,20.58875],[-88.27665,20.585],[-88.27699,20.58113],[-88.27728,20.57755],[-88.27757,20.57398],[-88.27784,20.57069],[-88.2781,20.56749],[-88.27836,20.56403],[-88.27866,20.56061],[-88.27897,20.55682],[-88.27926,20.5529],[-88.27955,20.54916],[-88.27986,20.54568],[-88.28016,20.54159],[-88.28047,20.53763],[-88.28078,20.53386],[-88.28113,20.5302],[-88.2813,20.5272],[-88.28103,20.52429],[-88.28068,20.52078],[-88.28026,20.51677],[-88.27993,20.51371],[-88.2796,20.51039],[-88.27928,20.50688],[-88.27894,20.50367],[-88.27856,20.50018],[-88.27821,20.4968],[-88.27795,20.49402],[-88.27767,20.49137],[-88.27735,20.48826],[-88.27706,20.48486],[-88.27664,20.48099],[-88.27629,20.47743],[-88.27596,20.47374],[-88.27557,20.47002],[-88.27522,20.46641],[-88.27494,20.46336],[-88.27466,20.46057],[-88.27436,20.45701],[-88.27401,20.45355],[-88.27363,20.44976],[-88.27325,20.44595],[-88.27288,20.44192],[-88.27247,20.43803],[-88.27208,20.43425],[-88.27181,20.43142],[-88.27151,20.42817],[-88.27128,20.42513],[-88.27092,20.42143],[-88.27056,20.41757],[-88.2702,20.41386],[-88.26987,20.4102],[-88.26955,20.40667],[-88.26923,20.40361],[-88.26902,20.40119],[-88.26874,20.39818],[-88.26852,20.396],[-88.26822,20.39321],[-88.26787,20.38989],[-88.26748,20.38643],[-88.26706,20.38252],[-88.26665,20.37893],[-88.26625,20.37568],[-88.2659,20.37219],[-88.26551,20.3687],[-88.26493,20.36537],[-88.26494,20.36474]]}}
Línea 115.0 kV | LineString | 115.0 kV |  |  |  | CFE |  |  |  |  | OpenStreetMap | {"type":"Feature","properties":{},"geometry":{"type":"LineString","coordinates":[[-89.56675,20.39531],[-89.56697,20.39516],[-89.56936,20.39325],[-89.57181,20.39128],[-89.57473,20.38887],[-89.57669,20.38732],[-89.57861,20.3858],[-89.58213,20.38299],[-89.58459,20.38104],[-89.58731,20.3788],[-89.58968,20.37694],[-89.59221,20.37491],[-89.59489,20.37277],[-89.5975,20.37065],[-89.60001,20.36867],[-89.60288,20.36635],[-89.6059,20.36394],[-89.60852,20.36183],[-89.61111,20.35978],[-89.61393,20.35753],[-89.61699,20.35508],[-89.62033,20.35244],[-89.62349,20.34988],[-89.62595,20.34793],[-89.62859,20.3458],[-89.63139,20.34358],[-89.63398,20.34145],[-89.63685,20.3392],[-89.6394,20.33719],[-89.64165,20.33538],[-89.64386,20.33362],[-89.64734,20.3308],[-89.64952,20.32907],[-89.65097,20.32784],[-89.65175,20.32725],[-89.65577,20.32681],[-89.65986,20.32628],[-89.66271,20.32595],[-89.66662,20.3255],[-89.66998,20.32507],[-89.67297,20.32469],[-89.6772,20.32423],[-89.68166,20.32365],[-89.68542,20.32319],[-89.69033,20.32263],[-89.69502,20.32204],[-89.69823,20.32164],[-89.70081,20.32133],[-89.70428,20.32094],[-89.7079,20.32048],[-89.71155,20.32002],[-89.71445,20.31967],[-89.71888,20.31914],[-89.72291,20.31864],[-89.72642,20.31821],[-89.72988,20.31781],[-89.73337,20.31738],[-89.7359,20.31709],[-89.73875,20.31674],[-89.74282,20.31626],[-89.74559,20.31594],[-89.74878,20.31555],[-89.75305,20.31502],[-89.75782,20.31444],[-89.76126,20.31403],[-89.76494,20.31359],[-89.76843,20.31316],[-89.77173,20.31277],[-89.77504,20.31237],[-89.77821,20.31198],[-89.78241,20.31149],[-89.78666,20.31096],[-89.79047,20.3105],[-89.79394,20.31008],[-89.79723,20.30968],[-89.79983,20.30938],[-89.80391,20.30888],[-89.80824,20.30838],[-89.8118,20.30794],[-89.81585,20.30745],[-89.81927,20.30703],[-89.82321,20.3066],[-89.82644,20.30619],[-89.82966,20.3058],[-89.83253,20.30545],[-89.83463,20.30519],[-89.83878,20.3047],[-89.84116,20.30442],[-89.84539,20.30391],[-89.85043,20.3033],[-89.85631,20.3026],[-89.85874,20.3023],[-89.86364,20.30174],[-89.86701,20.30133],[-89.86945,20.30102],[-89.87336,20.30057],[-89.87653,20.30019],[-89.87976,20.29984],[-89.8842,20.29933],[-89.88839,20.29878],[-89.89134,20.29845],[-89.89499,20.29803],[-89.89972,20.29749],[-89.90271,20.29712],[-89.90598,20.29673],[-89.90892,20.29641],[-89.9128,20.29591],[-89.91679,20.29546],[-89.92138,20.29491],[-89.92333,20.29468],[-89.92766,20.29415],[-89.93116,20.29376],[-89.93513,20.2933],[-89.93833,20.29292],[-89.94108,20.29258],[-89.94464,20.29215],[-89.94802,20.29178],[-89.95171,20.29133],[-89.95446,20.291],[-89.95896,20.29046],[-89.96281,20.28994],[-89.96829,20.28934],[-89.97309,20.28882],[-89.97596,20.28847],[-89.97951,20.28801],[-89.98607,20.28722],[-89.99194,20.28661],[-89.99527,20.28615],[-89.99917,20.28567],[-90.00248,20.28525],[-90.00689,20.28478],[-90.01113,20.28429],[-90.01354,20.28403],[-90.02026,20.28321],[-90.02597,20.28254],[-90.03228,20.28178],[-90.03803,20.28114],[-90.04068,20.28083],[-90.04283,20.28054],[-90.04815,20.27994],[-90.05198,20.27958],[-90.05519,20.27915],[-90.05883,20.27871],[-90.06201,20.27834],[-90.06561,20.27792],[-90.0694,20.27749],[-90.07198,20.27717],[-90.07325,20.2748],[-90.07489,20.27168],[-90.07652,20.2686],[-90.07815,20.26547],[-90.07978,20.26239],[-90.08134,20.25946],[-90.08289,20.25651],[-90.08443,20.25362],[-90.08587,20.25086],[-90.08739,20.24802],[-90.08899,20.24494],[-90.09054,20.24203],[-90.09209,20.23912],[-90.0937,20.23604],[-90.09531,20.23297],[-90.09682,20.23014],[-90.09848,20.22699],[-90.09994,20.22423],[-90.10145,20.22137],[-90.1031,20.21827],[-90.10463,20.21536],[-90.10625,20.21232],[-90.10772,20.20951],[-90.10926,20.2066],[-90.11084,20.20358],[-90.11236,20.20072],[-90.11402,20.19784],[-90.11556,20.19467],[-90.11713,20.1917],[-90.11883,20.18847],[-90.11918,20.18776],[-90.11888,20.18769],[-90.11853,20.18806]]}}
Línea 115.0 kV | LineString | 115.0 kV |  |  |  | CFE |  |  |  |  | OpenStreetMap | {"type":"Feature","properties":{},"geometry":{"type":"LineString","coordinates":[[-89.75348,20.86034],[-89.75212,20.86155],[-89.74935,20.86397],[-89.74643,20.86659],[-89.74241,20.86767],[-89.73824,20.8688],[-89.73457,20.86979],[-89.73101,20.87075],[-89.72739,20.87173],[-89.72376,20.87271],[-89.72007,20.87371],[-89.71646,20.87469],[-89.7128,20.87567],[-89.70917,20.87666],[-89.70573,20.87763],[-89.70208,20.87861],[-89.69856,20.87958],[-89.69431,20.88071],[-89.69141,20.8815],[-89.68797,20.88242],[-89.6842,20.88345],[-89.68397,20.88351],[-89.68029,20.8845],[-89.67668,20.88547],[-89.67286,20.8865],[-89.66927,20.88748],[-89.66577,20.88843],[-89.66201,20.88943],[-89.65841,20.8904],[-89.65648,20.89092],[-89.6547,20.8914],[-89.65106,20.89234],[-89.64737,20.89338],[-89.64373,20.89438],[-89.64091,20.89663],[-89.63806,20.89889],[-89.63521,20.90118],[-89.63242,20.90339],[-89.63031,20.90509],[-89.62856,20.90712],[-89.62605,20.90847],[-89.62338,20.9106],[-89.62214,20.9117],[-89.62192,20.91144]]}}
Línea 115.0 kV | LineString | 115.0 kV |  |  |  | CFE |  |  |  |  | OpenStreetMap | {"type":"Feature","properties":{},"geometry":{"type":"LineString","coordinates":[[-89.62167,20.91137],[-89.62147,20.91117],[-89.62103,20.91072],[-89.62089,20.91059],[-89.61724,20.9113],[-89.61309,20.91206],[-89.6093,20.9127],[-89.60551,20.91337],[-89.60191,20.91397],[-89.59797,20.91468],[-89.59416,20.91534],[-89.59037,20.916],[-89.58744,20.91652],[-89.58475,20.91774],[-89.58165,20.91916],[-89.57858,20.92052],[-89.57556,20.9219],[-89.5725,20.92326],[-89.56938,20.92471],[-89.56669,20.92593],[-89.563,20.92513],[-89.55948,20.92437],[-89.55604,20.92366],[-89.55209,20.92281],[-89.54843,20.92201],[-89.54741,20.92179],[-89.54575,20.91885],[-89.5442,20.91611],[-89.54269,20.91339],[-89.54027,20.9131],[-89.53551,20.91261],[-89.53138,20.91212],[-89.53069,20.91131]]}}
Línea 115.0 kV | LineString | 115.0 kV |  |  |  | CFE |  |  |  |  | OpenStreetMap | {"type":"Feature","properties":{},"geometry":{"type":"LineString","coordinates":[[-90.44175,19.89529],[-90.43886,19.89679],[-90.43535,19.89847],[-90.43219,19.89998],[-90.42862,19.9017],[-90.42563,19.90314],[-90.42207,19.90485],[-90.41934,19.90618],[-90.41507,19.90822],[-90.41227,19.90956],[-90.41005,19.91061],[-90.40724,19.91196],[-90.40293,19.91404],[-90.39935,19.91576],[-90.39576,19.9175],[-90.3927,19.91895],[-90.38957,19.92047],[-90.38654,19.9219],[-90.38335,19.92443],[-90.38109,19.92623],[-90.37811,19.92865],[-90.37495,19.93112],[-90.37197,19.9335],[-90.36871,19.93608],[-90.3641,19.93979],[-90.36091,19.94232],[-90.35768,19.9445],[-90.35551,19.94588],[-90.35313,19.94745],[-90.3504,19.94926],[-90.34808,19.9508],[-90.34524,19.95268],[-90.34222,19.95469],[-90.33865,19.95704],[-90.33457,19.95975],[-90.33067,19.96233],[-90.3273,19.96457],[-90.32434,19.96653],[-90.3213,19.96855],[-90.31825,19.97057],[-90.31529,19.97253],[-90.31237,19.97445],[-90.30894,19.97674],[-90.30612,19.9786],[-90.30283,19.98078],[-90.29993,19.9827],[-90.29695,19.98468],[-90.29422,19.98649],[-90.29115,19.98852],[-90.2882,19.99048],[-90.28533,19.99238],[-90.28195,19.99461],[-90.27826,19.99706],[-90.27401,19.99987],[-90.27134,20.00163],[-90.26759,20.00413],[-90.26333,20.00694],[-90.25941,20.00954],[-90.25684,20.01124],[-90.25411,20.01303],[-90.25149,20.01478],[-90.24813,20.017],[-90.24492,20.01913],[-90.24193,20.0211],[-90.23942,20.02276],[-90.23659,20.02463],[-90.23342,20.02674],[-90.23049,20.02867],[-90.22685,20.03109],[-90.22466,20.03253],[-90.22238,20.03404],[-90.21977,20.03577],[-90.21865,20.03853],[-90.21745,20.04139],[-90.21612,20.04445],[-90.21449,20.04846],[-90.2133,20.0513],[-90.21222,20.0539],[-90.21095,20.05694],[-90.20978,20.05973],[-90.20836,20.0631],[-90.20694,20.06654],[-90.2056,20.06974],[-90.20425,20.07294],[-90.20271,20.07664],[-90.2013,20.08],[-90.19976,20.08369],[-90.19834,20.08708],[-90.19697,20.09035],[-90.19541,20.09403],[-90.19402,20.09742],[-90.19251,20.10102],[-90.1903,20.10342],[-90.18786,20.10609],[-90.18543,20.10877],[-90.18285,20.11156],[-90.18023,20.11443],[-90.17779,20.11709],[-90.17542,20.11969],[-90.17304,20.12227],[-90.16854,20.1272],[-90.16616,20.12979],[-90.16372,20.13246],[-90.16122,20.13517],[-90.15871,20.13789],[-90.15702,20.13975],[-90.15489,20.14208],[-90.1532,20.14389],[-90.15051,20.14687],[-90.1482,20.14938],[-90.14525,20.15259],[-90.14337,20.15464],[-90.14001,20.15834],[-90.13632,20.16237],[-90.13361,20.16526],[-90.13104,20.16806],[-90.1293,20.17002],[-90.12765,20.17181],[-90.12489,20.17476],[-90.12236,20.17762],[-90.12127,20.17953],[-90.1193,20.18318],[-90.11803,20.18549],[-90.11631,20.18859],[-90.11433,20.19221],[-90.11343,20.19382],[-90.11189,20.19661],[-90.11022,20.19969],[-90.10854,20.20274],[-90.10699,20.20554],[-90.10532,20.2086],[-90.1035,20.21185],[-90.1017,20.21517],[-90.09995,20.21836],[-90.09824,20.22149],[-90.09675,20.22419],[-90.09528,20.22685],[-90.09363,20.22984],[-90.09205,20.23272],[-90.09059,20.23535],[-90.08904,20.23816],[-90.0876,20.24079],[-90.08599,20.24372],[-90.08429,20.24681],[-90.08269,20.24969],[-90.08097,20.25303],[-90.07899,20.25642],[-90.07723,20.25962],[-90.07563,20.26254],[-90.07388,20.26571],[-90.0722,20.26878],[-90.07042,20.27199],[-90.06883,20.27486],[-90.06711,20.27801],[-90.06594,20.28023],[-90.06352,20.2845],[-90.06182,20.28762],[-90.06023,20.29051],[-90.05846,20.29372],[-90.05672,20.29683],[-90.05492,20.30011],[-90.05327,20.30309],[-90.05175,20.30588],[-90.04672,20.31493],[-90.04486,20.3183],[-90.04355,20.32065],[-90.04265,20.32413],[-90.04173,20.32764],[-90.04081,20.33116],[-90.03989,20.33464],[-90.03892,20.33835],[-90.03799,20.34186],[-90.03706,20.34542],[-90.03616,20.34886],[-90.03524,20.35237],[-90.03434,20.35577],[-90.03348,20.35906],[-90.03254,20.36262],[-90.03166,20.366],[-90.03078,20.36931],[-90.02991,20.37266],[-90.02899,20.37616],[-90.02811,20.37951],[-90.02716,20.38311],[-90.02624,20.38662],[-90.02532,20.39013],[-90.02444,20.39347],[-90.02354,20.39689],[-90.02264,20.40029],[-90.02177,20.40363],[-90.02089,20.40697],[-90.01999,20.41039],[-90.01909,20.41382],[-90.01814,20.41744],[-90.01716,20.42119],[-90.01623,20.4247],[-90.01532,20.42815],[-90.0144,20.43165],[-90.01353,20.43495],[-90.01257,20.43855],[-90.0135,20.44233],[-90.01439,20.44595],[-90.01523,20.44933],[-90.01606,20.45273],[-90.01693,20.45625],[-90.0178,20.45976],[-90.01866,20.46327],[-90.01953,20.46679],[-90.0204,20.47032],[-90.02124,20.47377],[-90.02211,20.47729],[-90.02297,20.48079],[-90.02384,20.48431],[-90.02473,20.48791],[-90.0255,20.49101],[-90.02552,20.49108],[-90.02618,20.49381],[-90.02683,20.49644],[-90.02526,20.49981],[-90.02378,20.50304],[-90.02229,20.50625],[-90.02076,20.50956],[-90.01928,20.51276],[-90.01777,20.51604],[-90.01616,20.5195],[-90.01469,20.52268],[-90.01339,20.5255],[-90.01184,20.52885],[-90.01043,20.5319],[-90.0087,20.53561],[-90.00722,20.53885],[-90.00583,20.54183],[-90.00447,20.54479],[-90.00308,20.54782],[-90.00158,20.55103],[-90.0002,20.55402],[-89.99883,20.55698],[-89.99866,20.55736],[-89.99754,20.55979],[-89.99606,20.56298],[-89.99589,20.56335],[-89.99432,20.56674],[-89.99356,20.56839],[-89.99283,20.56998],[-89.99149,20.57287],[-89.99145,20.57295],[-89.98982,20.57645],[-89.98843,20.57947],[-89.98726,20.58204],[-89.98583,20.58509],[-89.98446,20.58807],[-89.98308,20.59105],[-89.98174,20.59394],[-89.98036,20.59695],[-89.97697,20.59917],[-89.97374,20.6013],[-89.97083,20.60321],[-89.96774,20.60525],[-89.96476,20.60723],[-89.96184,20.60914],[-89.95916,20.6109],[-89.9561,20.61291],[-89.95302,20.61495],[-89.95003,20.61693],[-89.94696,20.61894],[-89.9439,20.62098],[-89.94108,20.62282],[-89.93872,20.62531],[-89.9363,20.62787],[-89.93377,20.63053],[-89.93118,20.63325],[-89.92882,20.63575],[-89.9264,20.6383],[-89.92379,20.64106],[-89.92117,20.64381],[-89.91854,20.64657],[-89.91598,20.64927],[-89.9135,20.65189],[-89.91195,20.65352],[-89.91102,20.6545],[-89.90918,20.65646],[-89.90854,20.65714],[-89.90611,20.65968],[-89.90552,20.66031],[-89.90342,20.66251],[-89.90089,20.66518],[-89.8984,20.66781],[-89.89581,20.67053],[-89.89323,20.67324],[-89.89068,20.67593],[-89.88825,20.67849],[-89.88576,20.68111],[-89.88316,20.68387],[-89.88059,20.68656],[-89.87805,20.68924],[-89.87545,20.6919],[-89.87289,20.6946],[-89.8704,20.69721],[-89.86792,20.69985],[-89.86536,20.70253],[-89.86284,20.70519],[-89.86007,20.70809],[-89.85751,20.71078],[-89.85275,20.7158],[-89.8501,20.71859],[-89.84744,20.72138],[-89.84679,20.72441],[-89.8461,20.72759],[-89.84566,20.72954],[-89.84517,20.73187],[-89.84418,20.73525],[-89.84318,20.73876],[-89.8422,20.74221],[-89.84122,20.74558],[-89.84017,20.7492],[-89.83918,20.75265],[-89.83816,20.75615],[-89.83714,20.75972],[-89.83623,20.76287],[-89.83528,20.76621],[-89.83436,20.76943],[-89.83335,20.77284],[-89.83237,20.77632],[-89.8314,20.77966],[-89.83045,20.78297],[-89.82945,20.78646],[-89.82847,20.78986],[-89.82747,20.79328],[-89.82654,20.79651],[-89.82557,20.79983],[-89.82465,20.80306],[-89.82368,20.80639],[-89.82271,20.8097],[-89.82174,20.8131],[-89.82075,20.81649],[-89.8198,20.81981],[-89.81883,20.82308],[-89.81786,20.82657],[-89.8169,20.8299],[-89.81591,20.83331],[-89.81487,20.83693],[-89.81393,20.84025],[-89.81288,20.84383],[-89.81186,20.84737],[-89.81088,20.85079],[-89.80991,20.85414],[-89.80892,20.8576],[-89.80551,20.85971],[-89.80204,20.86184],[-89.7988,20.86383],[-89.79566,20.86577],[-89.79253,20.86771],[-89.78931,20.8697],[-89.78609,20.87168],[-89.78288,20.87366],[-89.77982,20.87554],[-89.77675,20.87743],[-89.77352,20.87941],[-89.77032,20.8814],[-89.76719,20.88333],[-89.76399,20.88531],[-89.76085,20.88723],[-89.75756,20.88927],[-89.75453,20.89112],[-89.75447,20.89116],[-89.75273,20.89248],[-89.75152,20.89301],[-89.74869,20.89478],[-89.74567,20.89668],[-89.74273,20.89853],[-89.73959,20.9005],[-89.737,20.90215],[-89.73363,20.90421],[-89.73061,20.90612],[-89.72749,20.90808],[-89.72435,20.91003],[-89.72133,20.91193],[-89.71829,20.91383],[-89.71628,20.9151],[-89.71509,20.91585],[-89.71197,20.91779],[-89.70892,20.91971],[-89.70579,20.92173],[-89.70259,20.92374],[-89.69938,20.92575],[-89.69606,20.92783],[-89.69265,20.92996],[-89.69061,20.93005],[-89.68916,20.92836],[-89.68875,20.92787]]}}
Línea 115.0 kV | LineString | 115.0 kV | 1 |  |  | CFE |  |  |  |  | OpenStreetMap | {"type":"Feature","properties":{},"geometry":{"type":"LineString","coordinates":[[-89.59,20.98485],[-89.58876,20.9853],[-89.5875,20.98536],[-89.58515,20.98551],[-89.58127,20.98552],[-89.58051,20.98553],[-89.57991,20.98552],[-89.57799,20.98553],[-89.57742,20.98553],[-89.57366,20.98555],[-89.56979,20.98554],[-89.56602,20.98554],[-89.56219,20.98555],[-89.55835,20.98556],[-89.55467,20.98556],[-89.5508,20.98555],[-89.54724,20.98558],[-89.54359,20.98555],[-89.54198,20.98556],[-89.54008,20.98447],[-89.53972,20.98449],[-89.53816,20.9845],[-89.53639,20.98452],[-89.53323,20.98457],[-89.5321,20.98459],[-89.52972,20.98463],[-89.52643,20.98467],[-89.52299,20.98473],[-89.51992,20.98478],[-89.51657,20.98482],[-89.51314,20.98486],[-89.50979,20.98491],[-89.50636,20.98497],[-89.50289,20.98501],[-89.49946,20.98505],[-89.49598,20.98511],[-89.49265,20.98515],[-89.48929,20.9852],[-89.48584,20.98524],[-89.48258,20.98529],[-89.47887,20.98535],[-89.47532,20.98539],[-89.4717,20.98551],[-89.46788,20.98562],[-89.46548,20.98569],[-89.46213,20.98579],[-89.45891,20.98588],[-89.45546,20.98599],[-89.45195,20.98609],[-89.44879,20.98618],[-89.44555,20.98627],[-89.44219,20.98638],[-89.43913,20.98647],[-89.43579,20.98657],[-89.43196,20.98668],[-89.42873,20.98679],[-89.42509,20.9869],[-89.42442,20.98692],[-89.42165,20.98699],[-89.41821,20.98709],[-89.41486,20.98719],[-89.41162,20.98729],[-89.40831,20.98733],[-89.40486,20.98744],[-89.40143,20.98754],[-89.3984,20.98763],[-89.39495,20.98772],[-89.3914,20.98783],[-89.38825,20.98793],[-89.38468,20.98803],[-89.38144,20.98812],[-89.3783,20.98822],[-89.37507,20.9883],[-89.37133,20.98841],[-89.36756,20.98852],[-89.36424,20.98861],[-89.36102,20.98871],[-89.35762,20.98881],[-89.35397,20.98891],[-89.35052,20.98901],[-89.34728,20.9891],[-89.34422,20.98921],[-89.34303,20.98925],[-89.34068,20.98929],[-89.33747,20.98938],[-89.33447,20.98947],[-89.33214,20.98953],[-89.32886,20.98882],[-89.32566,20.98813],[-89.32204,20.98735],[-89.31849,20.98659],[-89.31525,20.98587],[-89.31188,20.98517],[-89.30863,20.98446],[-89.30519,20.9837],[-89.30171,20.98297],[-89.29872,20.98232],[-89.29548,20.98162],[-89.29221,20.98092],[-89.28878,20.98017],[-89.28552,20.97946],[-89.28224,20.97878],[-89.27876,20.97801],[-89.27532,20.97726],[-89.27182,20.97651],[-89.26841,20.97579],[-89.26542,20.97514],[-89.26204,20.9744],[-89.25869,20.97367],[-89.25542,20.97297],[-89.25194,20.97223],[-89.24877,20.97155],[-89.24543,20.97081],[-89.24313,20.97034],[-89.24154,20.96999],[-89.23872,20.96935],[-89.23543,20.96866],[-89.23195,20.96792],[-89.22859,20.96718],[-89.2256,20.96653],[-89.22234,20.96584],[-89.22046,20.96543],[-89.21679,20.96463],[-89.21361,20.96394],[-89.21032,20.96323],[-89.20723,20.96256],[-89.20393,20.96184],[-89.2004,20.96111],[-89.19684,20.96035],[-89.19348,20.95962],[-89.19021,20.95891],[-89.18683,20.95818],[-89.18366,20.95749],[-89.18059,20.95683],[-89.1775,20.95616],[-89.17412,20.95543],[-89.17092,20.95475],[-89.16756,20.95402],[-89.16451,20.95336],[-89.16165,20.95271],[-89.15837,20.95202],[-89.15472,20.95123],[-89.15123,20.95049],[-89.14758,20.9497],[-89.14367,20.94885],[-89.14028,20.94813],[-89.13709,20.94745],[-89.13373,20.94671],[-89.13066,20.94606],[-89.12729,20.94531],[-89.12374,20.94454],[-89.12042,20.94383],[-89.11917,20.94357],[-89.11733,20.94315],[-89.11407,20.94244],[-89.11074,20.94172],[-89.10763,20.94107],[-89.10437,20.94036],[-89.10114,20.93965],[-89.0988,20.93916],[-89.09776,20.93894],[-89.09739,20.93886]]}}
Línea 115.0 kV | LineString | 115.0 kV | 2 |  |  | CFE |  |  |  |  | OpenStreetMap | {"type":"Feature","properties":{},"geometry":{"type":"LineString","coordinates":[[-105.19538,20.72182],[-105.19513,20.72149],[-105.19391,20.71951],[-105.19228,20.7169],[-105.1913,20.71534],[-105.1901,20.7134],[-105.18967,20.70693],[-105.18956,20.70456],[-105.18944,20.70286],[-105.1892,20.69864],[-105.1896,20.69712],[-105.19062,20.69325],[-105.19114,20.69111],[-105.19279,20.68479],[-105.1936,20.68163],[-105.19503,20.67616],[-105.19595,20.67272],[-105.19674,20.66963]]}}
Línea 115.0 kV | LineString | 115.0 kV | 2 |  |  | CFE |  |  |  |  | OpenStreetMap | {"type":"Feature","properties":{},"geometry":{"type":"LineString","coordinates":[[-105.19674,20.66963],[-105.19702,20.66969],[-105.19832,20.66999],[-105.20175,20.67081],[-105.20483,20.67156],[-105.20687,20.67207],[-105.20865,20.67251],[-105.21177,20.67328],[-105.21503,20.67411],[-105.21859,20.67396],[-105.22104,20.67386],[-105.22331,20.67378],[-105.22557,20.67369],[-105.22739,20.67229],[-105.22903,20.67099],[-105.23031,20.67],[-105.23206,20.66864],[-105.23439,20.66685],[-105.23664,20.6651],[-105.23636,20.66427],[-105.23611,20.66348],[-105.23579,20.66253],[-105.23552,20.66267],[-105.23547,20.66258]]}}
Línea 115.0 kV | LineString | 115.0 kV | 2 |  |  | CFE |  |  |  |  | OpenStreetMap | {"type":"Feature","properties":{},"geometry":{"type":"LineString","coordinates":[[-99.19814,18.88541],[-99.19831,18.8887],[-99.19785,18.89209],[-99.19757,18.89495],[-99.19726,18.89802],[-99.19758,18.90125],[-99.19788,18.90464],[-99.19822,18.90814],[-99.19846,18.9106],[-99.19875,18.91367],[-99.199,18.91646],[-99.19929,18.91956],[-99.1994,18.91989]]}}
Línea 115.0 kV | LineString | 115.0 kV | 2 |  |  | CFE |  |  |  |  | OpenStreetMap | {"type":"Feature","properties":{},"geometry":{"type":"LineString","coordinates":[[-116.98907,32.43464],[-116.9909,32.43467],[-116.99315,32.43468],[-116.99427,32.43471],[-116.99636,32.43485],[-116.99757,32.43488],[-116.99864,32.43493],[-117.00052,32.435],[-117.00205,32.43507],[-117.00373,32.43519],[-117.00523,32.4353],[-117.00721,32.43541],[-117.00872,32.43547],[-117.01042,32.43556],[-117.01214,32.43562],[-117.01594,32.43253],[-117.02055,32.42877],[-117.02428,32.42578],[-117.02736,32.42325],[-117.03283,32.41869],[-117.03774,32.41468],[-117.04149,32.41175],[-117.04253,32.41091],[-117.04347,32.41014],[-117.0443,32.40944],[-117.04544,32.40852],[-117.04652,32.40763],[-117.04761,32.40671],[-117.0487,32.40582],[-117.04988,32.40482],[-117.05127,32.4037],[-117.05225,32.4029],[-117.05347,32.40192],[-117.05468,32.40093],[-117.05596,32.39987],[-117.05687,32.39914],[-117.05803,32.39817],[-117.05925,32.39718],[-117.06057,32.39611],[-117.06079,32.39485],[-117.061,32.39372],[-117.06133,32.39194],[-117.06154,32.3908],[-117.06188,32.389],[-117.06209,32.38787],[-117.06243,32.386],[-117.06254,32.38547],[-117.06285,32.38387],[-117.06308,32.38255],[-117.06338,32.38098],[-117.06363,32.37961],[-117.06391,32.37808],[-117.06415,32.3767],[-117.06442,32.37518],[-117.06467,32.37382],[-117.06493,32.37256],[-117.0657,32.37176],[-117.06631,32.37141]]}}
Línea 115.0 kV | LineString | 115.0 kV | 1 |  |  | CFE |  |  |  |  | OpenStreetMap | {"type":"Feature","properties":{},"geometry":{"type":"LineString","coordinates":[[-96.67824,17.08078],[-96.67786,17.08064],[-96.67515,17.08064],[-96.67223,17.08277],[-96.67005,17.08434],[-96.66869,17.08538],[-96.66641,17.08696],[-96.66391,17.0888],[-96.66107,17.09085],[-96.66003,17.09167],[-96.65537,17.09541],[-96.65103,17.0989],[-96.64762,17.10178],[-96.64442,17.1042],[-96.64082,17.10711],[-96.63767,17.10959],[-96.63473,17.11197],[-96.63317,17.11326],[-96.63168,17.11639],[-96.6299,17.12035],[-96.62895,17.12246],[-96.62793,17.12472],[-96.62471,17.13164],[-96.62285,17.13572],[-96.62105,17.13985],[-96.61997,17.14215],[-96.6193,17.14363],[-96.61709,17.14858],[-96.61529,17.15244],[-96.61377,17.1558],[-96.61045,17.16296],[-96.60967,17.16477],[-96.60871,17.16685],[-96.60659,17.17157],[-96.60519,17.17462],[-96.6041,17.177],[-96.60338,17.17853],[-96.60048,17.18498],[-96.59844,17.18945],[-96.59682,17.19275],[-96.59583,17.19514],[-96.59454,17.19805],[-96.59288,17.20168],[-96.59005,17.20789],[-96.5865,17.21561],[-96.58478,17.21939],[-96.58374,17.22118],[-96.58221,17.22296],[-96.58178,17.22581],[-96.57933,17.23134],[-96.5773,17.2357],[-96.57376,17.24362],[-96.56977,17.25231],[-96.56577,17.25739],[-96.56408,17.25954],[-96.56285,17.26117],[-96.56143,17.26288],[-96.55827,17.26695],[-96.55454,17.27169],[-96.55102,17.27619],[-96.54916,17.27856],[-96.54509,17.28376],[-96.54338,17.28904],[-96.54117,17.29594],[-96.53959,17.30103],[-96.53824,17.3051],[-96.5368,17.30978],[-96.53607,17.31288],[-96.53304,17.32079],[-96.53178,17.32499],[-96.53054,17.32889],[-96.52866,17.33493],[-96.52794,17.33704],[-96.52684,17.34022]]}}
Línea 115.0 kV | LineString | 115.0 kV |  |  |  | CFE |  |  |  |  | OpenStreetMap | {"type":"Feature","properties":{},"geometry":{"type":"LineString","coordinates":[[-88.84545,19.92266],[-88.84565,19.9224],[-88.8475,19.92197],[-88.85066,19.92124],[-88.85372,19.92052],[-88.85676,19.91982],[-88.85922,19.92153],[-88.86208,19.92353],[-88.86529,19.92575],[-88.86847,19.92798],[-88.87167,19.93019],[-88.87484,19.93241],[-88.87827,19.93481],[-88.88122,19.93686],[-88.88443,19.93906],[-88.88764,19.94132],[-88.89042,19.94328],[-88.89366,19.94552],[-88.89682,19.94771],[-88.9,19.94992],[-88.90279,19.9519],[-88.90596,19.95411],[-88.90895,19.95619],[-88.91218,19.95843],[-88.91519,19.96051],[-88.91841,19.96274],[-88.92139,19.96482],[-88.92446,19.96695],[-88.92761,19.96915],[-88.93064,19.97127],[-88.93424,19.97377],[-88.93733,19.97592],[-88.94051,19.97813],[-88.94356,19.98026],[-88.94659,19.98236],[-88.94983,19.98461],[-88.953,19.98683],[-88.95608,19.98897],[-88.95904,19.99103],[-88.96205,19.99311],[-88.96512,19.99525],[-88.96791,19.99719],[-88.97095,19.99933],[-88.97386,20.00134],[-88.97679,20.00336],[-88.98006,20.00564],[-88.98328,20.00788],[-88.98642,20.01006],[-88.98964,20.0123],[-88.99288,20.01454],[-88.99614,20.01681],[-88.99895,20.01874],[-89.00193,20.02082],[-89.00485,20.02284],[-89.00794,20.02498],[-89.01104,20.02706],[-89.01408,20.02924],[-89.01684,20.03116],[-89.02029,20.03354],[-89.02355,20.0358],[-89.02662,20.03755],[-89.03024,20.03963],[-89.0338,20.04166],[-89.03707,20.04351],[-89.04077,20.04564],[-89.04441,20.04772],[-89.04797,20.04975],[-89.05131,20.05166],[-89.05496,20.05373],[-89.05859,20.05583],[-89.06221,20.05789],[-89.06575,20.05991],[-89.06847,20.06148],[-89.07144,20.06401],[-89.0742,20.06637],[-89.07715,20.06888],[-89.08021,20.07146],[-89.08329,20.07411],[-89.08612,20.07651],[-89.08889,20.07888],[-89.0916,20.08119],[-89.09423,20.08342],[-89.09678,20.08559],[-89.09936,20.08779],[-89.10198,20.09002],[-89.10568,20.09083],[-89.10971,20.09172],[-89.11329,20.09253],[-89.11674,20.09326],[-89.12055,20.09408],[-89.12429,20.0949],[-89.12814,20.09575],[-89.13181,20.09653],[-89.1356,20.09735],[-89.13834,20.09971],[-89.14116,20.10213],[-89.14416,20.10471],[-89.14686,20.10704],[-89.14976,20.10955],[-89.15263,20.11202],[-89.15525,20.11427],[-89.15815,20.11676],[-89.16082,20.11905],[-89.16354,20.1214],[-89.16629,20.12377],[-89.16893,20.12605],[-89.17182,20.12851],[-89.17478,20.13104],[-89.17743,20.13333],[-89.18003,20.13557],[-89.1827,20.13786],[-89.18511,20.13991],[-89.18775,20.14217],[-89.19058,20.14459],[-89.19356,20.14715],[-89.19625,20.14948],[-89.19896,20.15178],[-89.20189,20.15427],[-89.20469,20.15669],[-89.20741,20.15903],[-89.2103,20.1615],[-89.21302,20.16384],[-89.2158,20.16621],[-89.21852,20.16852],[-89.22129,20.1709],[-89.22425,20.17343],[-89.22696,20.17579],[-89.2298,20.17816],[-89.23274,20.18072],[-89.23545,20.183],[-89.23807,20.18526],[-89.24095,20.1877],[-89.24384,20.19018],[-89.24673,20.19266],[-89.2498,20.1953],[-89.25275,20.19781],[-89.25567,20.20029],[-89.2585,20.20269],[-89.26124,20.20504],[-89.26418,20.20757],[-89.26724,20.21018],[-89.26997,20.21252],[-89.27238,20.21457],[-89.275,20.21682],[-89.27769,20.21913],[-89.28107,20.21942],[-89.28427,20.21967],[-89.28826,20.21999],[-89.29207,20.2203],[-89.29588,20.22064],[-89.2998,20.22095],[-89.30378,20.22128],[-89.30739,20.22158],[-89.30745,20.22195]]}}
Línea 115.0 kV | LineString | 115.0 kV |  |  |  | Comisión Federal de Electricidad |  |  |  |  | OpenStreetMap | {"type":"Feature","properties":{},"geometry":{"type":"LineString","coordinates":[[-88.5722,19.61106],[-88.57249,19.61088],[-88.57397,19.61234],[-88.57606,19.61441],[-88.57876,19.61709],[-88.58114,19.61944],[-88.58384,19.62211],[-88.58647,19.6247],[-88.58911,19.6273],[-88.59185,19.62999],[-88.59432,19.63243],[-88.59665,19.63472],[-88.59903,19.63707],[-88.60142,19.63941],[-88.60435,19.64237],[-88.60806,19.64602],[-88.61129,19.6492],[-88.61346,19.65132],[-88.61631,19.65414],[-88.61826,19.65602],[-88.62111,19.65886],[-88.6236,19.66128],[-88.62521,19.66285],[-88.62686,19.6645],[-88.62898,19.66658],[-88.63057,19.66818],[-88.63303,19.67059],[-88.63535,19.67289],[-88.63926,19.67672],[-88.64193,19.67934],[-88.64469,19.68208],[-88.64787,19.68528],[-88.65019,19.68757],[-88.65274,19.69007],[-88.65523,19.69185],[-88.65837,19.69409],[-88.66172,19.69649],[-88.66585,19.69946],[-88.66789,19.70092],[-88.6701,19.70251],[-88.67153,19.70353],[-88.67422,19.70545],[-88.67683,19.70733],[-88.67871,19.70869],[-88.68128,19.71052],[-88.68526,19.71338],[-88.68799,19.71534],[-88.69214,19.71832],[-88.69391,19.7196],[-88.6973,19.72204],[-88.69849,19.72291],[-88.70164,19.72517],[-88.70515,19.7277],[-88.70761,19.72947],[-88.71054,19.7316],[-88.71383,19.73395],[-88.71646,19.73588],[-88.71796,19.73817],[-88.71989,19.74115],[-88.72145,19.74349],[-88.72338,19.74639],[-88.72569,19.74997],[-88.72827,19.75396],[-88.73114,19.75841],[-88.7329,19.76096],[-88.73518,19.76454],[-88.73714,19.76752],[-88.73912,19.77053],[-88.74117,19.77363],[-88.74348,19.77718],[-88.74585,19.78076],[-88.74776,19.7837],[-88.74965,19.78659],[-88.75159,19.78951],[-88.75298,19.79165],[-88.75475,19.79433],[-88.75659,19.79713],[-88.75801,19.7998],[-88.75927,19.80217],[-88.7608,19.805],[-88.76222,19.80765],[-88.76391,19.81077],[-88.76532,19.81337],[-88.76683,19.81618],[-88.76861,19.81952],[-88.7704,19.82283],[-88.77202,19.82584],[-88.77372,19.829],[-88.77527,19.83195],[-88.77707,19.83512],[-88.77872,19.83819],[-88.78042,19.84035],[-88.78257,19.84307],[-88.78456,19.84557],[-88.78663,19.84814],[-88.78847,19.8505],[-88.79061,19.85317],[-88.79269,19.85578],[-88.79462,19.85823],[-88.79655,19.8606],[-88.79862,19.86327],[-88.80074,19.86593],[-88.80259,19.86827],[-88.80456,19.87073],[-88.80658,19.87326],[-88.80864,19.87587],[-88.81071,19.87847],[-88.81279,19.88107],[-88.81501,19.88385],[-88.81706,19.88645],[-88.81923,19.88918],[-88.82151,19.89201],[-88.82359,19.89466],[-88.8257,19.89731],[-88.82789,19.89999],[-88.82981,19.90244],[-88.83177,19.90485],[-88.83383,19.90746],[-88.83594,19.91009],[-88.83799,19.91268],[-88.83939,19.91441],[-88.84111,19.91656],[-88.84289,19.91881],[-88.84486,19.92129],[-88.84565,19.9224],[-88.84532,19.92257]]}}
Línea 115.0 kV | LineString | 115.0 kV | 1 |  |  | CFE |  |  |  |  | OpenStreetMap | {"type":"Feature","properties":{},"geometry":{"type":"LineString","coordinates":[[-92.79852,18.41859],[-92.79849,18.41837],[-92.79811,18.41843],[-92.79853,18.41987],[-92.79863,18.42184],[-92.79871,18.4232],[-92.79878,18.42445],[-92.79876,18.4262],[-92.79874,18.42773],[-92.79873,18.42874],[-92.79871,18.43032],[-92.79869,18.43204],[-92.79867,18.43368],[-92.79866,18.43517],[-92.79863,18.43686],[-92.79861,18.4388],[-92.79763,18.44011],[-92.79657,18.44151],[-92.79561,18.44281],[-92.79464,18.44409],[-92.7939,18.44505],[-92.79326,18.4459],[-92.79256,18.44684],[-92.79072,18.44744],[-92.78902,18.44799],[-92.78721,18.44859],[-92.78577,18.44906],[-92.78461,18.44945],[-92.78346,18.44983],[-92.78176,18.4504],[-92.7803,18.45089],[-92.7785,18.45182],[-92.77723,18.45245],[-92.77588,18.45313],[-92.77522,18.45348],[-92.77388,18.45416],[-92.77232,18.45496],[-92.77093,18.45564],[-92.76925,18.45649],[-92.76758,18.45735],[-92.76592,18.45821],[-92.76424,18.45907],[-92.76258,18.45992],[-92.7609,18.46079],[-92.76006,18.4612],[-92.75825,18.46213],[-92.75634,18.4631],[-92.75459,18.46399],[-92.75291,18.46486],[-92.75133,18.46567],[-92.74976,18.46647],[-92.74858,18.46707],[-92.74744,18.46769],[-92.74618,18.46836],[-92.74546,18.46993],[-92.74475,18.47151],[-92.74408,18.47301],[-92.74335,18.47465],[-92.74265,18.47622],[-92.74193,18.47781],[-92.74123,18.47939],[-92.73989,18.48021],[-92.73887,18.48085],[-92.73736,18.48176],[-92.73638,18.48236],[-92.73485,18.4833],[-92.73325,18.48427],[-92.73181,18.48516],[-92.73057,18.48592],[-92.72912,18.48681],[-92.72818,18.48738],[-92.72642,18.48846],[-92.72484,18.48943],[-92.72315,18.49047],[-92.72182,18.49127],[-92.72024,18.49225],[-92.71887,18.4931],[-92.71735,18.49402],[-92.71646,18.49457],[-92.71512,18.4954],[-92.71352,18.49637],[-92.71193,18.49735],[-92.71058,18.49817],[-92.70913,18.49906],[-92.70788,18.49982],[-92.70698,18.50135],[-92.70612,18.50271],[-92.70467,18.50362],[-92.70304,18.50462],[-92.70171,18.50543],[-92.70016,18.50636],[-92.69857,18.50734],[-92.69697,18.50831],[-92.6954,18.5093],[-92.6938,18.51027],[-92.69228,18.51122],[-92.69062,18.51223],[-92.68916,18.51309],[-92.68791,18.51387],[-92.68711,18.51438],[-92.68568,18.51526],[-92.68423,18.51616],[-92.68287,18.51695],[-92.6816,18.51776],[-92.6801,18.51792],[-92.6783,18.51776],[-92.67745,18.51743],[-92.67466,18.51564],[-92.67171,18.51371],[-92.66997,18.51357],[-92.66842,18.51334],[-92.66574,18.5131],[-92.66364,18.51292],[-92.65792,18.51236],[-92.65053,18.51167],[-92.64592,18.51127],[-92.6447,18.51219],[-92.64382,18.5137],[-92.64299,18.51513],[-92.64225,18.51642],[-92.64143,18.51778],[-92.64064,18.51912],[-92.63983,18.52053],[-92.63904,18.52189],[-92.63798,18.5237],[-92.63773,18.52422],[-92.63692,18.52381],[-92.63669,18.52421],[-92.63679,18.52425]]}}
Línea 115.0 kV | LineString | 115.0 kV | 2 |  |  | CFE |  |  |  |  | OpenStreetMap | {"type":"Feature","properties":{},"geometry":{"type":"LineString","coordinates":[[-101.46537,20.90704],[-101.46512,20.90704],[-101.46513,20.90746],[-101.4652,20.91123],[-101.4652,20.91199],[-101.46524,20.91409],[-101.46643,20.91607],[-101.46946,20.91485],[-101.47066,20.91439],[-101.47154,20.91402],[-101.4729,20.9135],[-101.47602,20.91224],[-101.47975,20.91073],[-101.48345,20.90919],[-101.48502,20.90568],[-101.48676,20.90166],[-101.48822,20.89833],[-101.48927,20.89588],[-101.48983,20.89457],[-101.49225,20.89236],[-101.49553,20.88929],[-101.49849,20.88661],[-101.50187,20.88671],[-101.50638,20.88688],[-101.51058,20.887],[-101.51503,20.88707],[-101.51897,20.88719],[-101.5215,20.88434],[-101.52406,20.88152],[-101.52663,20.87865],[-101.52919,20.87577],[-101.53146,20.87319],[-101.5339,20.8721],[-101.53662,20.87087],[-101.53939,20.86961],[-101.54245,20.86823],[-101.5458,20.86667],[-101.54913,20.86512],[-101.55264,20.86354],[-101.55589,20.86208],[-101.55891,20.86067],[-101.56179,20.85935],[-101.56489,20.85793],[-101.56883,20.85783],[-101.57358,20.85759],[-101.57799,20.85727],[-101.58067,20.85435],[-101.58333,20.85134],[-101.58627,20.84826],[-101.5885,20.84566],[-101.58872,20.84545],[-101.58851,20.84517]]}}
Línea 115.0 kV | LineString | 115.0 kV | 2 |  |  | CFE |  |  |  |  | OpenStreetMap | {"type":"Feature","properties":{},"geometry":{"type":"LineString","coordinates":[[-98.2418,19.12014],[-98.24163,19.12045],[-98.23982,19.12154],[-98.23932,19.12244],[-98.23847,19.12276],[-98.23581,19.12074],[-98.23311,19.11866],[-98.23022,19.11649],[-98.2274,19.11434],[-98.22565,19.11302],[-98.22468,19.11254],[-98.22219,19.11152],[-98.21886,19.11015],[-98.21584,19.10903],[-98.21341,19.10889]]}}
Línea 115.0 kV | LineString | 115.0 kV | 2 |  |  | CFE |  |  |  |  | OpenStreetMap | {"type":"Feature","properties":{},"geometry":{"type":"LineString","coordinates":[[-104.46271,28.69119],[-104.46282,28.69473],[-104.46297,28.69884],[-104.4631,28.70261],[-104.46324,28.70575],[-104.46336,28.70926],[-104.46347,28.71275],[-104.46362,28.71651],[-104.46377,28.72076],[-104.46392,28.72457],[-104.46404,28.72813],[-104.46417,28.7317],[-104.46428,28.735],[-104.46443,28.73839],[-104.46453,28.74178],[-104.46462,28.74486],[-104.46473,28.74829],[-104.46487,28.75234],[-104.46502,28.75618],[-104.46513,28.75962],[-104.46525,28.7632],[-104.4654,28.76723],[-104.46554,28.77107],[-104.46567,28.77448],[-104.4658,28.77805],[-104.46592,28.78161],[-104.46604,28.78502],[-104.46616,28.78836],[-104.4663,28.79212],[-104.46644,28.79623],[-104.46657,28.79957],[-104.46449,28.80225],[-104.46256,28.80475],[-104.46345,28.80772],[-104.4644,28.81089],[-104.46534,28.81403],[-104.46634,28.81738],[-104.46726,28.82045],[-104.46737,28.82348],[-104.46751,28.82703],[-104.46765,28.8309],[-104.46781,28.83517],[-104.46796,28.83879],[-104.46807,28.84255],[-104.46822,28.84667],[-104.46836,28.8504],[-104.46849,28.85431],[-104.46861,28.85803],[-104.46875,28.8618],[-104.46891,28.86583],[-104.46903,28.86961],[-104.46915,28.87284],[-104.46925,28.87608],[-104.46936,28.8794],[-104.46947,28.88261],[-104.46962,28.88663],[-104.46975,28.89026],[-104.46991,28.89342],[-104.47,28.89675],[-104.4701,28.89979],[-104.47103,28.90278],[-104.47204,28.90632],[-104.47313,28.91021],[-104.47414,28.9136],[-104.47515,28.91717],[-104.47617,28.92077],[-104.47714,28.92397],[-104.47811,28.9272],[-104.47917,28.93099],[-104.48027,28.93471],[-104.48139,28.93874],[-104.48243,28.94225],[-104.48351,28.94603],[-104.48471,28.95008],[-104.48582,28.95391],[-104.48695,28.95783],[-104.48787,28.96095],[-104.48877,28.96417],[-104.48966,28.96727],[-104.49058,28.9705],[-104.49152,28.97356],[-104.49249,28.97339],[-104.49283,28.9733]]}}
Línea 115.0 kV | LineString | 115.0 kV | 2 |  |  | CFE |  |  |  |  | OpenStreetMap | {"type":"Feature","properties":{},"geometry":{"type":"LineString","coordinates":[[-104.49482,28.4308],[-104.49526,28.43098],[-104.49538,28.43139],[-104.49398,28.43412],[-104.49247,28.43716],[-104.49095,28.44016],[-104.48941,28.44322],[-104.48791,28.44622],[-104.48636,28.44937],[-104.48454,28.4529],[-104.48264,28.45668],[-104.48102,28.46004],[-104.47985,28.46275],[-104.47869,28.46542],[-104.47738,28.46858],[-104.47587,28.47201],[-104.4732,28.47827],[-104.47077,28.48382],[-104.46984,28.48604],[-104.46842,28.49064],[-104.46715,28.4949],[-104.46618,28.49799],[-104.46521,28.50116],[-104.46422,28.50432],[-104.46328,28.50744],[-104.46333,28.51054],[-104.46343,28.51418],[-104.46349,28.5178],[-104.46361,28.52192],[-104.46368,28.52589],[-104.46375,28.52949],[-104.4638,28.53263],[-104.46388,28.53598],[-104.46393,28.53966],[-104.46403,28.54304],[-104.46413,28.54735],[-104.46418,28.55112],[-104.46423,28.55437],[-104.46427,28.55769],[-104.46438,28.56148],[-104.46442,28.56544],[-104.4645,28.56927],[-104.4646,28.57318],[-104.46462,28.57683],[-104.4647,28.58021],[-104.46477,28.58386],[-104.46487,28.58776],[-104.46497,28.59143],[-104.46497,28.59469],[-104.46502,28.59797],[-104.46511,28.6018],[-104.46522,28.60603],[-104.46526,28.6099],[-104.46534,28.61366],[-104.46546,28.61786],[-104.46552,28.62133],[-104.46446,28.62452],[-104.46323,28.62832],[-104.46188,28.63227],[-104.46071,28.6357]]}}
Línea 115.0 kV | LineString | 115.0 kV | 1 |  |  | CFE |  |  |  |  | OpenStreetMap | {"type":"Feature","properties":{},"geometry":{"type":"LineString","coordinates":[[-107.42132,29.03643],[-107.42189,29.03651],[-107.42354,29.03669],[-107.42426,29.03483],[-107.4257,29.03136],[-107.42722,29.0275],[-107.42871,29.02373],[-107.43023,29.01998],[-107.43162,29.01651],[-107.43269,29.01383],[-107.43359,29.01239],[-107.43559,29.00914],[-107.43769,29.00559],[-107.43994,29.00205],[-107.44215,28.99851],[-107.44427,28.99505],[-107.44647,28.99157],[-107.44817,28.98868],[-107.45036,28.98518],[-107.45252,28.98167],[-107.45467,28.97818],[-107.45661,28.97491],[-107.45855,28.97188],[-107.46063,28.96848],[-107.46278,28.965],[-107.46491,28.96148],[-107.46709,28.95794],[-107.46924,28.95439],[-107.47149,28.95081],[-107.47367,28.94731],[-107.47528,28.94468],[-107.47755,28.94104],[-107.47985,28.93728],[-107.48118,28.93646]]}}
Línea 115.0 kV | LineString | 115.0 kV | 1 |  |  | CFE |  |  |  |  | OpenStreetMap | {"type":"Feature","properties":{},"geometry":{"type":"LineString","coordinates":[[-107.42128,29.0367],[-107.42185,29.03679],[-107.42341,29.03694],[-107.42309,29.03922],[-107.42275,29.04145],[-107.41926,29.04295],[-107.41519,29.04464],[-107.41125,29.04631],[-107.40718,29.04797],[-107.40308,29.04971],[-107.39912,29.05138],[-107.39476,29.0532],[-107.39089,29.05481],[-107.38668,29.05658],[-107.38304,29.05813],[-107.37833,29.06009],[-107.37427,29.06182],[-107.37007,29.06359],[-107.36602,29.06526],[-107.36217,29.06687],[-107.35976,29.0679],[-107.35821,29.06853],[-107.35216,29.07108],[-107.3448,29.07417],[-107.34228,29.07526],[-107.33818,29.07699],[-107.33404,29.07868],[-107.32997,29.08041],[-107.32412,29.08284],[-107.32194,29.08375],[-107.31974,29.08469],[-107.31242,29.08773],[-107.30873,29.08925],[-107.30194,29.09214],[-107.29794,29.09384],[-107.29387,29.09555],[-107.2898,29.09723],[-107.28585,29.09891],[-107.28167,29.10067],[-107.2776,29.10236],[-107.27339,29.10413],[-107.26963,29.10573],[-107.26518,29.10759],[-107.26078,29.10942],[-107.2565,29.10966],[-107.25056,29.10999],[-107.24799,29.11012],[-107.24488,29.1103],[-107.23925,29.1106],[-107.23473,29.11084],[-107.23317,29.11094],[-107.22733,29.1113],[-107.22363,29.11149],[-107.22042,29.11166],[-107.21468,29.11199],[-107.20699,29.11242],[-107.20218,29.11267],[-107.19774,29.11294],[-107.19295,29.1132],[-107.18558,29.11362],[-107.17948,29.11394],[-107.17446,29.11423],[-107.17046,29.11443],[-107.16666,29.11484],[-107.16214,29.11532],[-107.15773,29.11579],[-107.15321,29.11626],[-107.15,29.11662],[-107.14542,29.1171],[-107.14086,29.11758],[-107.13626,29.11807],[-107.13172,29.11857],[-107.12709,29.11904],[-107.12254,29.11953],[-107.1181,29.12],[-107.11356,29.1205],[-107.10902,29.121],[-107.10446,29.12146],[-107.09986,29.12198],[-107.09492,29.12249],[-107.08961,29.12302],[-107.0843,29.12362],[-107.07948,29.12413],[-107.07721,29.12722],[-107.07469,29.13051],[-107.07215,29.13389],[-107.06962,29.13723],[-107.0671,29.14064],[-107.06459,29.14396],[-107.06208,29.14729],[-107.05952,29.15068],[-107.05782,29.15297],[-107.05476,29.15704],[-107.05275,29.15976],[-107.0506,29.16257],[-107.04786,29.16623]]}}
Línea 115.0 kV | LineString | 115.0 kV | 1 |  |  | CFE |  |  |  |  | OpenStreetMap | {"type":"Feature","properties":{},"geometry":{"type":"LineString","coordinates":[[-87.48892,20.88092],[-87.4884,20.88073],[-87.48738,20.88091],[-87.48399,20.88148],[-87.48072,20.88204],[-87.47712,20.88264],[-87.47413,20.88314],[-87.4714,20.8836],[-87.4683,20.88412],[-87.46555,20.88511],[-87.46254,20.88621],[-87.46007,20.88709],[-87.45666,20.88832],[-87.45395,20.88929],[-87.4507,20.89046],[-87.44747,20.89162],[-87.44407,20.89284],[-87.44104,20.89391],[-87.43799,20.89502],[-87.43477,20.89617],[-87.43153,20.89734],[-87.42838,20.89848],[-87.42486,20.89974],[-87.42148,20.90096],[-87.41823,20.90213],[-87.4149,20.90333],[-87.41147,20.90457],[-87.40834,20.9057],[-87.40514,20.90684],[-87.40197,20.90797],[-87.39901,20.90907],[-87.39574,20.91024],[-87.3928,20.91128],[-87.38959,20.91244],[-87.38617,20.91368],[-87.38345,20.91464],[-87.3804,20.91576],[-87.37744,20.91682],[-87.37449,20.91789],[-87.37117,20.91906],[-87.36813,20.92016],[-87.36506,20.92126],[-87.36186,20.92243],[-87.35863,20.92358],[-87.35543,20.92473],[-87.35226,20.92588],[-87.34921,20.92698],[-87.34607,20.92811],[-87.34291,20.92926],[-87.33976,20.93038],[-87.33671,20.93147],[-87.33329,20.9327],[-87.32989,20.93394],[-87.32702,20.93496],[-87.32377,20.93613],[-87.32109,20.93708],[-87.31796,20.93822],[-87.31472,20.93938],[-87.31149,20.94055],[-87.30836,20.94168],[-87.30513,20.94282],[-87.30182,20.94402],[-87.29887,20.9451],[-87.29592,20.94614],[-87.29261,20.94731],[-87.28955,20.94841],[-87.28632,20.94955],[-87.28304,20.95076],[-87.27982,20.95191],[-87.2768,20.95301],[-87.27347,20.9542],[-87.27027,20.95534],[-87.26731,20.9564],[-87.26437,20.95747],[-87.2613,20.95856],[-87.25817,20.95968],[-87.25485,20.96088],[-87.25144,20.9621],[-87.24831,20.96323],[-87.24507,20.96438],[-87.24184,20.96553],[-87.23864,20.96668],[-87.23542,20.96784],[-87.23228,20.96897],[-87.22911,20.9701],[-87.22599,20.97121],[-87.22277,20.97237],[-87.21964,20.97351],[-87.21632,20.97469],[-87.21282,20.97592],[-87.20926,20.9779],[-87.20606,20.97968],[-87.20334,20.98118],[-87.20039,20.98281],[-87.19775,20.98428],[-87.19494,20.98584],[-87.19247,20.9872],[-87.18971,20.98873],[-87.18671,20.99037],[-87.18371,20.99205],[-87.18097,20.99359],[-87.17833,20.99506],[-87.17558,20.99654],[-87.17294,20.998],[-87.1703,20.99946],[-87.16744,21.00105],[-87.16427,21.0028],[-87.16127,21.00446],[-87.15818,21.00615],[-87.15471,21.00806],[-87.15273,21.00915],[-87.14989,21.01072],[-87.14683,21.01242],[-87.14377,21.01411],[-87.14078,21.01577],[-87.13782,21.0174],[-87.13501,21.01895],[-87.1322,21.02051],[-87.1291,21.02222],[-87.12649,21.0235],[-87.12349,21.02498],[-87.1206,21.02644],[-87.11748,21.02799],[-87.11443,21.0295],[-87.11168,21.03084],[-87.10864,21.03237],[-87.10561,21.03386],[-87.10252,21.03541],[-87.09963,21.03684],[-87.0966,21.03833],[-87.09357,21.03983],[-87.09058,21.04131],[-87.08752,21.04284],[-87.08447,21.04434],[-87.08175,21.0457],[-87.07868,21.04721],[-87.07595,21.04857],[-87.0728,21.05013],[-87.06982,21.0516],[-87.06677,21.05312],[-87.06365,21.05465],[-87.06042,21.05625],[-87.05728,21.05781],[-87.05424,21.05932],[-87.0511,21.06088],[-87.04793,21.06242],[-87.04478,21.06398],[-87.04156,21.06558],[-87.03833,21.06718],[-87.03502,21.06881],[-87.03154,21.07053],[-87.02889,21.07184],[-87.02592,21.07331],[-87.02286,21.07482],[-87.01978,21.07634],[-87.01688,21.07776],[-87.01364,21.07935],[-87.01067,21.08082],[-87.00785,21.08222],[-87.0047,21.08377],[-87.00153,21.08531],[-86.99857,21.08679],[-86.99561,21.08825],[-86.99237,21.08781],[-86.98914,21.08737],[-86.98601,21.08694],[-86.98241,21.08645],[-86.97879,21.08596],[-86.97527,21.08548],[-86.97184,21.08501],[-86.9684,21.08453],[-86.9647,21.08405],[-86.96053,21.08347],[-86.95662,21.08294],[-86.95331,21.08249],[-86.94999,21.08203],[-86.9465,21.08156],[-86.94309,21.08109],[-86.93958,21.08061],[-86.93595,21.08011],[-86.93273,21.07968],[-86.92934,21.07922],[-86.92597,21.07876],[-86.92246,21.07829],[-86.91868,21.07776],[-86.91527,21.07731],[-86.91184,21.07683],[-86.9088,21.07642],[-86.90502,21.0759],[-86.90122,21.07538],[-86.89829,21.07497],[-86.89485,21.0745],[-86.89183,21.07408],[-86.88861,21.07363],[-86.88521,21.07319],[-86.88179,21.0727],[-86.87857,21.07227],[-86.87525,21.07182],[-86.8723,21.0714],[-86.86851,21.07088],[-86.86435,21.0703],[-86.86008,21.06972],[-86.85592,21.06916],[-86.85161,21.06857],[-86.84743,21.06799],[-86.84672,21.06789]]}}
Línea 115.0 kV | LineString | 115.0 kV | 2 |  |  | Comisión Federal de Electricidad |  |  |  |  | OpenStreetMap | {"type":"Feature","properties":{},"geometry":{"type":"LineString","coordinates":[[-86.84669,21.06821],[-86.84725,21.06827],[-86.85062,21.06874],[-86.85407,21.06922],[-86.8574,21.06967],[-86.8605,21.07008],[-86.86388,21.07055],[-86.86729,21.07104],[-86.87074,21.0715],[-86.87383,21.07193],[-86.87735,21.07242],[-86.8807,21.07288],[-86.88418,21.07335],[-86.88676,21.07371],[-86.88492,21.07568],[-86.88267,21.07817],[-86.88035,21.08071],[-86.87804,21.08323],[-86.87577,21.08571],[-86.87356,21.08815],[-86.87129,21.09064],[-86.86904,21.0931],[-86.86684,21.09551],[-86.8649,21.09764],[-86.86401,21.09863],[-86.86289,21.09988],[-86.86238,21.10045]]}}
Línea 115.0 kV | LineString | 115.0 kV | 2 |  |  | CFE |  |  |  |  | OpenStreetMap | {"type":"Feature","properties":{},"geometry":{"type":"LineString","coordinates":[[-93.58926,17.17994],[-93.58841,17.18265],[-93.58639,17.18895],[-93.58441,17.19508],[-93.58413,17.19807],[-93.58344,17.20502],[-93.5828,17.21039],[-93.58257,17.21389],[-93.582,17.21883],[-93.58017,17.22313],[-93.5786,17.22686],[-93.57775,17.22923],[-93.57522,17.23521],[-93.57448,17.2371],[-93.5732,17.23986],[-93.57129,17.2436],[-93.5696,17.24693],[-93.5669,17.2522],[-93.56667,17.26035],[-93.56645,17.2643],[-93.56604,17.27288],[-93.5659,17.27751],[-93.5657,17.2827],[-93.5655,17.28751],[-93.56521,17.2923],[-93.56498,17.2979],[-93.56493,17.30036],[-93.56466,17.30721],[-93.56458,17.30941],[-93.56438,17.31421],[-93.56412,17.31976],[-93.56382,17.32593],[-93.56366,17.3301],[-93.56337,17.33854],[-93.56307,17.34522],[-93.56281,17.35088],[-93.56146,17.35452],[-93.55991,17.35866],[-93.55833,17.36281],[-93.55657,17.36767],[-93.5555,17.37058],[-93.5547,17.37249],[-93.55179,17.37453],[-93.5487,17.37667],[-93.54692,17.37796],[-93.54427,17.37977],[-93.54016,17.38264],[-93.53785,17.38424],[-93.5373,17.3858],[-93.5354,17.39053],[-93.53464,17.39264],[-93.5321,17.39887],[-93.53093,17.40217],[-93.53103,17.40516],[-93.5313,17.41281],[-93.53146,17.41718],[-93.53156,17.41996],[-93.52817,17.42507],[-93.52493,17.42999],[-93.52253,17.43355],[-93.51995,17.43737],[-93.51743,17.44107],[-93.51539,17.44418],[-93.51424,17.44591]]}}
Línea 115.0 kV | LineString | 115.0 kV |  |  |  | CFE |  |  |  |  | OpenStreetMap | {"type":"Feature","properties":{},"geometry":{"type":"LineString","coordinates":[[-93.094,16.94014],[-93.09372,16.94025],[-93.09341,16.94071],[-93.09368,16.94099],[-93.09495,16.94142],[-93.09566,16.94108],[-93.09789,16.94021],[-93.10312,16.93933],[-93.1072,16.93867],[-93.10735,16.94045],[-93.10733,16.94094]]}}
Línea 115.0 kV | LineString | 115.0 kV |  |  |  | CFE |  |  |  |  | OpenStreetMap | {"type":"Feature","properties":{},"geometry":{"type":"LineString","coordinates":[[-93.09771,16.94003],[-93.10312,16.93933],[-93.10723,16.93843],[-93.10821,16.93769],[-93.11181,16.93576],[-93.1137,16.93571],[-93.11593,16.93565],[-93.11849,16.93557],[-93.1195,16.93555],[-93.12356,16.93609],[-93.12907,16.93677],[-93.13152,16.93707],[-93.13572,16.93763],[-93.13939,16.93811],[-93.14216,16.93846],[-93.14356,16.93864],[-93.14853,16.93929],[-93.15013,16.93949],[-93.1686,16.94188],[-93.17244,16.94237],[-93.17678,16.94293],[-93.1784,16.94198],[-93.18539,16.938],[-93.18861,16.9362],[-93.19223,16.93416],[-93.20205,16.92608],[-93.20383,16.92449],[-93.20937,16.91997],[-93.21092,16.91871],[-93.21326,16.91691],[-93.21379,16.91673]]}}
Línea 115.0 kV | LineString | 115.0 kV |  |  |  | CFE |  |  |  |  | OpenStreetMap | {"type":"Feature","properties":{},"geometry":{"type":"LineString","coordinates":[[-93.09236,16.93975],[-93.0924,16.93965],[-93.09339,16.93725],[-93.09541,16.93679],[-93.10331,16.93557],[-93.10854,16.93248],[-93.11035,16.9314],[-93.1122,16.93029],[-93.11401,16.9292],[-93.122,16.92938],[-93.12482,16.93019],[-93.12764,16.93103],[-93.13016,16.93181],[-93.13604,16.93356],[-93.13782,16.93408],[-93.14541,16.93631],[-93.15073,16.93789],[-93.15289,16.93805],[-93.15453,16.93816],[-93.16014,16.93855],[-93.16604,16.93618],[-93.16744,16.9337],[-93.17205,16.92582],[-93.17402,16.92234],[-93.17711,16.91701],[-93.17919,16.91344],[-93.18081,16.91064],[-93.18234,16.90804],[-93.18355,16.90597],[-93.18561,16.9024],[-93.18717,16.90009],[-93.18967,16.89631],[-93.19245,16.89212],[-93.19392,16.88835],[-93.19591,16.8832],[-93.19777,16.87716],[-93.19943,16.87175],[-93.19944,16.86778],[-93.19942,16.86621],[-93.19943,16.86325],[-93.19939,16.86039],[-93.19943,16.85762],[-93.19947,16.85142],[-93.19943,16.84823],[-93.19943,16.84424],[-93.19944,16.84204],[-93.19945,16.83931],[-93.19946,16.83577],[-93.19944,16.83222],[-93.19942,16.82969],[-93.1994,16.82488],[-93.19941,16.82221],[-93.19944,16.8136],[-93.19944,16.81098],[-93.19944,16.80649]]}}
Línea 115.0 kV | LineString | 115.0 kV | 3 |  |  | CFE |  |  |  |  | OpenStreetMap | {"type":"Feature","properties":{},"geometry":{"type":"LineString","coordinates":[[-99.97401,20.42089],[-99.97466,20.41909],[-99.97555,20.41872]]}}
Línea 115.0 kV | LineString | 115.0 kV | 1 |  |  | CFE |  |  |  |  | OpenStreetMap | {"type":"Feature","properties":{},"geometry":{"type":"LineString","coordinates":[[-99.97555,20.41872],[-99.97652,20.41823]]}}
Línea 115.0 kV | LineString | 115.0 kV | 2 |  |  | CFE |  |  |  |  | OpenStreetMap | {"type":"Feature","properties":{},"geometry":{"type":"LineString","coordinates":[[-99.97601,20.41772],[-99.97623,20.41591],[-99.97667,20.4123],[-99.97707,20.40894],[-99.97749,20.40565],[-99.97784,20.40266],[-99.97823,20.39961],[-99.97865,20.39618],[-99.97907,20.39276],[-99.97932,20.39118],[-99.98084,20.39131],[-99.98195,20.39141]]}}
Línea 115.0 kV | LineString | 115.0 kV | 1 |  |  | CFE |  |  |  |  | OpenStreetMap | {"type":"Feature","properties":{},"geometry":{"type":"LineString","coordinates":[[-99.96932,20.42848],[-99.96969,20.42844],[-99.97029,20.42708],[-99.97097,20.4255],[-99.97163,20.42401],[-99.9728,20.4229],[-99.97347,20.42196],[-99.97364,20.42145],[-99.97401,20.42089]]}}
Línea 115.0 kV | LineString | 115.0 kV | 2 |  |  | CFE |  |  |  |  | OpenStreetMap | {"type":"Feature","properties":{},"geometry":{"type":"LineString","coordinates":[[-99.97401,20.42089],[-99.9738,20.42152],[-99.97364,20.42208],[-99.97321,20.4227],[-99.97199,20.42432],[-99.97086,20.42649],[-99.96979,20.42853],[-99.96933,20.42861]]}}
Línea 115.0 kV | LineString | 115.0 kV | 2 |  |  | CFE |  |  |  |  | OpenStreetMap | {"type":"Feature","properties":{},"geometry":{"type":"LineString","coordinates":[[-100.40764,20.57698],[-100.40837,20.57848],[-100.40893,20.57944],[-100.40955,20.58051],[-100.41016,20.58162],[-100.4105,20.58222],[-100.41094,20.58302],[-100.4115,20.58399],[-100.41165,20.58426],[-100.41201,20.5849],[-100.41214,20.58512],[-100.41252,20.58576],[-100.4126,20.58659],[-100.41279,20.587],[-100.41311,20.58767],[-100.41334,20.58838],[-100.41355,20.58919],[-100.41379,20.59],[-100.41401,20.59078],[-100.41423,20.59156],[-100.41446,20.59235],[-100.41469,20.59316],[-100.4149,20.59397]]}}
Línea 115.0 kV | LineString | 115.0 kV | 1 |  |  | CFE |  |  |  |  | OpenStreetMap | {"type":"Feature","properties":{},"geometry":{"type":"LineString","coordinates":[[-97.32534,20.35199],[-97.3232,20.35187],[-97.32184,20.3485],[-97.32087,20.34607],[-97.31949,20.34262],[-97.31834,20.33975],[-97.31638,20.33479],[-97.31554,20.33269],[-97.31415,20.32925],[-97.31512,20.32613],[-97.31592,20.32353],[-97.31663,20.32132],[-97.31775,20.3178],[-97.31873,20.31462],[-97.31967,20.31148],[-97.32061,20.30845],[-97.32159,20.30538],[-97.32239,20.30271],[-97.32325,20.29992],[-97.32397,20.2976],[-97.32486,20.29477],[-97.32579,20.29185],[-97.32664,20.28916],[-97.32747,20.28646],[-97.32835,20.28364],[-97.32916,20.28104],[-97.33002,20.27813],[-97.33081,20.2756],[-97.33319,20.27358],[-97.33597,20.27134],[-97.33949,20.26842],[-97.34312,20.2654],[-97.34537,20.26349],[-97.34754,20.26162],[-97.35018,20.25946],[-97.3527,20.25732],[-97.35549,20.25497],[-97.35839,20.25274],[-97.36146,20.25344],[-97.3642,20.25277],[-97.36441,20.25196],[-97.3655,20.24781],[-97.3662,20.2451],[-97.36821,20.24229],[-97.37044,20.23925],[-97.37185,20.23727],[-97.37359,20.23484],[-97.37481,20.23347],[-97.37555,20.23211],[-97.37635,20.23016],[-97.37801,20.22794],[-97.38036,20.22628],[-97.38243,20.22449],[-97.3841,20.22284],[-97.38611,20.2209],[-97.38826,20.21884],[-97.39047,20.21672],[-97.39288,20.2145],[-97.3957,20.21182],[-97.3945,20.20932],[-97.39601,20.20705],[-97.39721,20.20529],[-97.3989,20.20288],[-97.40041,20.20053],[-97.40248,20.19745],[-97.40452,20.19439],[-97.40618,20.19191],[-97.40865,20.18826],[-97.40981,20.1866],[-97.40885,20.18437],[-97.40817,20.18275],[-97.40612,20.17791],[-97.40485,20.17492],[-97.40359,20.17237],[-97.40312,20.17163],[-97.40428,20.16778],[-97.40268,20.16415],[-97.40188,20.16186],[-97.40041,20.15728],[-97.39979,20.15537],[-97.39876,20.15227],[-97.39726,20.14754],[-97.39645,20.14517],[-97.3955,20.14234],[-97.3942,20.13829],[-97.39275,20.13388],[-97.39221,20.13222],[-97.39139,20.12978],[-97.3903,20.12644],[-97.38975,20.12474],[-97.38886,20.12199],[-97.38835,20.12048],[-97.38726,20.1171],[-97.3867,20.11543],[-97.38543,20.11165],[-97.38461,20.10907],[-97.38337,20.1053],[-97.38245,20.10249],[-97.38152,20.09968],[-97.38084,20.0976],[-97.37958,20.09379],[-97.37803,20.0915],[-97.37679,20.08971],[-97.37588,20.08833],[-97.37436,20.08771],[-97.37293,20.0872],[-97.37039,20.0863],[-97.36751,20.0853],[-97.36378,20.08372],[-97.36166,20.08265],[-97.35841,20.08099],[-97.35693,20.08021],[-97.35519,20.0793],[-97.35297,20.07814],[-97.35087,20.07705],[-97.34846,20.07582],[-97.34688,20.07502],[-97.34548,20.07429],[-97.34238,20.07271],[-97.33963,20.07128],[-97.33702,20.06993],[-97.33487,20.07052],[-97.33346,20.07096],[-97.33022,20.07189],[-97.3261,20.07296],[-97.32409,20.07219],[-97.32209,20.07136],[-97.31898,20.07013],[-97.31666,20.06916],[-97.31634,20.06704],[-97.31596,20.06448],[-97.31558,20.06188],[-97.31533,20.05964],[-97.31501,20.0577],[-97.31464,20.05486],[-97.31443,20.05333],[-97.3142,20.05189],[-97.31395,20.04984],[-97.31354,20.04711],[-97.31332,20.04565],[-97.31272,20.04164],[-97.31219,20.03799],[-97.31187,20.03545],[-97.3112,20.0309],[-97.31059,20.0264],[-97.31036,20.02455],[-97.30951,20.01856],[-97.30892,20.01475],[-97.30858,20.01203],[-97.30822,20.00912],[-97.30798,20.00775],[-97.30785,20.00629],[-97.30672,20.00275],[-97.30537,19.99839],[-97.30481,19.99676],[-97.30408,19.99434],[-97.30324,19.99173],[-97.30204,19.98801],[-97.30111,19.98502],[-97.29885,19.97798],[-97.29807,19.97439],[-97.29783,19.97241],[-97.29761,19.97051],[-97.29727,19.96858],[-97.29676,19.96478],[-97.29622,19.96079],[-97.29565,19.95666],[-97.29457,19.9488],[-97.29429,19.94697],[-97.29374,19.94544],[-97.29307,19.94362],[-97.29236,19.94121],[-97.29152,19.93845],[-97.29014,19.93407],[-97.28931,19.93123],[-97.28838,19.92809],[-97.28616,19.92089],[-97.28579,19.91943],[-97.2853,19.91774],[-97.28467,19.91559],[-97.28391,19.91265],[-97.28323,19.91025],[-97.28069,19.90194],[-97.28262,19.90054],[-97.28506,19.89899],[-97.28685,19.89602],[-97.28957,19.89457],[-97.2927,19.89215],[-97.29433,19.8908],[-97.29623,19.88926],[-97.30221,19.8843],[-97.30627,19.88098],[-97.31723,19.87234],[-97.32186,19.86846],[-97.32376,19.86697],[-97.32533,19.86566],[-97.32804,19.86163],[-97.32915,19.85989],[-97.33228,19.8547],[-97.33388,19.85202],[-97.33582,19.84874],[-97.33779,19.84546],[-97.33866,19.84459],[-97.34218,19.84158],[-97.34336,19.84053],[-97.34468,19.83961]]}}
Línea 115.0 kV | LineString | 115.0 kV |  |  |  | CFE |  |  |  |  | OpenStreetMap | {"type":"Feature","properties":{},"geometry":{"type":"LineString","coordinates":[[-97.42783,20.53513],[-97.42805,20.53467],[-97.42778,20.53464],[-97.42632,20.53466],[-97.42213,20.53405],[-97.4191,20.53291],[-97.41586,20.53177],[-97.41337,20.53331],[-97.41093,20.53481],[-97.40828,20.53496],[-97.4058,20.53506],[-97.4011,20.53535],[-97.39913,20.53548],[-97.39661,20.53327],[-97.39373,20.53075],[-97.39206,20.52917],[-97.38716,20.53009],[-97.38381,20.5307],[-97.37889,20.53161],[-97.37542,20.53224],[-97.37343,20.53192],[-97.37136,20.53159],[-97.37017,20.5293],[-97.36872,20.52651],[-97.3669,20.52302],[-97.36598,20.52126],[-97.36404,20.51755],[-97.36248,20.51627],[-97.35973,20.51408],[-97.35811,20.51134],[-97.35695,20.51012],[-97.35353,20.50642],[-97.35086,20.50375],[-97.34834,20.50115],[-97.34612,20.49858],[-97.34615,20.49668],[-97.34602,20.49322],[-97.34612,20.48935],[-97.34631,20.48329],[-97.34639,20.47852],[-97.34652,20.47363],[-97.34663,20.46942],[-97.34632,20.46715],[-97.34605,20.46444]]}}
Línea 115.0 kV | LineString | 115.0 kV | 1 |  |  | CFE |  |  |  |  | OpenStreetMap | {"type":"Feature","properties":{},"geometry":{"type":"LineString","coordinates":[[-97.33766,20.39483],[-97.33519,20.39455],[-97.33047,20.39409],[-97.32525,20.39179],[-97.32117,20.39],[-97.3169,20.38812],[-97.31347,20.38661],[-97.31044,20.38528],[-97.30752,20.384],[-97.30459,20.38271],[-97.30096,20.38111],[-97.29777,20.37971],[-97.2945,20.37827],[-97.29093,20.3767],[-97.28824,20.37552],[-97.28579,20.37444],[-97.2825,20.3754],[-97.27982,20.37619],[-97.27684,20.37707],[-97.27276,20.37827],[-97.26895,20.37939],[-97.26375,20.38092],[-97.26082,20.38179],[-97.25785,20.38266],[-97.25477,20.38356],[-97.25055,20.3848],[-97.24493,20.38646],[-97.24354,20.38687],[-97.23806,20.38848],[-97.23568,20.38772],[-97.2307,20.38612],[-97.22614,20.38465],[-97.22324,20.38372],[-97.22014,20.38273],[-97.21694,20.3817],[-97.21302,20.38044],[-97.20977,20.3794],[-97.20816,20.37888],[-97.20387,20.378],[-97.19843,20.37689],[-97.1938,20.37594],[-97.19108,20.37539],[-97.1867,20.37449],[-97.18353,20.37153],[-97.1829,20.36827],[-97.17867,20.36053],[-97.17558,20.35911],[-97.17324,20.35804],[-97.17132,20.35716],[-97.16623,20.35659],[-97.16422,20.35636],[-97.15934,20.3558],[-97.15788,20.35571]]}}
Línea 115.0 kV | LineString | 115.0 kV | 1 |  |  | CFE |  |  |  |  | OpenStreetMap | {"type":"Feature","properties":{},"geometry":{"type":"LineString","coordinates":[[-97.30622,20.38211],[-97.30478,20.38236],[-97.30251,20.38135],[-97.30003,20.38025],[-97.29975,20.37852],[-97.29943,20.37618],[-97.2957,20.37542],[-97.29148,20.37454],[-97.28791,20.3738],[-97.28567,20.37334],[-97.28185,20.37265],[-97.27763,20.37189],[-97.27276,20.37102],[-97.26865,20.37028],[-97.26372,20.36939],[-97.25903,20.36856],[-97.25433,20.36771],[-97.25076,20.36707],[-97.24835,20.36638],[-97.2449,20.36537],[-97.24372,20.36507],[-97.24174,20.36485],[-97.23919,20.36464],[-97.23758,20.36446],[-97.23453,20.36413],[-97.23101,20.36375],[-97.22815,20.36348],[-97.22521,20.36315],[-97.22186,20.36282],[-97.21807,20.3624],[-97.21555,20.36215],[-97.21208,20.36176],[-97.20835,20.36156],[-97.2051,20.36168],[-97.20358,20.36173],[-97.20092,20.3622],[-97.19714,20.36279],[-97.19513,20.36317],[-97.19195,20.36272],[-97.18812,20.36218],[-97.187,20.36221],[-97.18482,20.36228],[-97.18317,20.36231],[-97.17969,20.36354],[-97.17728,20.36435],[-97.17512,20.3651],[-97.17256,20.36602],[-97.16936,20.36708],[-97.16791,20.36763],[-97.16518,20.36859],[-97.1635,20.37065],[-97.16174,20.37279],[-97.16045,20.37434],[-97.15775,20.37761],[-97.15559,20.38027],[-97.15288,20.38353],[-97.15023,20.38673],[-97.14721,20.39037],[-97.14523,20.39278],[-97.14422,20.39402],[-97.13986,20.39527],[-97.13703,20.39609],[-97.13492,20.39671],[-97.13185,20.39761],[-97.1296,20.39824],[-97.12529,20.39949],[-97.12187,20.40046],[-97.11775,20.40162],[-97.11037,20.40382],[-97.10626,20.40501],[-97.10322,20.40586],[-97.10023,20.40678],[-97.09727,20.4076],[-97.09425,20.40847],[-97.09196,20.40914],[-97.08984,20.40976],[-97.08717,20.41132],[-97.08406,20.41311],[-97.08186,20.41438],[-97.07798,20.41663],[-97.07501,20.41837],[-97.0727,20.41972],[-97.07155,20.42283],[-97.07073,20.42508],[-97.07054,20.4256],[-97.07023,20.4259],[-97.07002,20.42644],[-97.06954,20.4265]]}}
Línea 115.0 kV | LineString | 115.0 kV | 1 |  |  | CFE |  |  |  |  | OpenStreetMap | {"type":"Feature","properties":{},"geometry":{"type":"LineString","coordinates":[[-97.15788,20.35571],[-97.15409,20.35518],[-97.15306,20.35429],[-97.14807,20.34995],[-97.1452,20.34746],[-97.14172,20.34443],[-97.13988,20.34283],[-97.13807,20.34126],[-97.13594,20.33943],[-97.13242,20.33641],[-97.13031,20.33459],[-97.1264,20.33124],[-97.12392,20.32912],[-97.12232,20.32775],[-97.12012,20.32587],[-97.11806,20.32408],[-97.11679,20.32297],[-97.11455,20.32101],[-97.11244,20.31908],[-97.10995,20.31695],[-97.10812,20.31535],[-97.10593,20.31349],[-97.10394,20.31176],[-97.10188,20.30998],[-97.10013,20.30846],[-97.09672,20.30572],[-97.09475,20.30391],[-97.09171,20.30116],[-97.08827,20.29816],[-97.08486,20.29521],[-97.082,20.29273],[-97.08025,20.2912],[-97.07809,20.28932],[-97.07611,20.2876],[-97.07458,20.28627],[-97.07126,20.28338],[-97.06951,20.28187],[-97.06793,20.28052],[-97.06483,20.27782],[-97.06196,20.27536],[-97.05953,20.27327],[-97.0577,20.27169],[-97.0558,20.27006],[-97.0544,20.26885],[-97.05253,20.26726],[-97.05058,20.26556],[-97.04886,20.26412],[-97.04727,20.26272],[-97.0474,20.26054],[-97.04739,20.25786],[-97.04768,20.25482],[-97.04789,20.25057],[-97.04809,20.24667],[-97.04823,20.24219],[-97.0486,20.23767],[-97.04879,20.23424],[-97.04902,20.22989],[-97.04928,20.22559],[-97.04936,20.22314],[-97.04952,20.22035],[-97.04967,20.21743],[-97.04982,20.21439],[-97.04996,20.21142],[-97.05013,20.20846],[-97.05028,20.20588],[-97.0504,20.20463],[-97.0505,20.20318],[-97.05066,20.20193],[-97.05088,20.19978],[-97.05109,20.19749],[-97.05136,20.19503],[-97.05164,20.19228],[-97.05189,20.19006],[-97.05211,20.1875],[-97.05236,20.18468],[-97.05256,20.18261],[-97.05282,20.17984],[-97.05308,20.17707],[-97.05334,20.17414],[-97.05357,20.17175],[-97.05377,20.1696],[-97.05406,20.16672],[-97.05432,20.16391],[-97.05463,20.16069],[-97.05486,20.1583],[-97.05514,20.1557],[-97.05537,20.15254],[-97.05564,20.14949],[-97.0559,20.14657],[-97.05609,20.14392],[-97.05639,20.1414],[-97.0566,20.13907],[-97.05678,20.1363],[-97.05704,20.13335],[-97.05728,20.13065],[-97.05752,20.12781],[-97.05778,20.12493],[-97.05801,20.12211],[-97.05827,20.11943],[-97.05851,20.11653],[-97.05873,20.11405],[-97.05894,20.11164],[-97.05916,20.10902],[-97.0594,20.10622],[-97.05966,20.10341],[-97.05991,20.10058],[-97.06021,20.09719],[-97.06042,20.09469],[-97.0606,20.09162]]}}
Línea 115.0 kV | LineString | 115.0 kV | 2 |  |  | CFE |  |  |  |  | OpenStreetMap | {"type":"Feature","properties":{},"geometry":{"type":"LineString","coordinates":[[-107.39244,25.09639],[-107.39244,25.09596],[-107.39306,25.09237],[-107.392,25.08849],[-107.39035,25.08289],[-107.38957,25.07986],[-107.38885,25.07749],[-107.38719,25.07177],[-107.38693,25.06934],[-107.38616,25.0623],[-107.3857,25.05797],[-107.38535,25.05467],[-107.38515,25.05278],[-107.38488,25.05021],[-107.38438,25.04555],[-107.38421,25.0439],[-107.38378,25.03993],[-107.38329,25.03579],[-107.38305,25.03359],[-107.38265,25.0298],[-107.38224,25.02601],[-107.38197,25.02348],[-107.38171,25.021],[-107.38134,25.01754],[-107.38132,25.01448],[-107.38131,25.01178],[-107.38129,25.00837],[-107.38127,25.0053],[-107.38125,25.00212],[-107.38124,24.99949],[-107.38122,24.9961],[-107.38121,24.99349],[-107.3812,24.99114],[-107.38118,24.98761],[-107.38116,24.98518],[-107.38115,24.98184],[-107.38112,24.97726],[-107.38108,24.971],[-107.38101,24.96969],[-107.38047,24.96483],[-107.38002,24.96071],[-107.3795,24.95582],[-107.37905,24.9516],[-107.37882,24.9494],[-107.37848,24.94621],[-107.37815,24.94316],[-107.37782,24.94011],[-107.37748,24.93691],[-107.37716,24.93397],[-107.37682,24.93077],[-107.37646,24.92747],[-107.37615,24.9246],[-107.37576,24.921],[-107.37546,24.9182],[-107.37514,24.91526],[-107.37474,24.91154],[-107.37435,24.90793],[-107.37404,24.90505],[-107.37367,24.90202],[-107.3733,24.89858],[-107.37303,24.89556],[-107.37268,24.89229],[-107.37238,24.88941],[-107.37199,24.88582],[-107.37168,24.88295],[-107.37125,24.87944],[-107.37087,24.87577],[-107.37057,24.87303],[-107.3702,24.86957],[-107.37002,24.86784],[-107.3697,24.86495],[-107.36944,24.86251],[-107.36893,24.85786],[-107.36836,24.85258],[-107.36802,24.84897],[-107.36759,24.84543],[-107.36717,24.84161],[-107.36683,24.83846],[-107.36603,24.83658],[-107.36464,24.83312],[-107.3636,24.83052],[-107.36315,24.83012],[-107.36272,24.82986]]}}
Línea 115.0 kV | LineString | 115.0 kV | 1 |  |  | CFE |  |  |  |  | OpenStreetMap | {"type":"Feature","properties":{},"geometry":{"type":"LineString","coordinates":[[-97.71128,20.94608],[-97.71139,20.94818],[-97.71254,20.95199],[-97.7136,20.95553],[-97.7156,20.96242],[-97.71774,20.96946],[-97.71859,20.97294],[-97.71985,20.97717],[-97.72078,20.98033],[-97.72196,20.98437],[-97.72278,20.98715],[-97.72382,20.99076],[-97.72582,20.9975],[-97.72685,21.00096],[-97.72769,21.00383],[-97.72882,21.00766],[-97.72987,21.01122],[-97.73092,21.01477],[-97.73189,21.0181],[-97.7329,21.02149],[-97.73391,21.0249],[-97.7349,21.02827],[-97.73584,21.03146],[-97.73671,21.03441],[-97.73785,21.03823],[-97.73887,21.04173],[-97.73987,21.04511],[-97.74093,21.04868],[-97.74189,21.05198],[-97.74292,21.05548],[-97.74395,21.05895],[-97.745,21.06247],[-97.74606,21.0661],[-97.74708,21.0696],[-97.74801,21.07274],[-97.74893,21.07581],[-97.75008,21.07971],[-97.7512,21.08358],[-97.75264,21.0884],[-97.75354,21.09138],[-97.75452,21.09476],[-97.75565,21.0986],[-97.75655,21.10168],[-97.75798,21.10641],[-97.75923,21.11061],[-97.76036,21.11444],[-97.76128,21.11766],[-97.7628,21.12273],[-97.76378,21.12596],[-97.76496,21.13011],[-97.76609,21.13384],[-97.76706,21.1372],[-97.7681,21.14062],[-97.76929,21.14463],[-97.77034,21.14819],[-97.77131,21.15151],[-97.77226,21.15476],[-97.77336,21.15846],[-97.77397,21.1608],[-97.77443,21.16204],[-97.77542,21.16535],[-97.77643,21.16878],[-97.77743,21.17218],[-97.77842,21.17559],[-97.77945,21.17895],[-97.77992,21.18227],[-97.78039,21.18579],[-97.78085,21.18929],[-97.78135,21.19271],[-97.78187,21.19643],[-97.78236,21.19992],[-97.78284,21.20339],[-97.78338,21.20714],[-97.78399,21.2113],[-97.78439,21.21442],[-97.78505,21.21877],[-97.78568,21.22368],[-97.78641,21.22738],[-97.78719,21.23119],[-97.78771,21.23386],[-97.78853,21.2381],[-97.78906,21.2407],[-97.78955,21.24325],[-97.79023,21.24679],[-97.79102,21.25084],[-97.79179,21.2547],[-97.79255,21.25863],[-97.79334,21.26268],[-97.7947,21.26954],[-97.7953,21.27267],[-97.79602,21.27614],[-97.79703,21.2814],[-97.79736,21.28293],[-97.79814,21.28711],[-97.79867,21.28967],[-97.79882,21.2904],[-97.79964,21.29465],[-97.8005,21.29901],[-97.80185,21.30573],[-97.80256,21.30888],[-97.80374,21.31544],[-97.80478,21.32061],[-97.80589,21.32643],[-97.80674,21.3307],[-97.80721,21.33314],[-97.80801,21.3373],[-97.80875,21.34095],[-97.80949,21.34485],[-97.81053,21.34986],[-97.81122,21.35344],[-97.81201,21.35758],[-97.81302,21.36254],[-97.81358,21.36537],[-97.81424,21.36871],[-97.81504,21.3728],[-97.81609,21.37814],[-97.81668,21.38124],[-97.81764,21.386],[-97.81886,21.39207],[-97.81987,21.39758],[-97.82048,21.40038],[-97.82135,21.4049],[-97.82202,21.40823],[-97.8227,21.41177],[-97.82341,21.41535],[-97.82411,21.41882],[-97.82501,21.42348],[-97.82581,21.42766],[-97.82653,21.43118],[-97.82728,21.43497],[-97.82766,21.43905],[-97.82797,21.44219],[-97.8283,21.44553],[-97.82864,21.44912],[-97.82898,21.45273],[-97.82936,21.45689],[-97.82974,21.4606],[-97.83012,21.4645],[-97.8305,21.46836],[-97.83089,21.4727],[-97.83127,21.47656],[-97.83168,21.48082],[-97.83213,21.48561],[-97.83259,21.49011],[-97.83304,21.49498],[-97.83334,21.49831],[-97.83375,21.50239],[-97.83421,21.50729],[-97.83463,21.51146],[-97.83512,21.51664],[-97.83548,21.5206],[-97.83583,21.52428],[-97.83614,21.52744],[-97.83646,21.53086],[-97.83681,21.53428],[-97.83724,21.53868],[-97.83758,21.54252],[-97.83794,21.54616],[-97.83826,21.54945],[-97.83872,21.55419],[-97.83916,21.5588],[-97.83951,21.56237],[-97.83987,21.56624],[-97.84022,21.56993],[-97.84061,21.5739],[-97.84098,21.57777],[-97.84139,21.58201],[-97.84177,21.58575],[-97.84216,21.58982],[-97.84276,21.59376],[-97.84342,21.59794],[-97.84403,21.60186],[-97.84462,21.60562],[-97.8451,21.60859],[-97.84571,21.61272],[-97.8463,21.61635],[-97.84676,21.61943],[-97.84739,21.62325],[-97.84791,21.62656],[-97.84846,21.62988],[-97.85002,21.63833],[-97.85116,21.64429],[-97.85181,21.6478],[-97.85263,21.65212],[-97.85323,21.65533],[-97.85395,21.65893],[-97.85445,21.66189],[-97.85507,21.66527],[-97.85568,21.66892],[-97.85627,21.67205],[-97.85678,21.67527],[-97.8575,21.67928],[-97.85825,21.68348],[-97.85881,21.68665],[-97.85938,21.69005],[-97.85995,21.69327],[-97.86077,21.69802],[-97.86133,21.70103],[-97.862,21.70494],[-97.86271,21.70898],[-97.86331,21.71234],[-97.86386,21.71547],[-97.86454,21.71931],[-97.86532,21.72378],[-97.86601,21.72773],[-97.86657,21.73095],[-97.86705,21.73354],[-97.86786,21.73817],[-97.86854,21.74207],[-97.8692,21.74583],[-97.86984,21.74952],[-97.87101,21.75287],[-97.87226,21.75647],[-97.87343,21.75983],[-97.87498,21.76422],[-97.87624,21.76793],[-97.87743,21.77136],[-97.87873,21.77511],[-97.87999,21.77873],[-97.88115,21.78208],[-97.88241,21.78567],[-97.88361,21.78919],[-97.88478,21.79252],[-97.8861,21.79636],[-97.88723,21.79961],[-97.88861,21.80364],[-97.88963,21.80657],[-97.89091,21.81023],[-97.8921,21.81367],[-97.89331,21.8171],[-97.89442,21.82036],[-97.89564,21.82385],[-97.89697,21.82773],[-97.89791,21.83041],[-97.89935,21.83457],[-97.90059,21.83817],[-97.90164,21.84115],[-97.90292,21.84401],[-97.90441,21.84734],[-97.90581,21.85047],[-97.90735,21.8539],[-97.90882,21.85715],[-97.91026,21.86038],[-97.91177,21.86372],[-97.91326,21.86705],[-97.91439,21.86956],[-97.91592,21.87297],[-97.91734,21.87614],[-97.91881,21.8794],[-97.92039,21.88291],[-97.92186,21.88626],[-97.9234,21.88966],[-97.9248,21.89273],[-97.9262,21.89588],[-97.92763,21.89902],[-97.92915,21.90243],[-97.93066,21.90576],[-97.93214,21.90911],[-97.93366,21.91244],[-97.93517,21.91584],[-97.93671,21.91924],[-97.93817,21.92249],[-97.93972,21.92595],[-97.9412,21.9292],[-97.94266,21.93248],[-97.94413,21.93571],[-97.94562,21.93904],[-97.94714,21.94237],[-97.94858,21.94563],[-97.95,21.9487],[-97.9515,21.95213],[-97.95286,21.9562],[-97.9544,21.96056],[-97.95579,21.9647],[-97.95699,21.96824],[-97.9589,21.9739],[-97.96032,21.97798],[-97.96004,21.98316],[-97.95981,21.98676],[-97.95958,21.99087],[-97.95942,21.99323],[-97.95906,21.99905],[-97.9588,22.00311],[-97.95859,22.00658],[-97.95838,22.00993],[-97.95806,22.01511],[-97.95776,22.01985],[-97.95754,22.02335],[-97.95734,22.0267],[-97.95706,22.03119],[-97.95687,22.03436],[-97.95665,22.03761],[-97.95643,22.04124],[-97.95621,22.04477],[-97.95601,22.04814],[-97.95578,22.05175],[-97.95561,22.05435],[-97.95537,22.05824],[-97.95517,22.06149],[-97.95495,22.06506],[-97.95474,22.0684],[-97.95446,22.07288],[-97.9542,22.07711],[-97.95398,22.08053],[-97.95375,22.08427],[-97.95353,22.08789],[-97.95329,22.09176],[-97.95282,22.09931],[-97.95264,22.1021],[-97.95236,22.10654],[-97.95215,22.10998],[-97.9519,22.11416],[-97.95166,22.11802],[-97.95137,22.12258],[-97.95118,22.12552],[-97.95096,22.12939],[-97.95074,22.13293],[-97.9505,22.13679],[-97.95027,22.14022],[-97.95005,22.14395],[-97.94985,22.14736],[-97.94961,22.15113],[-97.94938,22.15481],[-97.94917,22.15825],[-97.94893,22.162],[-97.94869,22.16606],[-97.94842,22.17043],[-97.94811,22.17424],[-97.94788,22.178],[-97.94733,22.18199],[-97.94677,22.19679],[-97.9466,22.19956]]}}
Línea 115.0 kV | LineString | 115.0 kV |  |  |  | CFE |  |  |  |  | OpenStreetMap | {"type":"Feature","properties":{},"geometry":{"type":"LineString","coordinates":[[-97.75332,21.1768],[-97.7582,21.17899],[-97.76147,21.18052],[-97.7646,21.18192],[-97.76768,21.18335],[-97.77085,21.18479],[-97.77396,21.18622],[-97.77716,21.18771],[-97.77892,21.18853],[-97.78057,21.18928],[-97.78085,21.18929]]}}
Línea 115.0 kV | LineString | 115.0 kV | 1 |  |  | CFE |  |  |  |  | OpenStreetMap | {"type":"Feature","properties":{},"geometry":{"type":"LineString","coordinates":[[-101.20685,20.20515],[-101.20739,20.20473],[-101.2069,20.20074],[-101.20664,20.19881],[-101.20649,20.19735],[-101.20629,20.19568],[-101.20613,20.19427],[-101.20576,20.1914],[-101.20511,20.18587],[-101.20482,20.18359],[-101.20469,20.18243],[-101.20459,20.18163],[-101.20436,20.17984],[-101.20398,20.17657],[-101.20394,20.17623],[-101.20365,20.17378],[-101.20345,20.17223],[-101.20329,20.17086],[-101.20311,20.16942],[-101.20264,20.16556],[-101.20229,20.16238],[-101.20224,20.16181],[-101.20219,20.15907],[-101.20214,20.1556],[-101.20208,20.1527],[-101.20207,20.15068],[-101.20204,20.14942],[-101.20198,20.14682],[-101.20194,20.14261],[-101.2019,20.14022],[-101.20187,20.13868],[-101.20182,20.1374],[-101.20181,20.13617],[-101.20178,20.13492],[-101.20177,20.13369],[-101.20175,20.13252],[-101.20174,20.13142],[-101.20172,20.13009],[-101.2017,20.12882],[-101.20169,20.12755],[-101.20222,20.12647],[-101.20276,20.12538],[-101.20331,20.12428],[-101.20386,20.12317],[-101.2044,20.12209],[-101.20493,20.121],[-101.2055,20.1199],[-101.20602,20.11883],[-101.20653,20.11777],[-101.20684,20.11714],[-101.20577,20.11658],[-101.20464,20.11605],[-101.20266,20.11514],[-101.20157,20.1146],[-101.20075,20.11421],[-101.19973,20.11371],[-101.19872,20.11325],[-101.19756,20.11268],[-101.19688,20.11238],[-101.19584,20.11189],[-101.19505,20.1115],[-101.19452,20.11125]]}}
Línea 115.0 kV | LineString | 115.0 kV | 1 |  |  | CFE |  |  |  |  | OpenStreetMap | {"type":"Feature","properties":{},"geometry":{"type":"LineString","coordinates":[[-100.98079,25.54621],[-100.98057,25.54616],[-100.98059,25.54587],[-100.98152,25.54589],[-100.98243,25.54589],[-100.98245,25.54671],[-100.98243,25.54748],[-100.98275,25.54748],[-100.986,25.54752],[-100.98928,25.54761],[-100.99122,25.5505],[-100.98989,25.55374],[-100.98874,25.55652],[-100.9872,25.56025],[-100.98551,25.5643],[-100.98388,25.56823],[-100.98188,25.56934],[-100.97908,25.57102],[-100.97639,25.57259],[-100.97355,25.57423],[-100.96984,25.57636],[-100.96626,25.57837],[-100.96445,25.57944],[-100.9611,25.58139],[-100.95737,25.58347],[-100.95406,25.58539],[-100.95115,25.58701],[-100.94845,25.58854],[-100.94283,25.59183],[-100.94048,25.59319],[-100.93744,25.59491],[-100.93416,25.59676],[-100.93412,25.59766]]}}
Línea 115.0 kV | LineString | 115.0 kV | 1 |  |  | CFE |  |  |  |  | OpenStreetMap | {"type":"Feature","properties":{},"geometry":{"type":"LineString","coordinates":[[-100.92944,25.60033],[-100.92784,25.60038],[-100.92432,25.60236],[-100.92065,25.60225]]}}
Línea 115.0 kV | LineString | 115.0 kV | 2 |  |  | CFE |  |  |  |  | OpenStreetMap | {"type":"Feature","properties":{},"geometry":{"type":"LineString","coordinates":[[-101.01795,25.44714],[-101.01869,25.44649],[-101.01958,25.44575],[-101.0205,25.44496],[-101.02107,25.44445],[-101.02195,25.44372],[-101.0226,25.44315],[-101.02668,25.43974],[-101.02846,25.43736],[-101.02991,25.43547],[-101.03217,25.43249],[-101.03464,25.42925],[-101.03698,25.42628],[-101.04032,25.42186],[-101.04317,25.41812],[-101.04411,25.41691],[-101.04504,25.41569],[-101.04673,25.4134],[-101.04617,25.41127],[-101.04558,25.40897],[-101.04536,25.40804],[-101.04509,25.40698],[-101.04478,25.40582],[-101.04449,25.40473],[-101.04364,25.40146],[-101.04314,25.39953],[-101.0418,25.39855],[-101.04056,25.39753],[-101.03925,25.39662],[-101.03829,25.39594],[-101.03692,25.39492],[-101.0343,25.393],[-101.03354,25.39202],[-101.03279,25.39107],[-101.03211,25.3902],[-101.03141,25.38933],[-101.03074,25.3885],[-101.03008,25.38764],[-101.02941,25.38679],[-101.02874,25.38596],[-101.02813,25.38514],[-101.02743,25.38427],[-101.02672,25.3834],[-101.02603,25.38253],[-101.02534,25.38165],[-101.02463,25.38073],[-101.02393,25.37988],[-101.02323,25.37898],[-101.02255,25.37812],[-101.02185,25.37724],[-101.02116,25.37636],[-101.02106,25.37528],[-101.02094,25.3742],[-101.02087,25.37312],[-101.02075,25.37204],[-101.02066,25.37109],[-101.02056,25.37013],[-101.02048,25.36919],[-101.02054,25.36828],[-101.02043,25.36719],[-101.02033,25.36607],[-101.02023,25.36498],[-101.02012,25.36387],[-101.01988,25.36271],[-101.01973,25.36116],[-101.01957,25.35948]]}}
Línea 115.0 kV | LineString | 115.0 kV | 1 |  |  | CFE |  |  |  |  | OpenStreetMap | {"type":"Feature","properties":{},"geometry":{"type":"LineString","coordinates":[[-110.88838,29.17705],[-110.88813,29.17698]]}}
Línea 115.0 kV | LineString | 115.0 kV | 1 |  |  | CFE |  |  |  |  | OpenStreetMap | {"type":"Feature","properties":{},"geometry":{"type":"LineString","coordinates":[[-110.94547,29.28021],[-110.9456,29.27997],[-110.94632,29.27981],[-110.94583,29.27805],[-110.94516,29.27573],[-110.9446,29.27373],[-110.94404,29.27171],[-110.94344,29.26961],[-110.94285,29.26752],[-110.94223,29.26528],[-110.94165,29.26328],[-110.94108,29.26117],[-110.94053,29.25925],[-110.93995,29.25716],[-110.93931,29.25488],[-110.93863,29.25243],[-110.93804,29.25038],[-110.93746,29.24828],[-110.93685,29.24609],[-110.93627,29.24399],[-110.93566,29.24188],[-110.93511,29.23987],[-110.93445,29.23751],[-110.93383,29.23533],[-110.93323,29.23314],[-110.93258,29.23085],[-110.93197,29.22866],[-110.93134,29.22643],[-110.9307,29.22413],[-110.93008,29.2219],[-110.92952,29.21988],[-110.92891,29.2177],[-110.92877,29.21723],[-110.92841,29.21687],[-110.92821,29.21643],[-110.92816,29.21622],[-110.92814,29.21591],[-110.92835,29.21541],[-110.92778,29.2134],[-110.92719,29.21129],[-110.92662,29.2092],[-110.92597,29.20707],[-110.92561,29.20575],[-110.92515,29.20446]]}}
Línea 115.0 kV | LineString | 115.0 kV | 2 |  |  | CFE |  |  |  |  | OpenStreetMap | {"type":"Feature","properties":{},"geometry":{"type":"LineString","coordinates":[[-110.94547,29.28021],[-110.94506,29.27869],[-110.94177,29.27872],[-110.93848,29.27872],[-110.93519,29.27874],[-110.93183,29.27875],[-110.92844,29.27878],[-110.92507,29.27877],[-110.9217,29.27878],[-110.91833,29.27879],[-110.91495,29.2788],[-110.91159,29.27881],[-110.90819,29.27882],[-110.90517,29.27883],[-110.90215,29.27885],[-110.89913,29.27885],[-110.89571,29.27887],[-110.89228,29.27888],[-110.8888,29.27901]]}}
Línea 115.0 kV | LineString | 115.0 kV | 2 |  |  | CFE |  |  |  |  | OpenStreetMap | {"type":"Feature","properties":{},"geometry":{"type":"LineString","coordinates":[[-110.86306,27.9379],[-110.86347,27.93833],[-110.86481,27.93942],[-110.86792,27.94271],[-110.86899,27.9457],[-110.86914,27.95148],[-110.86893,27.95378],[-110.8685,27.95497],[-110.8678,27.95677]]}}
Línea 115.0 kV | LineString | 115.0 kV | 2 |  |  | CFE |  |  |  |  | OpenStreetMap | {"type":"Feature","properties":{},"geometry":{"type":"LineString","coordinates":[[-110.89271,27.99089],[-110.89369,27.99011],[-110.89514,27.9886],[-110.89583,27.98909],[-110.89558,27.98935]]}}
Línea 115.0 kV | LineString | 115.0 kV | 1 |  |  | CFE |  |  |  |  | OpenStreetMap | {"type":"Feature","properties":{},"geometry":{"type":"LineString","coordinates":[[-110.89271,27.99089],[-110.89193,27.99151],[-110.89276,27.99501],[-110.89341,27.99767],[-110.89436,27.99908],[-110.89648,28.00221],[-110.89761,28.00391],[-110.89884,28.00572],[-110.90082,28.00865],[-110.90281,28.01159],[-110.90493,28.01472],[-110.90694,28.0177],[-110.90905,28.02082],[-110.91113,28.02391],[-110.91318,28.02693],[-110.91535,28.03017],[-110.91726,28.03297],[-110.91939,28.03616],[-110.92151,28.03925],[-110.9236,28.04234],[-110.92569,28.04544],[-110.92792,28.04869],[-110.93007,28.05186],[-110.93214,28.05494],[-110.93426,28.05805],[-110.93624,28.06099],[-110.93803,28.06363],[-110.93942,28.06564],[-110.94117,28.06828],[-110.94295,28.07091],[-110.94473,28.07353],[-110.94653,28.07616],[-110.94868,28.07934],[-110.95093,28.08267],[-110.95318,28.08599],[-110.95522,28.08899],[-110.95595,28.09129],[-110.95701,28.09445],[-110.95799,28.09737],[-110.95898,28.10037],[-110.95998,28.10337],[-110.96099,28.10645],[-110.96208,28.10973],[-110.96324,28.11326],[-110.96441,28.11678],[-110.96544,28.11989],[-110.96658,28.12332],[-110.96777,28.12688],[-110.96903,28.13069],[-110.97018,28.13414],[-110.97132,28.13758],[-110.97244,28.14096],[-110.97361,28.14447],[-110.97484,28.14816],[-110.97607,28.15188],[-110.97731,28.15562],[-110.97862,28.15956],[-110.9808,28.16276],[-110.98285,28.16577],[-110.98496,28.1689],[-110.98702,28.17191],[-110.9891,28.17497],[-110.99118,28.17802],[-110.9933,28.18112],[-110.99525,28.18399],[-110.9974,28.18715],[-110.99962,28.19041],[-111.00183,28.19364],[-111.00421,28.19713],[-111.00678,28.20091],[-111.00937,28.2047],[-111.01099,28.2086],[-111.0124,28.21202],[-111.01378,28.21536],[-111.01526,28.21895],[-111.01659,28.22219],[-111.01807,28.2258],[-111.0193,28.22877],[-111.02064,28.232],[-111.022,28.23531],[-111.02344,28.23879],[-111.02487,28.24228],[-111.02616,28.24539],[-111.02731,28.24818],[-111.02861,28.25133],[-111.02989,28.25444],[-111.03125,28.25774],[-111.0326,28.26099],[-111.03403,28.26446],[-111.03546,28.26792],[-111.03686,28.27133],[-111.03833,28.27492],[-111.03977,28.27837],[-111.04123,28.28191],[-111.04266,28.28536],[-111.04411,28.28885],[-111.04551,28.29226],[-111.04692,28.2957],[-111.0484,28.29925],[-111.04983,28.30271],[-111.05127,28.3062],[-111.05271,28.30968],[-111.05412,28.31311],[-111.05555,28.31654],[-111.05697,28.31999],[-111.05822,28.32302],[-111.05965,28.3265],[-111.06105,28.3299],[-111.06257,28.33352],[-111.06407,28.33719],[-111.06551,28.34066],[-111.06694,28.34417],[-111.06836,28.34755],[-111.06979,28.35103],[-111.07126,28.35455],[-111.07269,28.358],[-111.07422,28.36169],[-111.07585,28.36562],[-111.07728,28.36911],[-111.07852,28.37203],[-111.08151,28.37329],[-111.08481,28.37463],[-111.08863,28.37623],[-111.09194,28.37761],[-111.09548,28.37907],[-111.09937,28.38068],[-111.10311,28.38222],[-111.10693,28.38379],[-111.11096,28.38544],[-111.11496,28.38713],[-111.11857,28.38863],[-111.1223,28.39017],[-111.12644,28.39188],[-111.13038,28.39349],[-111.13409,28.39504],[-111.13947,28.39725],[-111.14334,28.39886],[-111.14749,28.40056],[-111.15135,28.40218],[-111.15413,28.40331],[-111.15839,28.40506],[-111.16216,28.40665],[-111.16633,28.40837],[-111.16953,28.40972],[-111.17478,28.40957],[-111.17926,28.40945],[-111.18351,28.4093],[-111.18772,28.40921],[-111.19189,28.40911],[-111.19595,28.40896],[-111.20001,28.40884],[-111.20407,28.40873],[-111.20818,28.40862],[-111.21226,28.40851],[-111.21636,28.40839],[-111.22051,28.40829],[-111.22461,28.40816],[-111.22868,28.40804],[-111.23281,28.40792],[-111.23696,28.40777],[-111.24113,28.40764],[-111.24529,28.40755],[-111.24946,28.40744],[-111.25349,28.40733],[-111.25741,28.40721],[-111.26131,28.4071],[-111.26492,28.407],[-111.26872,28.40689],[-111.27266,28.40678],[-111.27646,28.40666],[-111.28015,28.40655],[-111.28381,28.40645],[-111.28797,28.40633],[-111.29158,28.40622],[-111.29543,28.40612],[-111.2993,28.40601],[-111.30306,28.4059],[-111.30687,28.40577],[-111.31077,28.40569],[-111.31493,28.40557],[-111.3185,28.40546],[-111.32231,28.40534],[-111.32621,28.40522],[-111.33021,28.40509],[-111.33392,28.40501],[-111.33772,28.40489],[-111.34162,28.40477],[-111.34519,28.40467],[-111.34904,28.40459],[-111.35196,28.40448],[-111.35481,28.4044],[-111.35672,28.40685],[-111.35897,28.40967],[-111.36111,28.41243],[-111.36344,28.41546],[-111.36627,28.41923],[-111.36899,28.42259],[-111.37118,28.42547],[-111.37326,28.42813],[-111.37545,28.43094],[-111.37763,28.43379],[-111.3799,28.43661],[-111.38202,28.43944],[-111.38422,28.44227],[-111.38644,28.44509],[-111.38858,28.44789],[-111.39087,28.45077],[-111.39284,28.45334],[-111.3952,28.45628],[-111.39737,28.45917],[-111.39961,28.46202],[-111.40183,28.4649],[-111.4041,28.46777],[-111.40618,28.47046],[-111.40835,28.47328],[-111.4106,28.47609],[-111.41215,28.47808],[-111.41441,28.481],[-111.4165,28.48373],[-111.41867,28.48654],[-111.42089,28.48937],[-111.42314,28.49223],[-111.42535,28.49505],[-111.42756,28.49796],[-111.42937,28.50032],[-111.43158,28.50311],[-111.43377,28.50595],[-111.43602,28.50882],[-111.43816,28.5116],[-111.44038,28.51442],[-111.44276,28.51744],[-111.4451,28.52045],[-111.44732,28.52334],[-111.44955,28.5262],[-111.45165,28.52891],[-111.45383,28.53169],[-111.456,28.53448],[-111.45823,28.53737],[-111.46046,28.54019],[-111.46269,28.54308],[-111.4649,28.54593],[-111.4671,28.54875],[-111.46933,28.55156],[-111.47126,28.55403],[-111.47279,28.55606]]}}
Línea 115.0 kV | LineString | 115.0 kV | 2 |  |  | Comisión Federal de Electricidad |  |  |  |  | OpenStreetMap | {"type":"Feature","properties":{},"geometry":{"type":"LineString","coordinates":[[-112.67651,30.80427],[-112.67636,30.80531],[-112.67616,30.80835],[-112.67601,30.811],[-112.67748,30.81481],[-112.67917,30.81911],[-112.68086,30.8235],[-112.68254,30.82784],[-112.68416,30.83199],[-112.68561,30.83576],[-112.68474,30.83886],[-112.68366,30.8427],[-112.68276,30.84574],[-112.68362,30.84782],[-112.68441,30.84994],[-112.68747,30.85226],[-112.6905,30.85457],[-112.6939,30.85715],[-112.69545,30.86111],[-112.69989,30.86337],[-112.70403,30.86547],[-112.70807,30.86752],[-112.71237,30.8697],[-112.71657,30.87185],[-112.72063,30.8739],[-112.72509,30.87616],[-112.72929,30.87829],[-112.73372,30.88053],[-112.73791,30.88267],[-112.74202,30.88475],[-112.74622,30.88689],[-112.75045,30.88902],[-112.75457,30.8911],[-112.75894,30.89333],[-112.7633,30.89552],[-112.76766,30.89774],[-112.77194,30.89992],[-112.77689,30.9005],[-112.78207,30.90114],[-112.78726,30.90174],[-112.79208,30.90232],[-112.79718,30.90295],[-112.80197,30.90351],[-112.80669,30.90406],[-112.81193,30.90471],[-112.81699,30.90531],[-112.82206,30.90592],[-112.82695,30.90652],[-112.83198,30.9071],[-112.83628,30.90753],[-112.83841,30.91066],[-112.84106,30.91421],[-112.84376,30.91815],[-112.84655,30.922],[-112.84926,30.92577],[-112.85205,30.92964],[-112.85451,30.93307],[-112.85712,30.93672],[-112.85972,30.94036],[-112.86247,30.94411],[-112.86508,30.94778],[-112.86772,30.95144],[-112.87036,30.95514],[-112.87282,30.95854],[-112.87498,30.96151],[-112.87718,30.9646],[-112.87983,30.96828],[-112.88238,30.97183],[-112.88501,30.97552],[-112.88773,30.97931],[-112.89039,30.983],[-112.89263,30.98611],[-112.89468,30.98948],[-112.89714,30.99359],[-112.89937,30.99726],[-112.90164,31.00106],[-112.90385,31.00468],[-112.90612,31.00848],[-112.90842,31.01233],[-112.91065,31.01614],[-112.91314,31.02031],[-112.91546,31.02404],[-112.91785,31.02805],[-112.92004,31.03175],[-112.92261,31.03595],[-112.92506,31.04001],[-112.92724,31.04378],[-112.92954,31.04759],[-112.93186,31.05141],[-112.93379,31.05461],[-112.93641,31.05805],[-112.93926,31.06175],[-112.94207,31.06537],[-112.94487,31.06904],[-112.94774,31.07279],[-112.95055,31.07634],[-112.95334,31.07997],[-112.95615,31.08361],[-112.95898,31.0873],[-112.9618,31.09096],[-112.96464,31.09463],[-112.96744,31.09827],[-112.97005,31.10172],[-112.97264,31.10508],[-112.97539,31.10862],[-112.97796,31.11196],[-112.98061,31.11536],[-112.98332,31.11887],[-112.98594,31.12223],[-112.98796,31.12481],[-112.99133,31.12566],[-112.99396,31.12628],[-112.99624,31.12952],[-112.99896,31.1333],[-113.00174,31.13713],[-113.00451,31.14093],[-113.00707,31.14445],[-113.00974,31.14823],[-113.0125,31.15206],[-113.01547,31.15617],[-113.0182,31.15995],[-113.02078,31.16356],[-113.02332,31.16711],[-113.02593,31.17069],[-113.02848,31.1742],[-113.03109,31.17783],[-113.0337,31.18147],[-113.03623,31.18492],[-113.03853,31.18807],[-113.04036,31.19061],[-113.0445,31.19277],[-113.04893,31.19513],[-113.05338,31.19747],[-113.05783,31.19975],[-113.06235,31.20211],[-113.06673,31.20442],[-113.07108,31.20669],[-113.07554,31.20901],[-113.0802,31.21144],[-113.08464,31.2138],[-113.08913,31.21617],[-113.09359,31.2185],[-113.09811,31.22087],[-113.10211,31.22296],[-113.1061,31.22505],[-113.1106,31.22741],[-113.11503,31.22973],[-113.11952,31.23207],[-113.12392,31.2344],[-113.12845,31.23677],[-113.13293,31.23911],[-113.13743,31.24146],[-113.14199,31.24385],[-113.14647,31.2462],[-113.15084,31.24849],[-113.15519,31.25076],[-113.15962,31.2531],[-113.16422,31.25549],[-113.16867,31.25782],[-113.17257,31.25987],[-113.17671,31.26205],[-113.18121,31.2644],[-113.18572,31.26678],[-113.19015,31.2691],[-113.19479,31.27155],[-113.1991,31.27379],[-113.20352,31.27612],[-113.20808,31.27852],[-113.21233,31.28075],[-113.21663,31.283],[-113.22104,31.28532],[-113.22539,31.28759],[-113.22991,31.28994],[-113.2344,31.29231],[-113.23876,31.29459],[-113.24322,31.29694],[-113.24707,31.29895],[-113.25164,31.30019],[-113.25672,31.30157],[-113.26186,31.30298],[-113.26686,31.30435],[-113.27197,31.30577],[-113.27703,31.30716],[-113.28222,31.30858],[-113.28712,31.30991],[-113.29152,31.31111],[-113.29642,31.31243],[-113.30132,31.31379],[-113.3064,31.31517],[-113.31141,31.31654],[-113.31647,31.31791],[-113.32132,31.31925],[-113.32582,31.32048],[-113.33025,31.3217],[-113.33526,31.32307],[-113.34029,31.32449],[-113.34521,31.32581],[-113.35028,31.32719],[-113.35523,31.32854],[-113.36025,31.32992],[-113.36515,31.33125],[-113.37032,31.33267],[-113.37496,31.33394],[-113.3801,31.33534],[-113.38514,31.33676],[-113.39025,31.33573],[-113.39577,31.33467],[-113.40093,31.33367],[-113.40599,31.33269],[-113.41101,31.33172],[-113.41612,31.33073],[-113.42128,31.32973],[-113.42674,31.32867],[-113.43175,31.3277],[-113.43708,31.32667],[-113.44209,31.3257],[-113.44729,31.3247],[-113.45214,31.32376],[-113.45647,31.32292],[-113.46091,31.32206],[-113.46501,31.32127],[-113.47001,31.3203],[-113.4752,31.3193],[-113.48056,31.31826],[-113.48515,31.31737],[-113.49012,31.31641],[-113.49536,31.31539],[-113.50046,31.31441],[-113.50483,31.31356],[-113.50572,31.31183],[-113.50827,31.31138],[-113.51042,31.31099],[-113.51252,31.31061],[-113.51375,31.31039],[-113.51449,31.31025]]}}
Línea 115.0 kV | LineString | 115.0 kV | 1 |  |  | Comisión Federal de Electricidad |  |  |  |  | OpenStreetMap | {"type":"Feature","properties":{},"geometry":{"type":"LineString","coordinates":[[-109.45991,27.11983],[-109.45946,27.12026],[-109.45662,27.12123],[-109.45379,27.12219],[-109.45097,27.12314],[-109.44815,27.12408],[-109.44515,27.12243],[-109.44215,27.12079],[-109.43916,27.11915],[-109.43616,27.11751],[-109.43317,27.11586],[-109.43061,27.11445],[-109.42767,27.11283],[-109.42672,27.10975],[-109.42504,27.10887],[-109.42569,27.1078],[-109.42458,27.10709],[-109.42347,27.10639],[-109.4219,27.10534],[-109.42114,27.10468],[-109.42177,27.10385],[-109.42243,27.10301],[-109.42271,27.1026],[-109.42188,27.10204],[-109.42104,27.10151],[-109.42111,27.09984],[-109.42087,27.0989],[-109.42064,27.09806],[-109.42033,27.09717],[-109.42,27.09631],[-109.41902,27.09577],[-109.41787,27.09545],[-109.41733,27.09466],[-109.4168,27.09388],[-109.41624,27.09312],[-109.41536,27.09258],[-109.41452,27.09208],[-109.41365,27.09156],[-109.41194,27.0905],[-109.41073,27.09054],[-109.40947,27.09056],[-109.40825,27.09058],[-109.40706,27.09061],[-109.40703,27.08953],[-109.40702,27.08844],[-109.407,27.08735],[-109.40698,27.08627],[-109.40696,27.08518],[-109.40694,27.0841],[-109.40691,27.08291],[-109.40689,27.08193],[-109.40687,27.08085],[-109.40684,27.07977],[-109.40683,27.07873],[-109.40681,27.07764],[-109.40679,27.07657],[-109.40677,27.07549],[-109.40675,27.07435],[-109.40564,27.07439],[-109.40461,27.07439],[-109.40348,27.07444],[-109.40233,27.07445],[-109.40118,27.07446],[-109.40001,27.07449],[-109.39899,27.07449],[-109.39791,27.07454],[-109.39681,27.07456],[-109.39569,27.07458],[-109.39459,27.07459],[-109.39348,27.07462],[-109.39236,27.07463],[-109.39126,27.07464],[-109.39015,27.07465],[-109.38906,27.07454],[-109.388,27.07422],[-109.38698,27.07385],[-109.38596,27.07347],[-109.38484,27.0734],[-109.3838,27.07372],[-109.38281,27.07419],[-109.38194,27.07457],[-109.38087,27.0748],[-109.37981,27.07487],[-109.37869,27.07488],[-109.378,27.07426],[-109.37716,27.07348],[-109.37632,27.0727],[-109.37548,27.07189],[-109.37459,27.07106],[-109.37461,27.07063]]}}
Línea 115.0 kV | LineString | 115.0 kV | 1 |  |  | CFE |  |  |  |  | OpenStreetMap | {"type":"Feature","properties":{},"geometry":{"type":"LineString","coordinates":[[-103.41424,20.70389],[-103.41471,20.70295],[-103.41522,20.70196],[-103.41551,20.70116],[-103.41575,20.70005],[-103.41598,20.69892],[-103.41601,20.69814],[-103.41568,20.6965],[-103.41535,20.6955],[-103.41526,20.69315],[-103.41526,20.69089],[-103.41552,20.69043],[-103.41611,20.69013],[-103.41782,20.68986],[-103.41882,20.68945],[-103.4194,20.6889],[-103.41975,20.68835]]}}
Línea 115.0 kV | LineString | 115.0 kV | 3 |  |  | CFE |  |  |  |  | OpenStreetMap | {"type":"Feature","properties":{},"geometry":{"type":"LineString","coordinates":[[-96.86844,19.5052],[-96.8689,19.50581],[-96.86976,19.50688],[-96.87049,19.50773],[-96.87153,19.50813],[-96.87246,19.50868]]}}
Línea 115.0 kV | LineString | 115.0 kV |  |  |  | CFE |  |  |  |  | OpenStreetMap | {"type":"Feature","properties":{},"geometry":{"type":"LineString","coordinates":[[-96.86791,19.50527],[-96.86844,19.5052]]}}
Línea 115.0 kV | LineString | 115.0 kV | 3 |  |  | CFE |  |  |  |  | OpenStreetMap | {"type":"Feature","properties":{},"geometry":{"type":"LineString","coordinates":[[-96.8728,19.50938],[-96.87262,19.51006],[-96.87241,19.51094],[-96.87177,19.51215],[-96.87091,19.51354],[-96.87013,19.51485],[-96.86939,19.51591],[-96.8696,19.51682],[-96.86974,19.51744],[-96.86915,19.51821],[-96.86839,19.51919],[-96.86792,19.51979],[-96.86737,19.52067],[-96.86678,19.52156],[-96.86642,19.52301],[-96.86613,19.52409],[-96.86558,19.52455],[-96.86494,19.52507],[-96.86453,19.52599],[-96.86405,19.52703],[-96.86353,19.52807]]}}
Línea 115.0 kV | LineString | 115.0 kV | 1 |  |  | CFE |  |  |  |  | OpenStreetMap | {"type":"Feature","properties":{},"geometry":{"type":"LineString","coordinates":[[-96.87246,19.50868],[-96.87342,19.50871]]}}
Línea 115.0 kV | LineString | 115.0 kV | 1 |  |  | CFE |  |  |  |  | OpenStreetMap | {"type":"Feature","properties":{},"geometry":{"type":"LineString","coordinates":[[-96.87342,19.50871],[-96.8728,19.50938]]}}
Línea 115.0 kV | LineString | 115.0 kV | 2 |  |  | CFE |  |  |  |  | OpenStreetMap | {"type":"Feature","properties":{},"geometry":{"type":"LineString","coordinates":[[-96.87342,19.50871],[-96.87431,19.50845],[-96.87515,19.50823],[-96.87586,19.50775],[-96.8764,19.50712],[-96.87724,19.50645],[-96.87812,19.50633],[-96.87902,19.50624],[-96.87893,19.50529],[-96.87887,19.50512],[-96.87885,19.50438],[-96.87856,19.50391],[-96.87825,19.50341],[-96.87821,19.50291],[-96.87822,19.50268],[-96.87854,19.50225],[-96.87891,19.50159],[-96.87932,19.50099],[-96.8786,19.50051],[-96.87783,19.50003],[-96.87729,19.49962],[-96.87677,19.49905],[-96.87668,19.4983],[-96.87768,19.49758],[-96.87835,19.49713],[-96.87906,19.49624],[-96.87968,19.49595],[-96.881,19.49451],[-96.88226,19.49312],[-96.88344,19.49161],[-96.88484,19.48981],[-96.88579,19.48793],[-96.89057,19.48849],[-96.89397,19.48913],[-96.89874,19.49111],[-96.90198,19.49215],[-96.90431,19.49289],[-96.90647,19.49497],[-96.90775,19.49549],[-96.90993,19.49645],[-96.91135,19.49746],[-96.91621,19.50082],[-96.91841,19.50142],[-96.92119,19.5022],[-96.92316,19.50282],[-96.92767,19.50418]]}}
Línea 115.0 kV | LineString | 115.0 kV | 2 |  |  | Comisión Federal de Electricidad |  |  |  |  | OpenStreetMap | {"type":"Feature","properties":{},"geometry":{"type":"LineString","coordinates":[[-96.91376,19.43044],[-96.91331,19.43048],[-96.91231,19.43212],[-96.91268,19.43269],[-96.91392,19.43455],[-96.91341,19.43826],[-96.91275,19.44295],[-96.91446,19.44671],[-96.91573,19.44949],[-96.9169,19.45206],[-96.91818,19.45485],[-96.91942,19.45761],[-96.91991,19.45998],[-96.92028,19.46198],[-96.92078,19.46451],[-96.92163,19.46896],[-96.92211,19.47145],[-96.9226,19.47393],[-96.92317,19.4768],[-96.92387,19.48038],[-96.92694,19.49115],[-96.92624,19.4925],[-96.92626,19.49258],[-96.92671,19.49497],[-96.92708,19.49659],[-96.92813,19.5025],[-96.92767,19.50418]]}}
Línea 115.0 kV | LineString | 115.0 kV | 1 |  |  | CFE |  |  |  |  | OpenStreetMap | {"type":"Feature","properties":{},"geometry":{"type":"LineString","coordinates":[[-96.91676,19.54594],[-96.91634,19.54632],[-96.91557,19.5461],[-96.91474,19.54591],[-96.91412,19.54576],[-96.91391,19.54579],[-96.91332,19.54631],[-96.91251,19.54704],[-96.91182,19.54765],[-96.91106,19.54836],[-96.91029,19.54902],[-96.90952,19.54969],[-96.90935,19.54966],[-96.90863,19.54811],[-96.90791,19.54676],[-96.90744,19.54592],[-96.90679,19.54564],[-96.90667,19.54559],[-96.90587,19.54536],[-96.90497,19.54508],[-96.90312,19.54455],[-96.90221,19.54427],[-96.90138,19.54405],[-96.90094,19.5439],[-96.90018,19.54429],[-96.89996,19.54502],[-96.89996,19.54579],[-96.89916,19.54588],[-96.89913,19.54597],[-96.8988,19.54625],[-96.89846,19.54656],[-96.8976,19.54739],[-96.89675,19.5481],[-96.89624,19.54856],[-96.89391,19.55052],[-96.89309,19.55123],[-96.89201,19.55224],[-96.89285,19.55272],[-96.89386,19.55386],[-96.89463,19.55455],[-96.89522,19.55507],[-96.89623,19.55595]]}}
Línea 115.0 kV | LineString | 115.0 kV | 1 |  |  | CFE |  |  |  |  | OpenStreetMap | {"type":"Feature","properties":{},"geometry":{"type":"LineString","coordinates":[[-90.69903,16.57424],[-90.70214,16.57934],[-90.70347,16.58143],[-90.70447,16.58313],[-90.7056,16.58492],[-90.70678,16.58679],[-90.70746,16.58783],[-90.70908,16.5905],[-90.70995,16.59196],[-90.71087,16.59348],[-90.71235,16.59587],[-90.713,16.59691],[-90.71364,16.598],[-90.71555,16.60106],[-90.72236,16.60328],[-90.72531,16.60425],[-90.72678,16.60473],[-90.72773,16.60504],[-90.73071,16.60601],[-90.73443,16.60722],[-90.73595,16.60773],[-90.7375,16.60822],[-90.73923,16.60878],[-90.74092,16.60934],[-90.74231,16.60979],[-90.74387,16.61031],[-90.74668,16.61123],[-90.74906,16.61324],[-90.75029,16.61427],[-90.7516,16.61539],[-90.75287,16.61647],[-90.75488,16.61819],[-90.75778,16.62067],[-90.7605,16.62298],[-90.76238,16.62457],[-90.76385,16.62583],[-90.76605,16.6277],[-90.76726,16.62876],[-90.76855,16.62984],[-90.77007,16.63112],[-90.77243,16.63313],[-90.77364,16.63417],[-90.77484,16.63518],[-90.77669,16.63674],[-90.77822,16.63777],[-90.77946,16.63859],[-90.78085,16.63951],[-90.78259,16.64066],[-90.78452,16.64194],[-90.78614,16.643],[-90.78758,16.64396],[-90.78948,16.64522],[-90.79131,16.64643],[-90.79265,16.64731],[-90.79396,16.64818],[-90.79525,16.64903],[-90.79744,16.65048],[-90.79919,16.65162],[-90.80033,16.65239],[-90.803,16.65416],[-90.80506,16.65552],[-90.8072,16.65694],[-90.80866,16.6579],[-90.81073,16.65927],[-90.81375,16.66126],[-90.81576,16.6626],[-90.81692,16.66337],[-90.81828,16.66426],[-90.81952,16.66509],[-90.82191,16.66667],[-90.82329,16.66758],[-90.8254,16.66898],[-90.82718,16.67015],[-90.82929,16.67156],[-90.83121,16.67282],[-90.83295,16.67397],[-90.83454,16.67502],[-90.83615,16.67608],[-90.83725,16.67681],[-90.83931,16.67817],[-90.84062,16.67904],[-90.84192,16.67989],[-90.84321,16.68075],[-90.84453,16.68162],[-90.84637,16.68284],[-90.84818,16.68404],[-90.84991,16.68519],[-90.85188,16.68649],[-90.85369,16.68769],[-90.85553,16.6889],[-90.85786,16.69045],[-90.85964,16.69161],[-90.86115,16.6926],[-90.86245,16.69346],[-90.86404,16.69453],[-90.86548,16.69547],[-90.86692,16.6964],[-90.86851,16.69746],[-90.87002,16.69846],[-90.87131,16.69929],[-90.87277,16.70025],[-90.87421,16.70121],[-90.87539,16.702],[-90.87652,16.70275],[-90.87841,16.70399],[-90.88035,16.7053],[-90.88249,16.70625],[-90.88413,16.70699],[-90.88569,16.70769],[-90.88738,16.70845],[-90.88857,16.70898],[-90.8904,16.70982],[-90.89194,16.71052],[-90.8935,16.71122],[-90.89564,16.71219],[-90.89841,16.71346],[-90.90199,16.71505],[-90.90628,16.71698],[-90.90861,16.71806],[-90.91146,16.71933],[-90.91403,16.72049],[-90.91738,16.72249],[-90.9207,16.72449],[-90.92354,16.72617],[-90.92653,16.72795],[-90.93033,16.73018],[-90.93292,16.73173],[-90.93825,16.73197],[-90.94126,16.73214],[-90.9439,16.73224],[-90.94549,16.73232],[-90.94687,16.73238],[-90.94838,16.73245],[-90.95045,16.73255],[-90.95234,16.73265],[-90.9542,16.73272],[-90.95598,16.73279],[-90.95761,16.73289],[-90.96003,16.73301],[-90.96385,16.73388],[-90.96628,16.73445],[-90.96799,16.73485],[-90.96978,16.73526],[-90.97229,16.73581],[-90.97357,16.73611],[-90.97549,16.73657],[-90.97709,16.73698],[-90.97852,16.73825],[-90.98034,16.73991],[-90.98147,16.74096],[-90.9824,16.74182],[-90.98364,16.74297],[-90.98488,16.74414],[-90.98624,16.74538],[-90.98741,16.74646],[-90.98891,16.74785],[-90.99002,16.74887],[-90.99145,16.75018],[-90.99262,16.75125],[-90.99385,16.75243],[-90.99524,16.7537],[-90.99644,16.75481],[-90.99768,16.75596],[-90.99907,16.75725],[-91.00076,16.7588],[-91.00223,16.7592],[-91.00365,16.75962],[-91.00547,16.76013],[-91.00685,16.76054],[-91.00853,16.761],[-91.01025,16.76148],[-91.01146,16.76181],[-91.01295,16.76225],[-91.01491,16.76279],[-91.01954,16.76411],[-91.02098,16.76451],[-91.02247,16.76495],[-91.02491,16.76565],[-91.02606,16.7677],[-91.0269,16.76924],[-91.02757,16.77047],[-91.02841,16.77201],[-91.02917,16.77339],[-91.0299,16.7747],[-91.03112,16.77696],[-91.032,16.77854],[-91.03263,16.7797],[-91.03426,16.78265],[-91.03489,16.78383],[-91.03549,16.78493],[-91.03595,16.78575],[-91.03645,16.78664],[-91.03754,16.78864],[-91.03838,16.79017],[-91.03947,16.7922],[-91.04094,16.79491],[-91.04169,16.79628],[-91.04275,16.7982],[-91.0437,16.79996],[-91.04447,16.80133],[-91.04594,16.80406],[-91.04671,16.80545],[-91.04786,16.80754],[-91.04875,16.80919],[-91.04953,16.81062],[-91.05086,16.81303],[-91.05499,16.81326],[-91.05794,16.81351],[-91.06017,16.81356],[-91.06228,16.81318],[-91.07291,16.81071],[-91.07588,16.81014],[-91.0831,16.80841],[-91.0853,16.80799],[-91.08669,16.80707],[-91.08919,16.8055],[-91.09181,16.80387],[-91.09488,16.8012],[-91.09721,16.79925]]}}
Línea 115.0 kV | LineString | 115.0 kV | 2 |  |  | CFE |  |  |  |  | OpenStreetMap | {"type":"Feature","properties":{},"geometry":{"type":"LineString","coordinates":[[-96.86353,19.52807],[-96.86335,19.52857],[-96.86331,19.53135],[-96.86302,19.53458],[-96.8692,19.53841],[-96.8725,19.54243],[-96.87472,19.5451],[-96.87623,19.54696],[-96.87914,19.55049],[-96.88101,19.55276],[-96.88449,19.55696],[-96.88691,19.55991],[-96.88757,19.56072],[-96.88965,19.56096],[-96.89269,19.55906],[-96.89461,19.55772],[-96.89573,19.55685]]}}
Línea 115.0 kV | LineString | 115.0 kV |  |  |  | CFE |  |  |  |  | OpenStreetMap | {"type":"Feature","properties":{},"geometry":{"type":"LineString","coordinates":[[-96.4904,19.33104],[-96.48856,19.32721],[-96.48476,19.32039],[-96.48354,19.31822],[-96.48068,19.31313],[-96.47882,19.30983],[-96.47503,19.30841],[-96.47336,19.30779],[-96.46901,19.30616],[-96.46677,19.30532],[-96.46385,19.30424],[-96.46085,19.3031],[-96.45833,19.30218],[-96.45435,19.3007],[-96.45232,19.29994],[-96.44924,19.29879],[-96.44566,19.29746],[-96.44247,19.29628],[-96.44025,19.29545],[-96.43774,19.29335],[-96.43375,19.29015],[-96.43143,19.28828],[-96.42652,19.28432],[-96.42289,19.28138],[-96.42012,19.27916],[-96.4182,19.27757],[-96.41502,19.275],[-96.41304,19.27337],[-96.41208,19.27059],[-96.40908,19.26729],[-96.40792,19.26699],[-96.40403,19.266],[-96.40017,19.265],[-96.39631,19.26398],[-96.3907,19.26253],[-96.3872,19.26163],[-96.38471,19.26099],[-96.38157,19.26018],[-96.37901,19.25951],[-96.37629,19.25708],[-96.37324,19.25435],[-96.37147,19.2528],[-96.36866,19.25026],[-96.36654,19.24833],[-96.36317,19.24533],[-96.36028,19.24277],[-96.35783,19.24055],[-96.35526,19.23829],[-96.35264,19.23593],[-96.35011,19.23366],[-96.34731,19.23119],[-96.34475,19.2289],[-96.3426,19.227],[-96.34078,19.22541],[-96.33816,19.22301],[-96.33536,19.22053],[-96.33308,19.21848],[-96.33142,19.21702],[-96.32925,19.21504],[-96.32717,19.2132],[-96.32431,19.21065],[-96.32147,19.2081],[-96.31886,19.20573],[-96.31758,19.20465],[-96.31599,19.2032],[-96.31346,19.20095],[-96.3114,19.1992]]}}
Línea 115.0 kV | LineString | 115.0 kV |  |  |  | CFE |  |  |  |  | OpenStreetMap | {"type":"Feature","properties":{},"geometry":{"type":"LineString","coordinates":[[-96.4834,19.33882],[-96.4823,19.33919],[-96.48139,19.3413],[-96.40796,19.36585],[-96.38618,19.37578],[-96.385,19.37637],[-96.38366,19.37687],[-96.38258,19.37818],[-96.38151,19.37933],[-96.38059,19.38042],[-96.37971,19.38146],[-96.37899,19.38206]]}}
Línea 115.0 kV | LineString | 115.0 kV |  |  |  | CFE |  |  |  |  | OpenStreetMap | {"type":"Feature","properties":{},"geometry":{"type":"LineString","coordinates":[[-89.98338,20.59555],[-89.98306,20.59469],[-89.97999,20.59323],[-89.9776,20.59198],[-89.97464,20.59043],[-89.97146,20.58878],[-89.96809,20.58704],[-89.96493,20.58537],[-89.96174,20.58372],[-89.95857,20.58207],[-89.95557,20.58043],[-89.95235,20.57881],[-89.94806,20.57721],[-89.9449,20.576],[-89.94108,20.5745],[-89.93771,20.57323],[-89.93366,20.57171],[-89.92987,20.57021],[-89.92549,20.56857],[-89.92259,20.56749],[-89.91974,20.56641],[-89.91699,20.5654],[-89.91345,20.564],[-89.90948,20.56253],[-89.90607,20.56124],[-89.90555,20.56105],[-89.90189,20.55964],[-89.89796,20.55815],[-89.89419,20.55674],[-89.89045,20.5553],[-89.88677,20.55391],[-89.88306,20.55251],[-89.87934,20.55108],[-89.87568,20.54969],[-89.87191,20.54825],[-89.86829,20.54688],[-89.86649,20.5462],[-89.86456,20.54546],[-89.86091,20.54409],[-89.85724,20.5427],[-89.85367,20.54134],[-89.84977,20.53988],[-89.84596,20.53843],[-89.84226,20.53703],[-89.83831,20.53554],[-89.83468,20.53417],[-89.83097,20.53277],[-89.82724,20.53135],[-89.82366,20.53],[-89.81969,20.52849],[-89.81607,20.52712],[-89.8132,20.52546],[-89.80979,20.52347],[-89.8063,20.52143],[-89.80298,20.51948],[-89.7999,20.51769],[-89.79648,20.51573],[-89.79389,20.51421],[-89.79143,20.51277],[-89.78733,20.51141],[-89.78364,20.51022],[-89.78074,20.50919],[-89.7781,20.50829],[-89.77475,20.50719],[-89.77119,20.50601],[-89.76778,20.50487],[-89.76401,20.50361],[-89.76014,20.50233],[-89.75631,20.50105],[-89.75498,20.50061],[-89.75267,20.49985],[-89.74991,20.49794],[-89.74743,20.49623],[-89.74483,20.49442],[-89.74209,20.49253],[-89.73903,20.49047],[-89.73824,20.48992],[-89.73618,20.48851],[-89.73313,20.48638],[-89.73036,20.48448],[-89.72746,20.48247],[-89.725,20.48078],[-89.72435,20.48034],[-89.72147,20.47834],[-89.71871,20.47644],[-89.71603,20.47459],[-89.71265,20.47341],[-89.70904,20.47217],[-89.70552,20.47093],[-89.70203,20.4697],[-89.69734,20.46804],[-89.69426,20.46696],[-89.69373,20.46677],[-89.69101,20.46586],[-89.68829,20.46487],[-89.68403,20.46338],[-89.6813,20.46242],[-89.67776,20.46114],[-89.67344,20.45966],[-89.66976,20.4584],[-89.66611,20.45715],[-89.66285,20.45603],[-89.65995,20.455],[-89.65691,20.45396],[-89.65385,20.45291],[-89.65086,20.45187],[-89.64857,20.45085],[-89.64596,20.44969],[-89.64284,20.4483],[-89.64007,20.44705],[-89.63713,20.44574],[-89.63401,20.44433],[-89.63097,20.44298],[-89.6281,20.4417],[-89.62526,20.44043],[-89.62187,20.43888],[-89.61832,20.43732],[-89.6158,20.4362],[-89.61312,20.43498],[-89.61021,20.43344],[-89.60771,20.43209],[-89.60529,20.43079],[-89.60278,20.42944],[-89.60022,20.42805],[-89.59725,20.42645],[-89.59457,20.42503],[-89.59184,20.42357],[-89.58893,20.422],[-89.58604,20.42042],[-89.58317,20.41888],[-89.58047,20.41744],[-89.57763,20.41591],[-89.57482,20.41441],[-89.5718,20.41277],[-89.56854,20.411],[-89.56714,20.40761],[-89.56766,20.40599],[-89.56811,20.40528],[-89.56842,20.40498]]}}
Línea 115.0 kV | LineString | 115.0 kV | 2 |  |  | CFE |  |  |  |  | OpenStreetMap | {"type":"Feature","properties":{},"geometry":{"type":"LineString","coordinates":[[-96.89623,19.55595],[-96.89682,19.55582]]}}
Línea 115.0 kV | LineString | 115.0 kV | 1 |  |  | CFE |  |  |  |  | OpenStreetMap | {"type":"Feature","properties":{},"geometry":{"type":"LineString","coordinates":[[-103.99447,23.71484],[-103.99419,23.71498],[-103.99406,23.71478],[-103.99487,23.71432],[-103.99542,23.71508],[-103.99601,23.71605],[-103.9971,23.71542],[-103.99774,23.71438],[-103.99866,23.71279],[-103.99934,23.71164],[-104.00011,23.71038],[-104.00083,23.70918],[-104.00152,23.70801],[-104.0022,23.70685],[-104.00288,23.70571],[-104.0037,23.70435],[-104.00431,23.70335],[-104.00502,23.70215],[-104.00578,23.70086],[-104.00643,23.69978],[-104.00714,23.69859],[-104.00785,23.6974],[-104.00857,23.69619],[-104.00927,23.69503],[-104.00998,23.69385],[-104.01073,23.69257],[-104.01139,23.69148],[-104.01198,23.69048],[-104.0126,23.68946],[-104.01316,23.68853],[-104.0137,23.68762],[-104.01422,23.68674],[-104.01471,23.68591],[-104.01524,23.68504],[-104.0158,23.68409],[-104.01637,23.68313],[-104.01693,23.68218],[-104.01755,23.68116],[-104.01821,23.68006],[-104.0188,23.67907],[-104.01944,23.678],[-104.0201,23.67688],[-104.0208,23.67569],[-104.02155,23.67443],[-104.02227,23.67324],[-104.02296,23.6721],[-104.02358,23.67104],[-104.02424,23.66993],[-104.0249,23.66881],[-104.02561,23.66763],[-104.02639,23.66633],[-104.02751,23.66449],[-104.02857,23.66276],[-104.02928,23.66159],[-104.02998,23.66045],[-104.03125,23.65836],[-104.03209,23.65699],[-104.03364,23.65445],[-104.03456,23.65294],[-104.03516,23.65195],[-104.03573,23.651],[-104.03636,23.64998],[-104.03744,23.6482],[-104.03816,23.64704],[-104.03889,23.64587],[-104.0396,23.64471],[-104.04014,23.64381],[-104.04098,23.64239],[-104.04395,23.6426],[-104.0454,23.6427],[-104.04721,23.6428],[-104.04888,23.64294],[-104.0503,23.64304],[-104.05207,23.64315],[-104.0536,23.64219],[-104.05499,23.6413],[-104.05631,23.64043],[-104.05766,23.63955],[-104.05916,23.6386],[-104.06026,23.63712],[-104.06121,23.63583],[-104.06226,23.63437],[-104.06245,23.63287],[-104.06268,23.63113],[-104.06287,23.62961],[-104.06303,23.62826],[-104.06319,23.62704],[-104.06336,23.6257],[-104.06352,23.62435],[-104.06368,23.6231],[-104.06387,23.62175],[-104.06404,23.62032],[-104.06421,23.61893],[-104.06437,23.61776],[-104.06458,23.61615],[-104.0648,23.61433],[-104.06498,23.61286],[-104.06516,23.61147],[-104.06533,23.61012],[-104.0655,23.60873],[-104.06571,23.60721],[-104.06587,23.60583],[-104.06604,23.60466],[-104.06619,23.60313],[-104.06647,23.60109],[-104.06669,23.59938],[-104.06687,23.59787],[-104.06775,23.59666],[-104.06878,23.59529],[-104.07035,23.5931],[-104.07275,23.58993],[-104.07514,23.58673],[-104.07921,23.58425],[-104.07995,23.58381],[-104.0833,23.58177],[-104.08974,23.57787],[-104.09548,23.57438],[-104.0981,23.57279],[-104.09935,23.57205],[-104.10086,23.57112],[-104.10232,23.57023],[-104.10284,23.56853],[-104.10322,23.56726],[-104.10362,23.56594],[-104.10407,23.56445],[-104.10447,23.56314],[-104.10487,23.56183],[-104.10523,23.56061],[-104.10599,23.55818],[-104.10685,23.5568],[-104.10742,23.55586],[-104.10843,23.55426],[-104.10915,23.55309],[-104.10985,23.55196],[-104.11049,23.55094],[-104.11139,23.54949],[-104.11285,23.54713],[-104.11392,23.54544],[-104.1156,23.54421],[-104.117,23.5432],[-104.11816,23.54235],[-104.11931,23.54151],[-104.12046,23.54067],[-104.12166,23.53978],[-104.12254,23.53914],[-104.12372,23.53772],[-104.12459,23.53668],[-104.12564,23.53541],[-104.12659,23.53426],[-104.12755,23.53313],[-104.12849,23.53198],[-104.12939,23.53091],[-104.13023,23.5299],[-104.13218,23.52756],[-104.13312,23.52642],[-104.13388,23.52551],[-104.13476,23.52444],[-104.13634,23.5226],[-104.13674,23.52108],[-104.13757,23.51817],[-104.13803,23.5166],[-104.13851,23.51495],[-104.13905,23.51304],[-104.13879,23.5112],[-104.13864,23.51004],[-104.13825,23.5068],[-104.13775,23.50332],[-104.13755,23.50191],[-104.13738,23.50046],[-104.13718,23.49903],[-104.13699,23.49772],[-104.13674,23.4959],[-104.13726,23.49427],[-104.13763,23.49307],[-104.13817,23.49137],[-104.13857,23.49005],[-104.13901,23.48868],[-104.13946,23.48725],[-104.13986,23.48594],[-104.1403,23.48453],[-104.14075,23.48309],[-104.14119,23.48169],[-104.14164,23.48025],[-104.1421,23.47879],[-104.14255,23.47734],[-104.14312,23.47549],[-104.14389,23.47385],[-104.14435,23.47284],[-104.14482,23.47184],[-104.14561,23.47012],[-104.1464,23.46841],[-104.1471,23.46694],[-104.14716,23.46576],[-104.14719,23.46465],[-104.14733,23.46139],[-104.14744,23.45879],[-104.14749,23.45744],[-104.14697,23.45617],[-104.14653,23.45511],[-104.14605,23.45395],[-104.14545,23.45249],[-104.14475,23.4508],[-104.14387,23.44866],[-104.14331,23.4473],[-104.14256,23.44548],[-104.14261,23.44395],[-104.14266,23.44257],[-104.14269,23.44116],[-104.14272,23.4397],[-104.14276,23.43834],[-104.1428,23.43704],[-104.14285,23.43574],[-104.14292,23.43347],[-104.14295,23.43228],[-104.14297,23.43131],[-104.14304,23.42967],[-104.14307,23.42743],[-104.14312,23.42621],[-104.14319,23.42397],[-104.14322,23.42292],[-104.14325,23.42167],[-104.14332,23.41969],[-104.14335,23.41878],[-104.1434,23.4171],[-104.14346,23.41487],[-104.1435,23.41367],[-104.14353,23.41255],[-104.14358,23.41093],[-104.14362,23.40943],[-104.1437,23.4076],[-104.14372,23.40585],[-104.14395,23.4044],[-104.14415,23.40308],[-104.14433,23.40194],[-104.14496,23.39793],[-104.14514,23.3967],[-104.14539,23.39499],[-104.1456,23.39369],[-104.14577,23.39258],[-104.14594,23.39146],[-104.14612,23.3903],[-104.1463,23.38918],[-104.1465,23.38777],[-104.14758,23.38646],[-104.14846,23.38539],[-104.14942,23.38423],[-104.15024,23.38323],[-104.15108,23.38221],[-104.15188,23.38124],[-104.15288,23.38002],[-104.15361,23.37913],[-104.15488,23.37757],[-104.15552,23.37683],[-104.15666,23.37524],[-104.15758,23.37398],[-104.15846,23.37278],[-104.15929,23.37164],[-104.16009,23.37057],[-104.16097,23.36938],[-104.16179,23.36827],[-104.16264,23.3671],[-104.1635,23.3659],[-104.16442,23.36464],[-104.16503,23.36127],[-104.16518,23.36044],[-104.16555,23.35831],[-104.16583,23.35611],[-104.16597,23.35499],[-104.1661,23.35395],[-104.16623,23.35287],[-104.1664,23.35157],[-104.16659,23.35012],[-104.1673,23.34886],[-104.16795,23.34771],[-104.16875,23.34629],[-104.16932,23.34527],[-104.17014,23.34384],[-104.17254,23.33962],[-104.17465,23.33588],[-104.17537,23.3346],[-104.17696,23.33179],[-104.17784,23.33023],[-104.17852,23.32902],[-104.17967,23.327],[-104.18192,23.323],[-104.1826,23.3218],[-104.1832,23.32074],[-104.18397,23.31938],[-104.18473,23.31797],[-104.18533,23.31685],[-104.18584,23.31589],[-104.18654,23.3146],[-104.18882,23.31031],[-104.18959,23.30894],[-104.19019,23.30782],[-104.19075,23.30679],[-104.19218,23.3041],[-104.19277,23.30302],[-104.1933,23.30205],[-104.19456,23.29971],[-104.19508,23.29873],[-104.1956,23.29776],[-104.19609,23.29686],[-104.19681,23.29552],[-104.19738,23.29447],[-104.19812,23.29309],[-104.20068,23.28834],[-104.2018,23.28625],[-104.2031,23.28384],[-104.20409,23.28198],[-104.20465,23.28095],[-104.20513,23.28007],[-104.20679,23.27699],[-104.2073,23.27604],[-104.20792,23.27487],[-104.20851,23.27378],[-104.20913,23.27262],[-104.20968,23.27145],[-104.21034,23.26997],[-104.21064,23.26912],[-104.21328,23.26145],[-104.21362,23.26048],[-104.21569,23.25451],[-104.21618,23.25305],[-104.21738,23.25102],[-104.21862,23.24893],[-104.22136,23.24427],[-104.22205,23.24309],[-104.22394,23.23984],[-104.22553,23.23711],[-104.22711,23.23447],[-104.22756,23.23372],[-104.22816,23.2327],[-104.22893,23.23137],[-104.22959,23.23025],[-104.23033,23.229],[-104.23109,23.2277],[-104.23178,23.22651],[-104.2325,23.2253],[-104.23358,23.22343],[-104.23419,23.22243],[-104.23521,23.22131],[-104.23907,23.21734],[-104.24018,23.21506],[-104.24071,23.21398],[-104.24128,23.21283],[-104.242,23.21135],[-104.24239,23.21054],[-104.24284,23.20964],[-104.24335,23.20859],[-104.24405,23.20715],[-104.24459,23.20605],[-104.24519,23.20483],[-104.2459,23.20338],[-104.24654,23.20206],[-104.24809,23.19893],[-104.24894,23.1972],[-104.24992,23.19519],[-104.25033,23.19435],[-104.25092,23.19313],[-104.25226,23.19042],[-104.25279,23.18931],[-104.2535,23.18786],[-104.25411,23.18662],[-104.25486,23.18508],[-104.25551,23.18376],[-104.25663,23.18125],[-104.2587,23.17662],[-104.26191,23.16956],[-104.2629,23.16744],[-104.26565,23.16159],[-104.2662,23.16038],[-104.26693,23.15877],[-104.26819,23.1561],[-104.2693,23.15374],[-104.27026,23.15165],[-104.27148,23.14904],[-104.27352,23.14634],[-104.27508,23.14332],[-104.27599,23.1412],[-104.27689,23.13918],[-104.27774,23.13721],[-104.27854,23.13538],[-104.27958,23.13293],[-104.28158,23.12829],[-104.28396,23.12286],[-104.28369,23.1208],[-104.28322,23.11682],[-104.28292,23.11474],[-104.28248,23.11127],[-104.28194,23.10692],[-104.28159,23.10417],[-104.28134,23.10229],[-104.27973,23.09914],[-104.27904,23.09776],[-104.27828,23.09624],[-104.27799,23.09515],[-104.27622,23.08845],[-104.27458,23.08229],[-104.27427,23.08106],[-104.27368,23.07895],[-104.27327,23.07093],[-104.27341,23.06912],[-104.27424,23.05913],[-104.27503,23.04891],[-104.27679,23.04403],[-104.27772,23.04154],[-104.27785,23.04094],[-104.27807,23.03973],[-104.27829,23.03886],[-104.28214,23.03558],[-104.28361,23.03435],[-104.28624,23.03209],[-104.28855,23.0301],[-104.29011,23.02878],[-104.29219,23.027],[-104.29405,23.02541],[-104.29477,23.02479],[-104.29627,23.02352],[-104.2975,23.02248],[-104.2991,23.02111],[-104.30035,23.01994],[-104.30031,23.01967]]}}
Línea 115.0 kV | LineString | 115.0 kV | 1 |  |  | CFE |  |  |  |  | OpenStreetMap | {"type":"Feature","properties":{},"geometry":{"type":"LineString","coordinates":[[-103.50077,25.50413],[-103.50056,25.50355]]}}
Línea 115.0 kV | LineString | 115.0 kV | 1 |  |  | CFE |  |  |  |  | OpenStreetMap | {"type":"Feature","properties":{},"geometry":{"type":"LineString","coordinates":[[-103.50074,25.50352],[-103.50077,25.50413]]}}
Línea 115.0 kV | LineString | 115.0 kV | 1 |  |  | CFE |  |  |  |  | OpenStreetMap | {"type":"Feature","properties":{},"geometry":{"type":"LineString","coordinates":[[-103.58025,25.52733],[-103.58014,25.52721],[-103.57885,25.52572],[-103.57779,25.52512]]}}
Línea 115.0 kV | LineString | 115.0 kV | 1 |  |  | CFE |  |  |  |  | OpenStreetMap | {"type":"Feature","properties":{},"geometry":{"type":"LineString","coordinates":[[-103.57993,25.52766],[-103.57981,25.52755],[-103.57835,25.52613],[-103.57779,25.52512]]}}
Línea 115.0 kV | LineString | 115.0 kV | 1 |  |  | CFE |  |  |  |  | OpenStreetMap | {"type":"Feature","properties":{},"geometry":{"type":"LineString","coordinates":[[-103.5079,25.50167],[-103.50759,25.50236],[-103.50719,25.50328],[-103.50693,25.50388]]}}
Línea 115.0 kV | LineString | 115.0 kV | 1 |  |  | CFE |  |  |  |  | OpenStreetMap | {"type":"Feature","properties":{},"geometry":{"type":"LineString","coordinates":[[-103.5079,25.50167],[-103.50769,25.50239],[-103.50729,25.50333],[-103.50693,25.50388]]}}
Línea 115.0 kV | LineString | 115.0 kV | 2 |  |  | CFE |  |  |  |  | OpenStreetMap | {"type":"Feature","properties":{},"geometry":{"type":"LineString","coordinates":[[-103.57779,25.52512],[-103.57577,25.52369],[-103.5731,25.52178],[-103.57322,25.51982],[-103.57336,25.51722],[-103.57349,25.51469],[-103.57365,25.51221],[-103.57316,25.50984],[-103.57271,25.50766],[-103.57221,25.50518],[-103.57216,25.50466],[-103.5736,25.50255],[-103.57315,25.50023],[-103.57271,25.49794],[-103.57183,25.49786],[-103.57089,25.49783],[-103.56982,25.4978],[-103.56899,25.49769],[-103.56766,25.4977],[-103.56634,25.4977],[-103.56501,25.49772],[-103.56458,25.49778],[-103.56328,25.49702],[-103.56073,25.49521],[-103.55846,25.4936],[-103.55622,25.49201],[-103.55369,25.49302],[-103.5514,25.49392],[-103.54935,25.49472],[-103.54504,25.49645],[-103.54297,25.49731],[-103.54102,25.4976],[-103.53635,25.49844],[-103.53328,25.49902],[-103.52839,25.49993],[-103.52661,25.50025],[-103.52255,25.50097],[-103.52233,25.50101],[-103.52226,25.50091],[-103.52249,25.49985],[-103.52147,25.49931],[-103.51872,25.49939],[-103.51582,25.49947],[-103.51294,25.49957],[-103.51006,25.49967],[-103.50878,25.49969],[-103.5084,25.50055],[-103.5079,25.50167]]}}
Línea 115.0 kV | LineString | 115.0 kV | 2 |  |  | CFE |  |  |  |  | OpenStreetMap | {"type":"Feature","properties":{},"geometry":{"type":"LineString","coordinates":[[-103.50693,25.50388],[-103.50525,25.50394],[-103.50367,25.50401],[-103.50228,25.50406],[-103.50077,25.50413]]}}
Línea 115.0 kV | LineString | 115.0 kV | 2 |  |  | CFE |  |  |  |  | OpenStreetMap | {"type":"Feature","properties":{},"geometry":{"type":"LineString","coordinates":[[-100.96404,25.53821],[-100.96467,25.53764],[-100.96501,25.53707],[-100.96535,25.53649],[-100.96634,25.53636],[-100.96872,25.53448],[-100.97118,25.53256],[-100.97505,25.52944],[-100.97615,25.52943],[-100.97707,25.52873],[-100.9779,25.52853],[-100.97893,25.52648],[-100.98,25.52452],[-100.98103,25.52254],[-100.98205,25.52058],[-100.98226,25.51843],[-100.98268,25.51757],[-100.9834,25.51601],[-100.98406,25.51459],[-100.98499,25.51263],[-100.98601,25.51047],[-100.98728,25.50784],[-100.9885,25.50522],[-100.98969,25.50277],[-100.99085,25.50032],[-100.99202,25.49786],[-100.9932,25.4954],[-100.99471,25.49219],[-100.99582,25.48984],[-100.99696,25.48743],[-100.9981,25.48505],[-100.99943,25.48231],[-101.00108,25.47882],[-101.00257,25.476],[-101.00335,25.47415],[-101.00458,25.47155],[-101.00574,25.46904],[-101.00616,25.46818],[-101.00667,25.46713],[-101.00677,25.4669],[-101.00715,25.46612],[-101.00763,25.46511],[-101.00813,25.46411],[-101.00861,25.46311],[-101.00912,25.462],[-101.00961,25.46119],[-101.01011,25.46039],[-101.01058,25.45964],[-101.01144,25.45979],[-101.01157,25.45963],[-101.01189,25.45858],[-101.01221,25.45757],[-101.01257,25.45652]]}}
Línea 115.0 kV | LineString | 115.0 kV | 2 |  |  | CFE |  |  |  |  | OpenStreetMap | {"type":"Feature","properties":{},"geometry":{"type":"LineString","coordinates":[[-104.2426,19.05369],[-104.24227,19.05311],[-104.24143,19.05124],[-104.24207,19.0484],[-104.2423,19.04728],[-104.24227,19.04607],[-104.24223,19.04494],[-104.24214,19.0421],[-104.2421,19.03951],[-104.24206,19.03697],[-104.24203,19.03424],[-104.24179,19.03065],[-104.24162,19.02821],[-104.24149,19.02608],[-104.24202,19.02361],[-104.24488,19.02229],[-104.24579,19.02128],[-104.24601,19.01767],[-104.24621,19.01441],[-104.24642,19.01103],[-104.2471,19.00823],[-104.24881,19.00805],[-104.24995,19.00569],[-104.25073,19.00511],[-104.25173,19.00357],[-104.25284,19.00184],[-104.25328,19.00112]]}}
Línea 115.0 kV | LineString | 115.0 kV | 1 |  |  | CFE |  |  |  |  | OpenStreetMap | {"type":"Feature","properties":{},"geometry":{"type":"LineString","coordinates":[[-104.23405,19.05212],[-104.23388,19.05118],[-104.23381,19.05062],[-104.23327,19.05001],[-104.23218,19.04998],[-104.23129,19.04998],[-104.22733,19.04988],[-104.22389,19.04978],[-104.22113,19.04969],[-104.21984,19.04814],[-104.21687,19.04463],[-104.21618,19.04409],[-104.21185,19.04074],[-104.20874,19.03833],[-104.2058,19.03611],[-104.20314,19.03405],[-104.20055,19.03205],[-104.19664,19.02908],[-104.19343,19.0266],[-104.19245,19.02589],[-104.19063,19.0256],[-104.18508,19.02473],[-104.18206,19.02427],[-104.18022,19.02399],[-104.17623,19.0233],[-104.17065,19.02245],[-104.16871,19.02219],[-104.16633,19.02176],[-104.16359,19.02133],[-104.16009,19.0208],[-104.15648,19.01979],[-104.15384,19.01905],[-104.15098,19.01828],[-104.14718,19.01729],[-104.14377,19.01658],[-104.14051,19.01594],[-104.13801,19.01549],[-104.13527,19.01558],[-104.13156,19.01569],[-104.12794,19.01586],[-104.12695,19.01422],[-104.12296,19.01143],[-104.12001,19.00943],[-104.11686,19.00725],[-104.11392,19.00528],[-104.11111,19.00336],[-104.1086,19.00162],[-104.10578,19.00272],[-104.10284,19.00381],[-104.10022,19.00477],[-104.09811,19.00552],[-104.09584,19.00503],[-104.09241,19.00429],[-104.08892,19.00355],[-104.08806,19.00289],[-104.08305,18.99905],[-104.07907,18.99585],[-104.07625,18.99368],[-104.07373,18.99173],[-104.07133,18.98987],[-104.0689,18.988],[-104.06557,18.98697],[-104.0626,18.98612],[-104.0607,18.984],[-104.05841,18.98138],[-104.05447,18.97699],[-104.05049,18.97234],[-104.04814,18.96968],[-104.04605,18.96737],[-104.04385,18.96488],[-104.04169,18.96239],[-104.03957,18.96001],[-104.03626,18.95633],[-104.03363,18.95327],[-104.03137,18.95069],[-104.02999,18.94916],[-104.02777,18.94807],[-104.02437,18.94633],[-104.01908,18.94363],[-104.01671,18.94243],[-104.01417,18.94116],[-104.00645,18.93843],[-104.00401,18.93787],[-104.00216,18.93747],[-104.00171,18.93828],[-104.00002,18.94152],[-103.99821,18.94491],[-103.99559,18.94982],[-103.99473,18.95137],[-103.99265,18.95314],[-103.99046,18.95502],[-103.98901,18.95625],[-103.98517,18.95952],[-103.98203,18.9622],[-103.97794,18.96569],[-103.97639,18.96699],[-103.97447,18.96863],[-103.97178,18.97092],[-103.97057,18.97194],[-103.96871,18.97357],[-103.96507,18.97665],[-103.9622,18.97909],[-103.95947,18.9814],[-103.95738,18.98317],[-103.95442,18.98223],[-103.95149,18.98131],[-103.94831,18.9803],[-103.94511,18.97928],[-103.94096,18.97798],[-103.93886,18.97731],[-103.93609,18.97643],[-103.93246,18.9753],[-103.92888,18.97415],[-103.92547,18.97307],[-103.92181,18.97278],[-103.91711,18.97242],[-103.91453,18.97223],[-103.91141,18.97196],[-103.91155,18.96864],[-103.91168,18.96558],[-103.91171,18.96509],[-103.91186,18.96146],[-103.91198,18.95834],[-103.91214,18.95444],[-103.9123,18.95076],[-103.91237,18.94919],[-103.9124,18.94791],[-103.91235,18.94748],[-103.91223,18.94598],[-103.9121,18.9444],[-103.912,18.94322],[-103.91191,18.9423],[-103.90936,18.94221],[-103.90589,18.94205],[-103.90235,18.94193],[-103.90069,18.94185],[-103.90063,18.94285],[-103.90062,18.94342]]}}
Línea 115.0 kV | LineString | 115.0 kV |  |  |  | CFE |  |  |  |  | OpenStreetMap | {"type":"Feature","properties":{},"geometry":{"type":"LineString","coordinates":[[-104.26713,19.09163],[-104.26876,19.09267],[-104.27107,19.0941],[-104.27462,19.09628],[-104.2774,19.09802],[-104.28012,19.09969],[-104.28268,19.1013],[-104.28866,19.10502],[-104.29134,19.10672],[-104.2949,19.10894],[-104.29719,19.11037],[-104.30112,19.11281],[-104.30259,19.11521],[-104.30378,19.11707],[-104.30528,19.11954],[-104.30678,19.1219],[-104.30826,19.12431],[-104.30918,19.12577],[-104.31127,19.12914],[-104.31215,19.13059],[-104.31379,19.13324],[-104.315,19.13516],[-104.31624,19.13701],[-104.31718,19.13863],[-104.32052,19.14019],[-104.32379,19.14177],[-104.32707,19.14335],[-104.33061,19.14499],[-104.33283,19.14602],[-104.33647,19.14772],[-104.33809,19.1493],[-104.34025,19.15145],[-104.3429,19.15407],[-104.34499,19.15613],[-104.34774,19.15892],[-104.35019,19.1613],[-104.35242,19.16351],[-104.35519,19.1663],[-104.35837,19.16807],[-104.36081,19.16942],[-104.36457,19.17155],[-104.36697,19.1729],[-104.36846,19.17376],[-104.37331,19.17644],[-104.37889,19.1796],[-104.38116,19.1809],[-104.38641,19.18106],[-104.38849,19.18111],[-104.39068,19.18122],[-104.39499,19.18134],[-104.39691,19.18139],[-104.40011,19.18145],[-104.40453,19.18165],[-104.40773,19.1817],[-104.41162,19.18183],[-104.4133,19.1819],[-104.41876,19.18212],[-104.4204,19.18212],[-104.42213,19.18219],[-104.42688,19.18229],[-104.42982,19.18244],[-104.433,19.18256],[-104.43443,19.18254],[-104.43862,19.18263],[-104.44219,19.18282],[-104.4462,19.18294],[-104.45166,19.18311],[-104.45239,19.18632],[-104.45328,19.18999],[-104.45411,19.19326],[-104.45458,19.19523],[-104.45561,19.1996],[-104.45635,19.20262],[-104.45715,19.20577],[-104.45773,19.20824],[-104.45843,19.21105],[-104.45927,19.21442],[-104.45976,19.21652],[-104.4604,19.21912],[-104.46121,19.22246],[-104.465,19.22338],[-104.47183,19.22502],[-104.47408,19.22551],[-104.48081,19.22717],[-104.48542,19.22834],[-104.49375,19.2326],[-104.49561,19.23371],[-104.49788,19.23509],[-104.50209,19.23752],[-104.50425,19.23863],[-104.50802,19.24086],[-104.50953,19.24178],[-104.51076,19.24243],[-104.51381,19.24426],[-104.51583,19.24539],[-104.51983,19.24766],[-104.52227,19.24773],[-104.52615,19.24792],[-104.53199,19.24809],[-104.539,19.2483],[-104.54694,19.24846],[-104.5507,19.24877],[-104.55327,19.24884],[-104.55682,19.24895],[-104.55936,19.24905],[-104.5633,19.2492],[-104.56464,19.24927],[-104.5689,19.24939],[-104.57187,19.24948],[-104.57573,19.24966],[-104.57905,19.24975],[-104.58137,19.24983],[-104.5882,19.25008],[-104.59065,19.25017],[-104.59557,19.25033],[-104.5982,19.25043],[-104.60241,19.2506],[-104.60562,19.2507],[-104.60828,19.25079],[-104.61308,19.25097],[-104.61498,19.25102],[-104.6207,19.25123],[-104.62577,19.25141],[-104.62802,19.25149],[-104.6328,19.25167],[-104.63561,19.25175],[-104.63814,19.25183],[-104.64109,19.25193],[-104.64481,19.25207],[-104.64868,19.25221],[-104.65119,19.25228],[-104.65309,19.25236],[-104.65783,19.25252],[-104.66023,19.25259],[-104.66227,19.25393],[-104.6644,19.25527],[-104.66843,19.25776],[-104.67052,19.25906],[-104.67307,19.26066],[-104.67687,19.26304],[-104.67815,19.26387],[-104.68142,19.26592],[-104.68407,19.26758],[-104.68713,19.26951],[-104.6902,19.27147],[-104.69265,19.27296],[-104.69641,19.27532],[-104.69855,19.27665],[-104.70106,19.27823],[-104.70488,19.28065],[-104.70728,19.28217],[-104.71039,19.28193],[-104.71333,19.28168],[-104.71446,19.28045],[-104.7165,19.27816],[-104.71651,19.27607],[-104.71651,19.27255],[-104.71658,19.26982],[-104.71658,19.26645],[-104.71661,19.2636],[-104.71398,19.2609],[-104.71362,19.26073]]}}
Línea 115.0 kV | LineString | 115.0 kV | 1 |  |  | CFE |  |  |  |  | OpenStreetMap | {"type":"Feature","properties":{},"geometry":{"type":"LineString","coordinates":[[-104.71361,19.26062],[-104.71399,19.26068],[-104.71559,19.26208],[-104.71708,19.2634],[-104.71708,19.2655],[-104.71704,19.2684],[-104.71701,19.27096],[-104.71702,19.27577],[-104.71691,19.27959],[-104.71689,19.28256],[-104.71689,19.28485],[-104.71686,19.28758],[-104.71685,19.29033],[-104.71682,19.29304],[-104.71679,19.29608],[-104.71674,19.29868],[-104.71671,19.30226],[-104.71669,19.30549],[-104.71668,19.30801],[-104.71657,19.31263],[-104.71652,19.31702],[-104.71636,19.31769],[-104.71509,19.32293],[-104.71366,19.32828],[-104.71205,19.33472],[-104.71167,19.33616],[-104.70998,19.34299],[-104.70977,19.3439],[-104.70857,19.34838],[-104.70798,19.35057],[-104.70709,19.35389],[-104.70634,19.35652],[-104.70592,19.3581],[-104.70548,19.3598],[-104.70513,19.36114],[-104.70482,19.36223],[-104.70368,19.36651],[-104.70323,19.36812],[-104.70224,19.37189],[-104.70149,19.37466],[-104.70051,19.37818],[-104.6994,19.38258],[-104.69827,19.387],[-104.69593,19.39023],[-104.69494,19.39161],[-104.6922,19.39548],[-104.68997,19.39859],[-104.68612,19.40396],[-104.68458,19.40614],[-104.68331,19.40791],[-104.6822,19.40947],[-104.68087,19.41133],[-104.67761,19.41591],[-104.67613,19.418],[-104.67545,19.41891],[-104.67246,19.42305],[-104.67034,19.42605],[-104.66655,19.43135],[-104.66405,19.43483],[-104.66051,19.4398],[-104.65864,19.44244],[-104.65652,19.44542],[-104.65454,19.44816],[-104.65136,19.45258],[-104.65023,19.45424],[-104.64714,19.45862],[-104.64089,19.46724],[-104.63866,19.47038],[-104.63453,19.47612],[-104.6311,19.4808],[-104.63026,19.48202],[-104.62708,19.48649]]}}
Línea 115.0 kV | LineString | 115.0 kV | 2 |  |  | CFE |  |  |  |  | OpenStreetMap | {"type":"Feature","properties":{},"geometry":{"type":"LineString","coordinates":[[-104.23372,19.05472],[-104.23373,19.05535],[-104.23447,19.05537],[-104.23531,19.05537],[-104.23558,19.0546],[-104.23583,19.05389],[-104.23803,19.05384],[-104.2426,19.05369]]}}
Línea 115.0 kV | LineString | 115.0 kV | 4 |  |  | CFE |  |  |  |  | OpenStreetMap | {"type":"Feature","properties":{},"geometry":{"type":"LineString","coordinates":[[-100.99312,22.32575],[-100.99249,22.32195],[-100.99199,22.31885],[-100.99143,22.31542],[-100.99083,22.31174],[-100.99032,22.30855],[-100.98975,22.30507],[-100.98911,22.30119],[-100.98847,22.29724],[-100.98789,22.29369],[-100.98728,22.28984],[-100.98664,22.28591],[-100.98601,22.28204],[-100.9854,22.27819],[-100.98478,22.27437],[-100.98414,22.27042],[-100.9835,22.26644],[-100.98286,22.2625],[-100.98225,22.25867],[-100.98161,22.25467],[-100.981,22.25089],[-100.98038,22.24708],[-100.97978,22.24335],[-100.97911,22.23915],[-100.97849,22.23544],[-100.97791,22.23175],[-100.97733,22.2282]]}}
Línea 115.0 kV | LineString | 115.0 kV | 2 |  |  | CFE |  |  |  |  | OpenStreetMap | {"type":"Feature","properties":{},"geometry":{"type":"LineString","coordinates":[[-100.97733,22.2282],[-100.97758,22.22606],[-100.97763,22.22475],[-100.97659,22.22355],[-100.97636,22.22207],[-100.97612,22.22067],[-100.97595,22.21964],[-100.97641,22.21839],[-100.97675,22.21747],[-100.97736,22.21587],[-100.97787,22.21447],[-100.97838,22.21309],[-100.97888,22.21171],[-100.97934,22.21046],[-100.97989,22.20898],[-100.9804,22.20768],[-100.98089,22.20625],[-100.98142,22.2049],[-100.98184,22.20373],[-100.98223,22.20265],[-100.98279,22.20235],[-100.98377,22.20179],[-100.98515,22.20104],[-100.98648,22.20028],[-100.98792,22.19949],[-100.98918,22.19877],[-100.99031,22.19814],[-100.99184,22.1973],[-100.99305,22.19663],[-100.99434,22.1959],[-100.99567,22.19516],[-100.99706,22.1944],[-100.99838,22.19365],[-100.99973,22.1929],[-101.001,22.1922],[-101.00235,22.19144],[-101.0035,22.1908],[-101.0051,22.18991]]}}
Línea 115.0 kV | LineString | 115.0 kV | 2 |  |  | CFE |  |  |  |  | OpenStreetMap | {"type":"Feature","properties":{},"geometry":{"type":"LineString","coordinates":[[-100.96265,22.22646],[-100.96405,22.22628],[-100.96743,22.22587],[-100.9708,22.22545],[-100.9737,22.22508],[-100.97656,22.22476],[-100.9771,22.22467],[-100.97729,22.22604],[-100.97733,22.2282]]}}
Línea 115.0 kV | LineString | 115.0 kV | 1 |  |  | CFE |  |  |  |  | OpenStreetMap | {"type":"Feature","properties":{},"geometry":{"type":"LineString","coordinates":[[-105.37276,20.77399],[-105.37472,20.7783],[-105.37817,20.78491],[-105.38014,20.78901],[-105.38059,20.78997],[-105.38331,20.79595],[-105.38467,20.79833],[-105.38586,20.80081],[-105.38743,20.80406],[-105.38774,20.80468],[-105.38918,20.80769],[-105.38992,20.80921],[-105.39189,20.8133],[-105.39337,20.81557],[-105.39366,20.81602],[-105.39466,20.81758],[-105.39569,20.81899],[-105.39752,20.8219],[-105.39904,20.82434],[-105.40064,20.82663],[-105.40379,20.83166],[-105.40427,20.83241],[-105.40694,20.83646],[-105.40905,20.83974],[-105.41002,20.84117],[-105.41028,20.84153],[-105.41266,20.84489],[-105.41299,20.84535],[-105.41397,20.84668],[-105.41697,20.85096],[-105.41815,20.85258],[-105.42039,20.85586],[-105.42141,20.85712],[-105.42222,20.85811],[-105.42179,20.85937],[-105.42065,20.86272],[-105.41903,20.86772],[-105.41877,20.86848],[-105.41857,20.86909],[-105.41812,20.87052],[-105.41784,20.87139],[-105.4175,20.87236],[-105.4158,20.87724],[-105.41366,20.87902],[-105.41188,20.88049],[-105.40864,20.88319],[-105.40703,20.88454],[-105.40536,20.88598],[-105.40283,20.88801],[-105.39436,20.89503],[-105.39188,20.897],[-105.38957,20.89903],[-105.38736,20.90083],[-105.38559,20.90231],[-105.38358,20.90398],[-105.37976,20.90714],[-105.37886,20.9079],[-105.37735,20.90919],[-105.37589,20.91047],[-105.37495,20.91121],[-105.37228,20.91336],[-105.371,20.91442],[-105.36956,20.91554],[-105.36833,20.91656],[-105.3677,20.91703],[-105.36556,20.91894],[-105.36409,20.92009],[-105.36149,20.92225],[-105.3604,20.9231],[-105.35693,20.92597],[-105.35429,20.92827],[-105.35312,20.92934],[-105.35185,20.93053],[-105.3487,20.93363],[-105.3466,20.9358],[-105.34516,20.93715],[-105.34319,20.93902],[-105.34174,20.94056],[-105.34077,20.94145],[-105.33961,20.94266],[-105.33901,20.94322],[-105.33724,20.94505],[-105.33538,20.94682],[-105.33386,20.94832],[-105.33333,20.94874],[-105.32975,20.95167],[-105.32839,20.95278],[-105.32721,20.95378],[-105.32611,20.95469],[-105.325,20.95561],[-105.32342,20.95692],[-105.3213,20.95868],[-105.32007,20.95968],[-105.31879,20.96071],[-105.31726,20.962],[-105.31578,20.96319],[-105.31373,20.96484],[-105.31239,20.96596],[-105.31063,20.9674],[-105.30953,20.96878],[-105.30895,20.96949],[-105.30795,20.97092],[-105.30656,20.97275],[-105.30551,20.97408],[-105.30421,20.97588],[-105.30301,20.97742],[-105.30067,20.98052],[-105.30043,20.98082],[-105.29773,20.98289],[-105.29637,20.98392],[-105.29485,20.98506],[-105.29332,20.98619],[-105.292,20.98722],[-105.29042,20.98843],[-105.28895,20.98953],[-105.28733,20.99076],[-105.28577,20.99195],[-105.28428,20.99308],[-105.28279,20.99422],[-105.28126,20.99539],[-105.27922,20.99695],[-105.27756,20.9982],[-105.27245,21.00199],[-105.26883,21.00922],[-105.26829,21.01025],[-105.26775,21.01126],[-105.26684,21.01307],[-105.26654,21.01361],[-105.26356,21.01638],[-105.26188,21.01788],[-105.26064,21.01905],[-105.2592,21.02038],[-105.25783,21.02165],[-105.25652,21.02286],[-105.25517,21.0241],[-105.25273,21.02635],[-105.25091,21.02803],[-105.2489,21.02989],[-105.24693,21.03169],[-105.24644,21.03214],[-105.24454,21.03398],[-105.24284,21.03659],[-105.24083,21.03996],[-105.23918,21.04258],[-105.23764,21.04506],[-105.22959,21.05786],[-105.22757,21.0611],[-105.2268,21.06236],[-105.22109,21.07144],[-105.22019,21.0729],[-105.21162,21.0777],[-105.20997,21.07864],[-105.20508,21.0814],[-105.19537,21.08684],[-105.19439,21.08875],[-105.19363,21.09033],[-105.19287,21.09186],[-105.1912,21.09525],[-105.18918,21.09946],[-105.18756,21.10278],[-105.18691,21.1041],[-105.18494,21.1081],[-105.18211,21.11387],[-105.18149,21.11515],[-105.17798,21.12227],[-105.17616,21.12597],[-105.17234,21.13374],[-105.17159,21.13532],[-105.17045,21.13768],[-105.16927,21.14002],[-105.16847,21.14167],[-105.16658,21.14554],[-105.16579,21.14716],[-105.16449,21.14982],[-105.16378,21.15127],[-105.16309,21.15265],[-105.1601,21.15877],[-105.15819,21.16264],[-105.15712,21.16477],[-105.15416,21.17081],[-105.15379,21.17153],[-105.15339,21.17231],[-105.15291,21.17145],[-105.15287,21.17136]]}}
Línea 115.0 kV | LineString | 115.0 kV | 1 |  |  | CFE |  |  |  |  | OpenStreetMap | {"type":"Feature","properties":{},"geometry":{"type":"LineString","coordinates":[[-104.90311,21.24912],[-104.90303,21.2492],[-104.90317,21.24932],[-104.90345,21.249],[-104.90342,21.24873],[-104.90462,21.24753],[-104.90534,21.24677],[-104.90566,21.24643],[-104.90656,21.24551],[-104.90828,21.24377],[-104.90929,21.24272],[-104.91066,21.24132],[-104.91243,21.2395],[-104.91616,21.23568],[-104.91794,21.23385],[-104.91877,21.233],[-104.9203,21.23143],[-104.92198,21.23011],[-104.92363,21.22881],[-104.92511,21.22765],[-104.94722,21.21017],[-104.94809,21.20948],[-104.95099,21.20718],[-104.95193,21.20645],[-104.95289,21.20568],[-104.95427,21.2046],[-104.95628,21.20313],[-104.95947,21.20065],[-104.95986,21.20077],[-104.96859,21.2034],[-104.96965,21.20371],[-104.99034,21.20991],[-104.99176,21.21036],[-105.00939,21.21575],[-105.01236,21.21665],[-105.02133,21.22035],[-105.02645,21.21968],[-105.02764,21.21952],[-105.02915,21.21932],[-105.04337,21.21756],[-105.04701,21.21711],[-105.06574,21.21473],[-105.07636,21.21119],[-105.08872,21.20693],[-105.09025,21.20637],[-105.09315,21.20543],[-105.09499,21.20482],[-105.09651,21.20432],[-105.09894,21.20348],[-105.10094,21.20279],[-105.10363,21.20188],[-105.10516,21.20219],[-105.10646,21.20245],[-105.10844,21.20259],[-105.11145,21.20153],[-105.11338,21.20074],[-105.11665,21.19936],[-105.11789,21.19883],[-105.11924,21.19859],[-105.12034,21.19839],[-105.12158,21.19817],[-105.12306,21.19788],[-105.12448,21.19668],[-105.12583,21.1955],[-105.12813,21.19357],[-105.13,21.19293],[-105.13178,21.19232],[-105.13287,21.19195],[-105.13514,21.19117],[-105.13697,21.19054],[-105.13882,21.18991],[-105.1406,21.18929],[-105.14232,21.1887],[-105.14431,21.18803],[-105.1459,21.18749],[-105.14675,21.18578],[-105.14754,21.18418],[-105.14801,21.18324],[-105.14846,21.1823],[-105.14933,21.18055],[-105.14997,21.17925],[-105.15113,21.17693],[-105.15194,21.17528],[-105.15273,21.17371],[-105.15308,21.173],[-105.15333,21.17234],[-105.15283,21.17149],[-105.15277,21.1714]]}}
Línea 115.0 kV | LineString | 115.0 kV | 2 |  |  | CFE |  |  |  |  | OpenStreetMap | {"type":"Feature","properties":{},"geometry":{"type":"LineString","coordinates":[[-105.20303,20.63313],[-105.20319,20.63078],[-105.20344,20.62673],[-105.20543,20.62568],[-105.20731,20.62468],[-105.213,20.62166],[-105.21453,20.62085],[-105.21533,20.62041],[-105.2164,20.61783],[-105.21804,20.614],[-105.21822,20.6126],[-105.22033,20.60521],[-105.21935,20.60078],[-105.21858,20.5978],[-105.22025,20.59057],[-105.2219,20.58335],[-105.22192,20.58289],[-105.22333,20.58179],[-105.22684,20.57907],[-105.23036,20.57631],[-105.23302,20.5742],[-105.23475,20.57192],[-105.23794,20.56761],[-105.23889,20.56629],[-105.24376,20.55977],[-105.24691,20.56086],[-105.24727,20.56092]]}}
Línea 115.0 kV | LineString | 115.0 kV | 1 |  |  | CFE |  |  |  |  | OpenStreetMap | {"type":"Feature","properties":{},"geometry":{"type":"LineString","coordinates":[[-100.99304,22.32744],[-100.99399,22.32768],[-100.9945,22.33079],[-100.99514,22.33484],[-100.99588,22.33949],[-100.99651,22.34346],[-100.99718,22.34773],[-100.99789,22.35213],[-100.99863,22.35665],[-100.99931,22.3609],[-100.99994,22.36472],[-101.00062,22.369],[-101.00128,22.37328],[-101.00196,22.37757],[-101.00263,22.38172],[-101.0032,22.38532],[-101.00371,22.38845],[-101.00422,22.39168],[-101.00551,22.39445],[-101.00765,22.39897],[-101.00941,22.40273],[-101.01148,22.40711],[-101.01343,22.41126],[-101.01539,22.41541],[-101.01741,22.4197],[-101.01963,22.42441],[-101.02142,22.42823],[-101.02356,22.43276],[-101.02563,22.43715],[-101.0278,22.44177],[-101.02882,22.44394],[-101.03087,22.44828],[-101.03239,22.45154],[-101.03333,22.45352],[-101.03516,22.45743],[-101.03577,22.46193],[-101.03643,22.46694],[-101.03681,22.46983],[-101.03739,22.47424],[-101.03794,22.47833],[-101.03834,22.48137],[-101.03873,22.48434],[-101.03916,22.48751],[-101.04004,22.49423],[-101.04044,22.49725],[-101.04116,22.50263],[-101.04151,22.50531],[-101.04227,22.51096],[-101.04242,22.51215],[-101.04017,22.51401],[-101.03959,22.51758],[-101.039,22.52114],[-101.03844,22.52455],[-101.03783,22.52826],[-101.03726,22.53167],[-101.0367,22.53514],[-101.03616,22.53841],[-101.03559,22.54182],[-101.03505,22.54514],[-101.0345,22.54851],[-101.034,22.55155],[-101.03338,22.5535],[-101.03391,22.55685],[-101.03451,22.56056],[-101.03505,22.56399],[-101.0356,22.5674],[-101.03615,22.57078],[-101.03675,22.57453],[-101.03723,22.57752],[-101.03783,22.58123],[-101.03836,22.58456],[-101.03894,22.58813],[-101.03946,22.59138],[-101.04007,22.5952],[-101.0406,22.59849],[-101.04111,22.60167],[-101.04173,22.60553],[-101.04225,22.60874],[-101.04279,22.61217],[-101.04332,22.61544],[-101.04377,22.61828],[-101.04434,22.62182],[-101.0449,22.62532],[-101.04544,22.62867],[-101.04593,22.63169],[-101.04641,22.63466],[-101.04687,22.63755],[-101.04733,22.64042],[-101.04789,22.64385],[-101.04848,22.64756],[-101.04902,22.65093],[-101.04958,22.65437],[-101.05014,22.65789],[-101.05071,22.66142],[-101.05128,22.66501],[-101.05184,22.66847],[-101.05242,22.67208],[-101.05299,22.67559],[-101.05356,22.67919],[-101.05413,22.68273],[-101.05471,22.68632],[-101.05527,22.68984],[-101.05585,22.69338],[-101.05642,22.69698],[-101.05697,22.70037],[-101.05755,22.70401],[-101.05811,22.70748],[-101.05866,22.71087],[-101.05922,22.7143],[-101.0598,22.71794],[-101.06035,22.72143],[-101.06093,22.72505],[-101.06146,22.72834],[-101.06202,22.73173],[-101.0626,22.73543],[-101.06316,22.73886],[-101.06375,22.7425],[-101.06427,22.74577],[-101.06476,22.74826],[-101.06533,22.75125],[-101.06597,22.75453],[-101.06655,22.75752],[-101.06677,22.75816],[-101.06693,22.75836]]}}
Línea 115.0 kV | LineString | 115.0 kV | 1 |  |  | CFE |  |  |  |  | OpenStreetMap | {"type":"Feature","properties":{},"geometry":{"type":"LineString","coordinates":[[-105.34537,20.76452],[-105.34629,20.76474],[-105.34723,20.76498],[-105.34816,20.76521],[-105.34907,20.76542],[-105.35,20.76571],[-105.3509,20.76599],[-105.35259,20.76651],[-105.35409,20.76649],[-105.3551,20.76647],[-105.35575,20.76639],[-105.3562,20.76622],[-105.36374,20.76912],[-105.36538,20.76973],[-105.36898,20.77109],[-105.37216,20.7723],[-105.3723,20.77266]]}}
Línea 115.0 kV | LineString | 115.0 kV | 1 |  |  | CFE |  |  |  |  | OpenStreetMap | {"type":"Feature","properties":{},"geometry":{"type":"LineString","coordinates":[[-104.71361,19.26053],[-104.71396,19.26057],[-104.71676,19.26084],[-104.71936,19.26111],[-104.72566,19.26182],[-104.72672,19.26192],[-104.72878,19.26216],[-104.73277,19.26259],[-104.73546,19.2629],[-104.7376,19.26314],[-104.74075,19.26345],[-104.74444,19.26383],[-104.748,19.26425],[-104.75094,19.26458],[-104.75421,19.26864],[-104.75632,19.27125],[-104.75903,19.27446],[-104.76185,19.27799],[-104.76602,19.28302],[-104.76925,19.28695],[-104.7737,19.29255],[-104.77475,19.29381],[-104.77877,19.29883],[-104.78281,19.30381],[-104.7853,19.30692],[-104.79354,19.30948],[-104.79915,19.31116],[-104.80274,19.31227],[-104.80717,19.31368],[-104.80935,19.31433],[-104.81251,19.31529],[-104.82204,19.31825],[-104.82715,19.31978],[-104.83013,19.32071],[-104.83405,19.32192],[-104.83708,19.32285],[-104.83989,19.32371],[-104.84311,19.32473],[-104.8463,19.32572],[-104.84855,19.32641],[-104.85123,19.3272],[-104.8556,19.32848],[-104.85779,19.32922],[-104.8601,19.32994],[-104.86295,19.33077],[-104.8651,19.33144],[-104.8682,19.33246],[-104.87462,19.33437],[-104.87702,19.33517],[-104.88005,19.33614],[-104.88691,19.33818],[-104.89517,19.34069],[-104.89857,19.34179],[-104.90099,19.34255],[-104.90477,19.34365],[-104.90872,19.34486],[-104.91021,19.34535],[-104.91514,19.34691],[-104.9171,19.34985],[-104.91867,19.3523],[-104.9202,19.35453],[-104.92332,19.35927],[-104.92487,19.3616],[-104.92763,19.36578],[-104.92855,19.3672],[-104.9316,19.37192],[-104.93458,19.37633],[-104.93692,19.37907],[-104.9402,19.38308],[-104.94199,19.38527],[-104.94579,19.38983],[-104.94752,19.39191],[-104.94903,19.39373],[-104.95176,19.39703],[-104.95656,19.40285],[-104.95895,19.40576],[-104.96357,19.41132],[-104.96734,19.41205],[-104.97172,19.41291],[-104.97518,19.41359],[-104.97932,19.41439],[-104.98158,19.41483],[-104.9836,19.41522],[-104.98638,19.41575],[-104.98792,19.41601],[-104.98994,19.4164],[-104.99471,19.41741],[-105.00181,19.41883],[-105.00382,19.42263],[-105.00593,19.42668],[-105.00758,19.42988],[-105.00891,19.43245],[-105.01016,19.43482],[-105.01246,19.4393],[-105.01386,19.44195],[-105.01513,19.44438],[-105.01718,19.44833],[-105.01844,19.45078],[-105.02011,19.45401],[-105.0211,19.45593],[-105.0234,19.46031],[-105.02429,19.46207],[-105.02518,19.46377],[-105.02721,19.4664],[-105.02903,19.46875],[-105.03199,19.47259],[-105.03418,19.47543],[-105.03632,19.4782],[-105.03816,19.48056],[-105.04084,19.48402],[-105.04282,19.48656],[-105.04476,19.48909],[-105.04648,19.49128],[-105.04753,19.49266],[-105.04821,19.49408],[-105.05011,19.49817],[-105.0515,19.50112],[-105.05351,19.50542],[-105.05481,19.50822],[-105.05681,19.51243],[-105.05834,19.51571],[-105.06032,19.51993],[-105.06206,19.52366],[-105.06301,19.52569],[-105.06416,19.52815],[-105.06521,19.53034],[-105.06643,19.53293],[-105.06852,19.53742],[-105.06944,19.5394],[-105.07129,19.54334],[-105.07361,19.54828],[-105.07441,19.54998],[-105.07666,19.55479],[-105.07782,19.55727],[-105.07887,19.5595],[-105.0798,19.56148],[-105.08168,19.56549],[-105.08317,19.56877],[-105.08495,19.57027],[-105.08514,19.57043]]}}
Línea 115.0 kV | LineString | 115.0 kV | 1 |  |  | CFE |  |  |  |  | OpenStreetMap | {"type":"Feature","properties":{},"geometry":{"type":"LineString","coordinates":[[-97.45802,20.54745],[-97.458,20.54764],[-97.45855,20.54819],[-97.45839,20.54922],[-97.45836,20.54983],[-97.45913,20.55007],[-97.45994,20.54991],[-97.46067,20.54966],[-97.46107,20.54953],[-97.46241,20.55047],[-97.46389,20.55164],[-97.46594,20.55311],[-97.46729,20.554],[-97.47066,20.55628],[-97.47278,20.55772],[-97.47533,20.55787],[-97.47646,20.55804],[-97.47823,20.55835],[-97.47881,20.55844],[-97.47884,20.55746],[-97.48031,20.5554],[-97.48351,20.55169],[-97.4849,20.55158],[-97.4861,20.55086],[-97.48608,20.54966],[-97.48498,20.54756],[-97.48394,20.5456],[-97.48442,20.54427],[-97.48547,20.54262],[-97.4865,20.5408],[-97.48746,20.53939],[-97.48852,20.53771],[-97.48771,20.53586],[-97.48696,20.53431],[-97.48579,20.5324],[-97.48455,20.53127],[-97.48277,20.52952],[-97.48403,20.52797],[-97.48647,20.52635],[-97.49046,20.52459],[-97.49105,20.52506],[-97.49104,20.52545]]}}
Línea 115.0 kV | LineString | 115.0 kV | 1 |  |  | CFE |  |  |  |  | OpenStreetMap | {"type":"Feature","properties":{},"geometry":{"type":"LineString","coordinates":[[-96.91742,19.54609],[-96.91922,19.54588],[-96.9204,19.54605],[-96.92165,19.5463],[-96.92318,19.54669],[-96.92338,19.54638],[-96.92443,19.54656],[-96.92557,19.54671],[-96.92668,19.54634],[-96.927,19.54714],[-96.92716,19.54766],[-96.92741,19.54839],[-96.92811,19.54825],[-96.92917,19.54814],[-96.93015,19.54808],[-96.93146,19.54833],[-96.93277,19.54862],[-96.93368,19.5488],[-96.93793,19.54964],[-96.93925,19.54993],[-96.94055,19.55018],[-96.94185,19.55045],[-96.94305,19.55068],[-96.94408,19.55088],[-96.9452,19.55111],[-96.94641,19.55136],[-96.94781,19.55164],[-96.94947,19.55197],[-96.95069,19.55225],[-96.9519,19.55251],[-96.9533,19.55276],[-96.95716,19.55357],[-96.9593,19.55391],[-96.96124,19.55432],[-96.96278,19.55467],[-96.97299,19.55684],[-96.9779,19.56155],[-96.98077,19.56429],[-96.98338,19.56678],[-96.98547,19.56885],[-96.98783,19.57111],[-96.99198,19.57503],[-96.99317,19.57585],[-96.99399,19.57669],[-96.99649,19.57915],[-96.99876,19.58135],[-97.00097,19.58348],[-97.00337,19.58574],[-97.00547,19.58773],[-97.00782,19.58998],[-97.01043,19.59246],[-97.01295,19.59496],[-97.01592,19.59776],[-97.01896,19.60064],[-97.02046,19.60207],[-97.02323,19.6047],[-97.02557,19.60546],[-97.02789,19.60621],[-97.03298,19.60787],[-97.03493,19.60851],[-97.03611,19.6089],[-97.03954,19.61001],[-97.04303,19.61118],[-97.04605,19.61217],[-97.04878,19.61411],[-97.05172,19.61386],[-97.05509,19.61497],[-97.05929,19.61636],[-97.06153,19.61716],[-97.06493,19.6182],[-97.06825,19.61928],[-97.07178,19.62045],[-97.0744,19.6213],[-97.07694,19.62212],[-97.08219,19.62384],[-97.084,19.62442],[-97.08551,19.62494],[-97.08769,19.62564],[-97.09031,19.62644],[-97.09502,19.62803],[-97.09796,19.62905],[-97.10118,19.63005],[-97.10458,19.6311],[-97.10608,19.63159],[-97.11057,19.63308],[-97.1142,19.63428],[-97.11638,19.635],[-97.1187,19.63575],[-97.1202,19.63624],[-97.12215,19.6368],[-97.12478,19.63765],[-97.12834,19.63884],[-97.1312,19.6398],[-97.13585,19.64125],[-97.13927,19.6424],[-97.14252,19.64339],[-97.14442,19.64401],[-97.1492,19.64564],[-97.15143,19.64632],[-97.15415,19.64837],[-97.15618,19.64989],[-97.15879,19.65179],[-97.16171,19.65389],[-97.16479,19.65612],[-97.16868,19.65893],[-97.1708,19.6605],[-97.17397,19.66278],[-97.17486,19.6634],[-97.17592,19.6641]]}}
Línea 115.0 kV | LineString | 115.0 kV | 2 |  |  | CFE |  |  |  |  | OpenStreetMap | {"type":"Feature","properties":{},"geometry":{"type":"LineString","coordinates":[[-98.04811,19.50004],[-98.04825,19.49979]]}}
Línea 115.0 kV | LineString | 115.0 kV | 1 |  |  | CFE |  |  |  |  | OpenStreetMap | {"type":"Feature","properties":{},"geometry":{"type":"LineString","coordinates":[[-99.02969,18.85934],[-99.02969,18.85923]]}}
Línea 115.0 kV | LineString | 115.0 kV | 1 |  |  | CFE |  |  |  |  | OpenStreetMap | {"type":"Feature","properties":{},"geometry":{"type":"LineString","coordinates":[[-99.52521,17.57328],[-99.52559,17.57418],[-99.52599,17.57574],[-99.52625,17.57682],[-99.5265,17.57776],[-99.52746,17.58146],[-99.52814,17.58409],[-99.52858,17.58575],[-99.52946,17.58913],[-99.52981,17.59044],[-99.53037,17.59264],[-99.5309,17.59465],[-99.53249,17.60077],[-99.53308,17.60305],[-99.53291,17.60684],[-99.53282,17.609],[-99.53275,17.6107],[-99.53268,17.61223],[-99.53261,17.61388],[-99.53253,17.61591],[-99.5325,17.61656],[-99.5324,17.61895],[-99.53224,17.62243],[-99.53206,17.62668],[-99.53191,17.63027],[-99.53181,17.63252],[-99.53174,17.63415],[-99.53166,17.63601],[-99.53216,17.63858],[-99.53254,17.64043],[-99.53346,17.64511],[-99.53394,17.64753],[-99.53535,17.65467],[-99.53603,17.65815],[-99.53644,17.6602],[-99.537,17.66303],[-99.53764,17.66629],[-99.53849,17.67054],[-99.53866,17.67144],[-99.53905,17.67339],[-99.53998,17.67814],[-99.54067,17.68164],[-99.54157,17.68621],[-99.54302,17.68786],[-99.54687,17.69223],[-99.54818,17.6937],[-99.55087,17.69679],[-99.55268,17.69883],[-99.55446,17.70084],[-99.55694,17.7037],[-99.55837,17.70533],[-99.56015,17.7073],[-99.5633,17.71087],[-99.56632,17.71429],[-99.5672,17.7169],[-99.56967,17.72427],[-99.57042,17.72655],[-99.57062,17.72894],[-99.571,17.73331],[-99.57219,17.74678],[-99.57236,17.74905],[-99.57261,17.75195],[-99.57287,17.75463],[-99.57301,17.7567],[-99.57323,17.75895],[-99.57397,17.76756],[-99.57431,17.7717],[-99.57478,17.77745],[-99.57532,17.78301],[-99.57579,17.7891],[-99.57622,17.79398],[-99.57755,17.80016],[-99.57926,17.80798],[-99.58101,17.816],[-99.58162,17.81895],[-99.58294,17.82502],[-99.58334,17.82693],[-99.58402,17.83011],[-99.58432,17.83142],[-99.58466,17.83303],[-99.58496,17.83438],[-99.58541,17.83627],[-99.58912,17.85346],[-99.58933,17.85443],[-99.58989,17.85708],[-99.59227,17.86782],[-99.59303,17.87152],[-99.59404,17.87609],[-99.59521,17.88153],[-99.59731,17.89125],[-99.5962,17.89667],[-99.59581,17.89862],[-99.59429,17.90611],[-99.59336,17.91062],[-99.59278,17.91361],[-99.59357,17.91487]]}}
Línea 115.0 kV | LineString | 115.0 kV |  |  |  | CFE |  |  |  |  | OpenStreetMap | {"type":"Feature","properties":{},"geometry":{"type":"LineString","coordinates":[[-101.60923,17.73031],[-101.60792,17.72955],[-101.60703,17.73088],[-101.60601,17.73242],[-101.60435,17.73567],[-101.6026,17.73889],[-101.60163,17.73923]]}}
Línea 115.0 kV | LineString | 115.0 kV | 1 |  |  | CFE |  |  |  |  | OpenStreetMap | {"type":"Feature","properties":{},"geometry":{"type":"LineString","coordinates":[[-96.7828,16.90198],[-96.78286,16.90088],[-96.78173,16.90063],[-96.78081,16.90044],[-96.78033,16.90099],[-96.7804,16.90109],[-96.7807,16.90113]]}}
Línea 115.0 kV | LineString | 115.0 kV |  |  |  | CFE |  |  |  |  | OpenStreetMap | {"type":"Feature","properties":{},"geometry":{"type":"LineString","coordinates":[[-95.21341,16.24052],[-95.21256,16.2429],[-95.21124,16.24632],[-95.21005,16.24931],[-95.20883,16.25245],[-95.2077,16.25534],[-95.20637,16.25857],[-95.2033,16.2604],[-95.19995,16.26237],[-95.19678,16.26425],[-95.1943,16.26675],[-95.19208,16.26902],[-95.18943,16.27171],[-95.18624,16.27494],[-95.18307,16.27817],[-95.18109,16.28019],[-95.17901,16.28229],[-95.17691,16.28442],[-95.17458,16.2868],[-95.17219,16.28922],[-95.16947,16.29199],[-95.16672,16.29478],[-95.16441,16.29712],[-95.16185,16.29971],[-95.15938,16.30222],[-95.15688,16.30475],[-95.15473,16.30694],[-95.15239,16.30931],[-95.1497,16.31205],[-95.14755,16.31423],[-95.14517,16.31664],[-95.14265,16.31919],[-95.14032,16.32155],[-95.13781,16.32411],[-95.13612,16.32744],[-95.13458,16.33055],[-95.13296,16.33379],[-95.13128,16.33712],[-95.12957,16.34055],[-95.1279,16.34388],[-95.12622,16.34722],[-95.12455,16.35055],[-95.12288,16.35388],[-95.1212,16.35722],[-95.11954,16.36055],[-95.11787,16.36389],[-95.11612,16.36737],[-95.1144,16.37079],[-95.11262,16.37433],[-95.11101,16.37754],[-95.10933,16.38088],[-95.10762,16.3843],[-95.10591,16.3877],[-95.10424,16.39103],[-95.10252,16.39446],[-95.1008,16.39787],[-95.0989,16.40169],[-95.09704,16.40537],[-95.09397,16.40689],[-95.09115,16.4083],[-95.08858,16.40959],[-95.08557,16.41108],[-95.08217,16.41279],[-95.07876,16.41448],[-95.07637,16.41568],[-95.0747,16.41863],[-95.07259,16.42236],[-95.07079,16.42554],[-95.06903,16.42862],[-95.06715,16.43194],[-95.0654,16.43503],[-95.06355,16.43827],[-95.06172,16.44149],[-95.05878,16.44421],[-95.05588,16.44689],[-95.05303,16.4495],[-95.04998,16.45232],[-95.04698,16.45509],[-95.04434,16.45754],[-95.0415,16.46014],[-95.03845,16.46298],[-95.03549,16.46369],[-95.03178,16.46458],[-95.02841,16.46536],[-95.02572,16.466],[-95.02472,16.4679],[-95.02439,16.46853],[-95.02281,16.47155],[-95.02144,16.4741],[-95.01977,16.47732],[-95.01814,16.48037],[-95.01685,16.48282],[-95.01462,16.48489],[-95.01129,16.48795],[-95.00843,16.49056],[-95.00573,16.49304],[-95.00294,16.4956],[-95.00021,16.49813],[-94.99744,16.50065],[-94.99464,16.50319],[-94.99184,16.50579],[-94.98906,16.50831],[-94.98615,16.51101],[-94.98347,16.51343],[-94.98078,16.51589],[-94.978,16.51847],[-94.97562,16.52072],[-94.97248,16.52361],[-94.96886,16.52537],[-94.96704,16.52445]]}}
Línea 115.0 kV | LineString | 115.0 kV |  |  |  | CFE |  |  |  |  | OpenStreetMap | {"type":"Feature","properties":{},"geometry":{"type":"LineString","coordinates":[[-95.01555,16.53712],[-95.01603,16.54005],[-95.01656,16.54317],[-95.0171,16.54626],[-95.01762,16.54935],[-95.01817,16.5524],[-95.01875,16.55574],[-95.0186,16.55834],[-95.01844,16.56149],[-95.01819,16.56528],[-95.01911,16.56796],[-95.02002,16.57061],[-95.0213,16.57258],[-95.02255,16.57451],[-95.02327,16.57605],[-95.02267,16.57831],[-95.02031,16.58132],[-95.01956,16.5849],[-95.01879,16.58851],[-95.01773,16.59173],[-95.01539,16.59492],[-95.01498,16.59617],[-95.0146,16.59819],[-95.0136,16.59994],[-95.01246,16.60198],[-95.01113,16.60438],[-95.00994,16.60649],[-95.00875,16.6086],[-95.00832,16.60938],[-95.00897,16.60992]]}}
Línea 115.0 kV | LineString | 115.0 kV |  |  |  | CFE |  |  |  |  | OpenStreetMap | {"type":"Feature","properties":{},"geometry":{"type":"LineString","coordinates":[[-94.95695,16.44465],[-94.957,16.44499],[-94.95702,16.4465],[-94.95707,16.44897],[-94.95712,16.45161],[-94.95875,16.45211],[-94.9593,16.45417],[-94.95987,16.45626],[-94.96215,16.45627],[-94.9645,16.45629],[-94.9668,16.4563],[-94.96697,16.4579],[-94.96969,16.45892],[-94.97228,16.45989],[-94.97493,16.46091],[-94.97633,16.45847],[-94.97865,16.45868],[-94.98095,16.45889],[-94.98329,16.45913],[-94.98437,16.46226],[-94.98461,16.46299],[-94.98541,16.46531],[-94.98614,16.46753],[-94.98927,16.46845],[-94.99019,16.47049],[-94.99117,16.47252],[-94.99252,16.47374],[-94.99377,16.47493],[-94.9952,16.47627],[-94.99706,16.47645],[-94.99895,16.47669],[-94.99972,16.47489],[-95.00213,16.47452],[-95.0049,16.47407],[-95.00692,16.47669],[-95.01014,16.47667],[-95.01176,16.47917],[-95.01317,16.47933],[-95.01416,16.48134],[-95.01527,16.48361],[-95.01544,16.48394],[-95.01557,16.4842],[-95.01571,16.48451],[-95.01607,16.48527],[-95.01438,16.48712],[-95.01542,16.4885],[-95.01668,16.49018],[-95.01683,16.49039],[-95.01716,16.49087],[-95.01729,16.49099],[-95.01899,16.4933],[-95.02064,16.4955],[-95.02163,16.49723],[-95.02277,16.49917],[-95.02214,16.50135],[-95.02154,16.50341],[-95.0202,16.50444],[-95.01709,16.50512],[-95.01441,16.50569],[-95.01234,16.50738],[-95.01052,16.50886],[-95.01081,16.51178],[-95.01112,16.51482],[-95.01143,16.51773],[-95.01168,16.52027],[-95.01315,16.52034],[-95.01313,16.52245],[-95.0131,16.52471],[-95.01451,16.52746],[-95.01517,16.5312],[-95.01586,16.53508],[-95.01647,16.53842],[-95.01684,16.54053],[-95.01872,16.54289],[-95.02049,16.5451],[-95.02241,16.5475],[-95.02239,16.54978],[-95.02238,16.55206],[-95.02065,16.55343],[-95.01922,16.55457],[-95.01884,16.55489],[-95.01845,16.55521],[-95.01821,16.55539],[-95.01806,16.55793],[-95.01798,16.56031],[-95.01783,16.56307],[-95.01766,16.56586],[-95.01859,16.56847],[-95.0194,16.5706],[-95.02086,16.57316],[-95.02049,16.57584],[-95.02005,16.57906],[-95.01962,16.58226],[-95.01918,16.58431],[-95.01875,16.58635],[-95.0183,16.5884],[-95.01717,16.59145],[-95.01606,16.59295],[-95.01468,16.59483],[-95.01418,16.59694],[-95.01385,16.59828],[-95.01224,16.60117],[-95.01179,16.60196]]}}
Línea 115.0 kV | LineString | 115.0 kV |  |  |  | CFE |  |  |  |  | OpenStreetMap | {"type":"Feature","properties":{},"geometry":{"type":"LineString","coordinates":[[-95.01642,16.59624],[-95.01633,16.59652],[-95.01548,16.59797],[-95.01429,16.60002],[-95.013,16.60227],[-95.01161,16.60462],[-95.01039,16.60671],[-95.00912,16.60887]]}}
Línea 115.0 kV | LineString | 115.0 kV |  |  |  | CFE |  |  |  |  | OpenStreetMap | {"type":"Feature","properties":{},"geometry":{"type":"LineString","coordinates":[[-94.80324,16.56039],[-94.80233,16.56283],[-94.80165,16.56313],[-94.79838,16.56446],[-94.79528,16.56574],[-94.79208,16.56704],[-94.78905,16.56826],[-94.78607,16.56947],[-94.78284,16.56956],[-94.78114,16.56952],[-94.77955,16.56958],[-94.77889,16.56959],[-94.778,16.56963],[-94.77634,16.56968],[-94.77467,16.56976],[-94.77309,16.56979],[-94.77184,16.56958],[-94.77084,16.56937],[-94.76971,16.56964],[-94.76858,16.56993],[-94.76837,16.56994],[-94.76682,16.56998],[-94.76529,16.57003],[-94.76361,16.57009],[-94.76051,16.57016],[-94.759,16.57023],[-94.75736,16.57035],[-94.75661,16.57041],[-94.75457,16.57046],[-94.75301,16.57048],[-94.75129,16.57049],[-94.74978,16.57051],[-94.74822,16.57053],[-94.74318,16.57068],[-94.74153,16.57072],[-94.73998,16.57077],[-94.73837,16.57082],[-94.73711,16.57084],[-94.73554,16.5709],[-94.73393,16.57094],[-94.73236,16.57099],[-94.73058,16.57101],[-94.72902,16.57105],[-94.72741,16.5711],[-94.72581,16.57115],[-94.72425,16.5712],[-94.72269,16.57123],[-94.72099,16.57127],[-94.71936,16.57132],[-94.71778,16.57136],[-94.71639,16.57141],[-94.71474,16.57144],[-94.71316,16.57146],[-94.71166,16.57108],[-94.70673,16.56976],[-94.70294,16.56874],[-94.70136,16.56832],[-94.69955,16.56783],[-94.69752,16.56727],[-94.69576,16.56679],[-94.69398,16.56632],[-94.69229,16.56586],[-94.69068,16.56541],[-94.68943,16.56508],[-94.68931,16.56426],[-94.6892,16.5634],[-94.68891,16.56337],[-94.68886,16.56415],[-94.68869,16.56486],[-94.68765,16.56464],[-94.68578,16.5641],[-94.68394,16.56362],[-94.68215,16.56309],[-94.6804,16.56256],[-94.67729,16.56163],[-94.6743,16.56073],[-94.67064,16.55964],[-94.66888,16.55911],[-94.66523,16.55805],[-94.66339,16.55749],[-94.66156,16.55695],[-94.6596,16.55636],[-94.65759,16.55574],[-94.6558,16.5552],[-94.65405,16.55469],[-94.65222,16.55414],[-94.65044,16.5536],[-94.64921,16.55324],[-94.64745,16.55272],[-94.64598,16.55228],[-94.64389,16.55166],[-94.64189,16.55106],[-94.63985,16.55045],[-94.63816,16.54996],[-94.63581,16.54924],[-94.63216,16.54817],[-94.62851,16.54844],[-94.62707,16.54853],[-94.62243,16.54885],[-94.61824,16.54906],[-94.61445,16.54927],[-94.61259,16.54937],[-94.60741,16.54965],[-94.60508,16.55013],[-94.60361,16.54985],[-94.60161,16.54994],[-94.59936,16.55008],[-94.59783,16.55016],[-94.59586,16.55026],[-94.59389,16.55036],[-94.59199,16.55046],[-94.59011,16.55057],[-94.58824,16.55067],[-94.58628,16.55077],[-94.58442,16.55087],[-94.58244,16.55097],[-94.58047,16.55107],[-94.57854,16.55119],[-94.57684,16.55033],[-94.57513,16.54949],[-94.57339,16.54864],[-94.5702,16.54706],[-94.5685,16.54621],[-94.56502,16.5445],[-94.56169,16.54285],[-94.55993,16.54198],[-94.55821,16.54112],[-94.55637,16.5402],[-94.55457,16.5393],[-94.55287,16.53844],[-94.55118,16.5376],[-94.54945,16.53674],[-94.54761,16.53581],[-94.54582,16.53492],[-94.54413,16.53408],[-94.54074,16.53239],[-94.53902,16.53152],[-94.53702,16.53052],[-94.53542,16.52973],[-94.53346,16.52875],[-94.53204,16.52804],[-94.53031,16.52719],[-94.52866,16.52636],[-94.52693,16.5255],[-94.52512,16.5246],[-94.52329,16.52369],[-94.52152,16.5228],[-94.51967,16.52189],[-94.51793,16.52103],[-94.51618,16.52016],[-94.51407,16.51908],[-94.51243,16.51823],[-94.51077,16.51737],[-94.50912,16.51653],[-94.50734,16.51561],[-94.50582,16.51483],[-94.50406,16.51393],[-94.50241,16.51308],[-94.5009,16.5123],[-94.49914,16.51139],[-94.49742,16.51052],[-94.49575,16.50965],[-94.49459,16.50906],[-94.49168,16.50756],[-94.49026,16.50682],[-94.48237,16.50271],[-94.47986,16.50139],[-94.47871,16.50081],[-94.47317,16.49791],[-94.47107,16.4968],[-94.46928,16.49586],[-94.46726,16.49481],[-94.46561,16.49396],[-94.46403,16.49448],[-94.46065,16.4956],[-94.4588,16.49622],[-94.45643,16.497],[-94.45293,16.49815],[-94.44883,16.49953],[-94.44639,16.50034],[-94.44288,16.50148],[-94.4405,16.50228],[-94.43899,16.50101],[-94.43775,16.49999],[-94.43614,16.49865],[-94.43566,16.49825],[-94.43442,16.49719],[-94.433,16.49599],[-94.4316,16.49482],[-94.43012,16.49357],[-94.42855,16.49226],[-94.42521,16.49207],[-94.41658,16.49159],[-94.4147,16.49148],[-94.41322,16.4914],[-94.409,16.49117],[-94.40726,16.49106],[-94.4048,16.49092],[-94.40269,16.49079],[-94.39923,16.49059],[-94.39811,16.48998],[-94.39558,16.48852],[-94.39399,16.48761],[-94.39262,16.48683],[-94.39039,16.48555],[-94.38835,16.48439],[-94.38675,16.48346],[-94.38448,16.48216],[-94.38289,16.48124],[-94.38087,16.4801],[-94.37887,16.47894],[-94.37739,16.4781],[-94.37565,16.4771],[-94.37426,16.47632],[-94.37263,16.47539],[-94.37108,16.4745],[-94.36941,16.47353],[-94.36761,16.47252],[-94.36262,16.46961],[-94.36043,16.47009],[-94.35873,16.47044],[-94.3569,16.47083],[-94.35353,16.47155],[-94.35009,16.47229],[-94.34839,16.47265],[-94.34692,16.47296],[-94.34377,16.47364],[-94.34149,16.47412],[-94.33798,16.47487],[-94.33579,16.47534],[-94.33474,16.47556],[-94.3335,16.4758],[-94.33193,16.47536],[-94.32999,16.47479],[-94.32877,16.47444],[-94.32689,16.47389],[-94.32486,16.4733],[-94.32295,16.47274],[-94.32125,16.47224],[-94.31916,16.47164],[-94.31703,16.47101],[-94.31539,16.47053],[-94.31298,16.46984],[-94.31111,16.46927],[-94.30706,16.46808],[-94.30522,16.46754],[-94.30208,16.46663],[-94.29591,16.46347],[-94.29044,16.46063],[-94.28876,16.45978],[-94.28203,16.45629],[-94.28,16.45523],[-94.27688,16.45365],[-94.2742,16.45226],[-94.27197,16.45108],[-94.26759,16.44882],[-94.264,16.44703],[-94.26153,16.44576],[-94.26002,16.44502],[-94.25851,16.44423],[-94.25665,16.44326],[-94.25512,16.4425],[-94.25151,16.43943],[-94.24997,16.43795],[-94.24692,16.43477],[-94.24573,16.43349],[-94.24448,16.43226],[-94.24349,16.43118],[-94.24196,16.42958],[-94.23934,16.42684],[-94.2367,16.42407],[-94.23536,16.42267],[-94.2331,16.42031],[-94.22908,16.41613],[-94.22709,16.41408],[-94.22571,16.41255],[-94.22423,16.411],[-94.22224,16.40892],[-94.21895,16.40764],[-94.21696,16.40689],[-94.21418,16.40576],[-94.20984,16.40408],[-94.20737,16.40311],[-94.20384,16.40241],[-94.18592,16.39907],[-94.18188,16.39465],[-94.17212,16.38397],[-94.17141,16.38321],[-94.17235,16.37927],[-94.17277,16.37746],[-94.17322,16.3756],[-94.17404,16.37219],[-94.17456,16.36998],[-94.17547,16.3661],[-94.17634,16.36236],[-94.17678,16.36054],[-94.17728,16.35846],[-94.17774,16.35656],[-94.17821,16.35464],[-94.17907,16.35104],[-94.17956,16.34902],[-94.18,16.34721],[-94.18047,16.34525],[-94.18134,16.34166],[-94.18275,16.33583],[-94.18736,16.31697],[-94.18948,16.30869],[-94.18784,16.30727],[-94.18537,16.30525],[-94.18408,16.30416],[-94.18275,16.30305],[-94.18129,16.30182],[-94.18006,16.3008],[-94.17875,16.2997],[-94.17731,16.29849],[-94.17463,16.29623],[-94.17494,16.29585]]}}
Línea 115.0 kV | LineString | 115.0 kV |  |  |  | CFE |  |  |  |  | OpenStreetMap | {"type":"Feature","properties":{},"geometry":{"type":"LineString","coordinates":[[-90.76115,18.61004],[-90.76027,18.61161],[-90.7599,18.6135],[-90.76103,18.61464],[-90.76349,18.61704],[-90.76692,18.62041],[-90.77065,18.62408],[-90.77375,18.62713],[-90.77665,18.6291],[-90.77991,18.63131],[-90.78331,18.63361],[-90.78675,18.63593],[-90.78962,18.63786],[-90.79233,18.63972],[-90.79668,18.64267],[-90.80048,18.64525],[-90.80389,18.64757],[-90.80762,18.6501],[-90.81228,18.65326],[-90.81617,18.6559],[-90.82019,18.65863],[-90.82421,18.66136],[-90.82822,18.66408],[-90.83218,18.66676],[-90.83502,18.66867],[-90.83796,18.67065],[-90.84204,18.67333],[-90.84616,18.67611],[-90.84969,18.6785],[-90.85398,18.68139],[-90.85815,18.68421],[-90.86261,18.68725],[-90.8644,18.68842],[-90.86682,18.69006],[-90.87068,18.69266],[-90.87465,18.69536],[-90.87892,18.69819],[-90.88214,18.70036],[-90.88565,18.70272],[-90.88995,18.7056],[-90.8937,18.70813],[-90.89772,18.71085],[-90.90143,18.71335],[-90.90542,18.71604],[-90.90909,18.71849],[-90.91298,18.72112],[-90.91693,18.72378],[-90.91996,18.72582],[-90.92299,18.72786],[-90.92715,18.73065],[-90.93076,18.73309],[-90.93488,18.73587],[-90.93813,18.73803],[-90.94116,18.74009],[-90.94479,18.7425],[-90.94808,18.74469],[-90.95194,18.74729],[-90.95594,18.74998],[-90.95854,18.75174],[-90.96049,18.75609],[-90.96233,18.76025],[-90.96426,18.76461],[-90.96626,18.76911],[-90.96823,18.7735],[-90.97006,18.7776],[-90.97197,18.78187],[-90.97389,18.78614],[-90.97572,18.79028],[-90.97758,18.79444],[-90.97936,18.7984],[-90.98092,18.80192],[-90.98267,18.80583],[-90.98395,18.80867],[-90.98531,18.81172],[-90.98727,18.81565],[-90.98917,18.81947],[-90.99109,18.82331],[-90.99298,18.82712],[-90.99488,18.83088],[-90.9968,18.83477],[-90.99872,18.83856],[-91.00063,18.84245],[-91.00244,18.84608],[-91.00404,18.8493],[-91.00367,18.85103],[-91.00511,18.85405],[-91.00711,18.85827],[-91.00911,18.86253],[-91.01093,18.86633],[-91.01426,18.86906],[-91.01764,18.87184],[-91.01984,18.87367],[-91.02272,18.87445],[-91.02664,18.87766],[-91.03045,18.88082],[-91.0341,18.88381],[-91.03777,18.88685],[-91.04146,18.88989],[-91.04516,18.89294],[-91.04872,18.89587],[-91.05137,18.89805],[-91.05424,18.90042],[-91.05818,18.90366],[-91.06214,18.90691],[-91.06599,18.9101],[-91.06989,18.9133],[-91.0736,18.91638],[-91.07726,18.91939],[-91.08082,18.92231],[-91.08422,18.92514],[-91.08744,18.92778],[-91.09205,18.92917],[-91.09713,18.93064],[-91.10168,18.93208],[-91.10661,18.93355],[-91.11107,18.93489],[-91.1149,18.93602],[-91.11879,18.93807],[-91.12336,18.94055],[-91.12779,18.9429],[-91.13156,18.94495],[-91.13567,18.94712],[-91.14045,18.94969],[-91.14504,18.95214],[-91.14906,18.95429],[-91.15354,18.95514],[-91.15848,18.95606],[-91.16371,18.95702],[-91.16875,18.95795],[-91.17356,18.95884],[-91.17854,18.95976],[-91.18293,18.96057],[-91.18712,18.96134],[-91.19056,18.962],[-91.1911,18.96208],[-91.19167,18.96216],[-91.19212,18.96225]]}}
Línea 115.0 kV | LineString | 115.0 kV | 1 |  |  | CFE |  |  |  |  | OpenStreetMap | {"type":"Feature","properties":{},"geometry":{"type":"LineString","coordinates":[[-86.90446,20.849],[-86.90442,20.8487]]}}
Línea 115.0 kV | LineString | 115.0 kV |  |  |  | CFE |  |  |  |  | OpenStreetMap | {"type":"Feature","properties":{},"geometry":{"type":"LineString","coordinates":[[-86.96605,20.77618],[-86.96634,20.7763]]}}
Línea 115.0 kV | LineString | 115.0 kV |  |  |  | CFE |  |  |  |  | OpenStreetMap | {"type":"Feature","properties":{},"geometry":{"type":"LineString","coordinates":[[-86.96634,20.7763],[-86.96614,20.77607]]}}
Línea 115.0 kV | LineString | 115.0 kV | 1 |  |  | CFE |  |  |  |  | OpenStreetMap | {"type":"Feature","properties":{},"geometry":{"type":"LineString","coordinates":[[-86.90442,20.8487],[-86.90421,20.84893]]}}
Línea 115.0 kV | LineString | 115.0 kV |  |  |  | CFE |  |  |  |  | OpenStreetMap | {"type":"Feature","properties":{},"geometry":{"type":"LineString","coordinates":[[-86.90338,20.84814],[-86.90303,20.84843]]}}
Línea 115.0 kV | LineString | 115.0 kV | 2 |  |  | CFE |  |  |  |  | OpenStreetMap | {"type":"Feature","properties":{},"geometry":{"type":"LineString","coordinates":[[-86.90338,20.84814],[-86.90385,20.84862],[-86.90442,20.8487]]}}
Línea 115.0 kV | LineString | 115.0 kV | 2 |  |  | Comisión Federal de Electricidad |  |  |  |  | OpenStreetMap | {"type":"Feature","properties":{},"geometry":{"type":"LineString","coordinates":[[-87.03269,20.69546],[-87.03314,20.69575],[-87.03297,20.69599]]}}
Línea 115.0 kV | LineString | 115.0 kV |  |  |  | CFE |  |  |  |  | OpenStreetMap | {"type":"Feature","properties":{},"geometry":{"type":"LineString","coordinates":[[-86.92066,20.83064],[-86.91939,20.82987],[-86.91908,20.83023],[-86.91635,20.83335],[-86.91357,20.8365],[-86.911,20.83947],[-86.90885,20.84192],[-86.90675,20.8443],[-86.90461,20.84675],[-86.90338,20.84814]]}}
Línea 115.0 kV | LineString | 115.0 kV |  |  |  | CFE |  |  |  |  | OpenStreetMap | {"type":"Feature","properties":{},"geometry":{"type":"LineString","coordinates":[[-88.25276,20.71069],[-88.24998,20.71047],[-88.24618,20.71017],[-88.24224,20.70985],[-88.23825,20.70954],[-88.23439,20.70924],[-88.23034,20.70923],[-88.22702,20.70924],[-88.22326,20.70924],[-88.21982,20.70924],[-88.21668,20.70925],[-88.21303,20.70924],[-88.21054,20.70924],[-88.20738,20.70923],[-88.20556,20.70924]]}}
Línea 115.0 kV | LineString | 115.0 kV |  |  |  | CFE |  |  |  |  | OpenStreetMap | {"type":"Feature","properties":{},"geometry":{"type":"LineString","coordinates":[[-88.22202,20.70771],[-88.22446,20.70789],[-88.22808,20.70819],[-88.23135,20.70844],[-88.23453,20.7087],[-88.23737,20.70893],[-88.24062,20.70918],[-88.2438,20.70943],[-88.24684,20.70967],[-88.25074,20.70997],[-88.25288,20.71015],[-88.25369,20.7095]]}}
Línea 115.0 kV | LineString | 115.0 kV |  |  |  | CFE |  |  |  |  | OpenStreetMap | {"type":"Feature","properties":{},"geometry":{"type":"LineString","coordinates":[[-88.25369,20.7095],[-88.25276,20.71069]]}}
Línea 115.0 kV | LineString | 115.0 kV |  |  |  | CFE |  |  |  |  | OpenStreetMap | {"type":"Feature","properties":{},"geometry":{"type":"LineString","coordinates":[[-88.25276,20.71069],[-88.25481,20.71]]}}
Línea 115.0 kV | LineString | 115.0 kV |  |  |  | CFE |  |  |  |  | OpenStreetMap | {"type":"Feature","properties":{},"geometry":{"type":"LineString","coordinates":[[-88.26505,20.69808],[-88.26471,20.69785],[-88.26513,20.69793]]}}
Línea 115.0 kV | LineString | 115.0 kV |  |  |  | CFE |  |  |  |  | OpenStreetMap | {"type":"Feature","properties":{},"geometry":{"type":"LineString","coordinates":[[-88.2652,20.69778],[-88.26485,20.69755],[-88.26526,20.69763]]}}
Línea 115.0 kV | LineString | 115.0 kV |  |  |  | CFE |  |  |  |  | OpenStreetMap | {"type":"Feature","properties":{},"geometry":{"type":"LineString","coordinates":[[-88.26471,20.69785],[-88.26223,20.69754],[-88.25961,20.69721],[-88.25742,20.69841],[-88.25574,20.69932],[-88.25551,20.70192],[-88.25524,20.70507],[-88.25497,20.70811],[-88.25481,20.71]]}}
Línea 115.0 kV | LineString | 115.0 kV |  |  |  | CFE |  |  |  |  | OpenStreetMap | {"type":"Feature","properties":{},"geometry":{"type":"LineString","coordinates":[[-88.25369,20.7095],[-88.25388,20.70727],[-88.2541,20.70493],[-88.25436,20.70187],[-88.25464,20.69888],[-88.25707,20.69754],[-88.26004,20.69592],[-88.26257,20.69678],[-88.26485,20.69755]]}}
Línea 115.0 kV | LineString | 115.0 kV |  |  |  | CFE |  |  |  |  | OpenStreetMap | {"type":"Feature","properties":{},"geometry":{"type":"LineString","coordinates":[[-88.20531,20.70952],[-88.20556,20.70924]]}}
Línea 115.0 kV | LineString | 115.0 kV |  |  |  | CFE |  |  |  |  | OpenStreetMap | {"type":"Feature","properties":{},"geometry":{"type":"LineString","coordinates":[[-88.20449,20.70967],[-88.20531,20.70952]]}}
Línea 115.0 kV | LineString | 115.0 kV |  |  |  | Comisión Federal de Electricidad |  |  |  |  | OpenStreetMap | {"type":"Feature","properties":{},"geometry":{"type":"LineString","coordinates":[[-88.20531,20.70952],[-88.20524,20.70925],[-88.20484,20.70837],[-88.20429,20.70708],[-88.20395,20.70638],[-88.20363,20.70637]]}}
Línea 115.0 kV | LineString | 115.0 kV |  |  |  | Comisión Federal de Electricidad |  |  |  |  | OpenStreetMap | {"type":"Feature","properties":{},"geometry":{"type":"LineString","coordinates":[[-88.22202,20.70771],[-88.21857,20.70744],[-88.21453,20.70712],[-88.21066,20.70681],[-88.20712,20.70652],[-88.20416,20.70628],[-88.20364,20.70618]]}}
Línea 115.0 kV | LineString | 115.0 kV |  |  |  | CFE |  |  |  |  | OpenStreetMap | {"type":"Feature","properties":{},"geometry":{"type":"LineString","coordinates":[[-87.08214,20.63109],[-87.08254,20.63085],[-87.08242,20.63073]]}}
Línea 115.0 kV | LineString | 115.0 kV | 2 |  |  | Comisión Federal de Electricidad |  |  |  |  | OpenStreetMap | {"type":"Feature","properties":{},"geometry":{"type":"LineString","coordinates":[[-86.86238,21.10045],[-86.86086,21.10208],[-86.85876,21.10434],[-86.85655,21.10677],[-86.85429,21.10927],[-86.85186,21.11188],[-86.84971,21.11426],[-86.84748,21.11669],[-86.84506,21.11939],[-86.84275,21.12193],[-86.84039,21.12446],[-86.83807,21.12699],[-86.83587,21.12946],[-86.8338,21.13171],[-86.83287,21.13271],[-86.83216,21.13348]]}}
Línea 115.0 kV | LineString | 115.0 kV |  |  |  | CFE |  |  |  |  | OpenStreetMap | {"type":"Feature","properties":{},"geometry":{"type":"LineString","coordinates":[[-86.83216,21.13348],[-86.83195,21.13346]]}}
Línea 115.0 kV | LineString | 115.0 kV | 2 |  |  | Comisión Federal de Electricidad |  |  |  |  | OpenStreetMap | {"type":"Feature","properties":{},"geometry":{"type":"LineString","coordinates":[[-86.86238,21.10045],[-86.86352,21.10071]]}}
Línea 115.0 kV | LineString | 115.0 kV |  |  |  | CFE |  |  |  |  | OpenStreetMap | {"type":"Feature","properties":{},"geometry":{"type":"LineString","coordinates":[[-86.83195,21.13364],[-86.83216,21.13348]]}}
Línea 115.0 kV | LineString | 115.0 kV | 1 |  |  | CFE |  |  |  |  | OpenStreetMap | {"type":"Feature","properties":{},"geometry":{"type":"LineString","coordinates":[[-86.86358,21.09983],[-86.86354,21.10001],[-86.86349,21.10021]]}}
Línea 115.0 kV | LineString | 115.0 kV | 1 |  |  | Comisión Federal de Electricidad |  |  |  |  | OpenStreetMap | {"type":"Feature","properties":{},"geometry":{"type":"LineString","coordinates":[[-86.86352,21.10071],[-86.8637,21.10036],[-86.86372,21.10027]]}}
Línea 115.0 kV | LineString | 115.0 kV |  |  |  | CFE |  |  |  |  | OpenStreetMap | {"type":"Feature","properties":{},"geometry":{"type":"LineString","coordinates":[[-88.53758,20.83247],[-88.53775,20.83218]]}}
Línea 115.0 kV | LineString | 115.0 kV |  |  |  | CFE |  |  |  |  | OpenStreetMap | {"type":"Feature","properties":{},"geometry":{"type":"LineString","coordinates":[[-88.53771,20.83265],[-88.53758,20.83247],[-88.5378,20.83247]]}}
Línea 115.0 kV | LineString | 115.0 kV | 1 |  |  | Comisión Federal de Electricidad |  |  |  |  | OpenStreetMap | {"type":"Feature","properties":{},"geometry":{"type":"LineString","coordinates":[[-88.26518,20.6975],[-88.26493,20.69739],[-88.26306,20.69662],[-88.26003,20.69538],[-88.25675,20.6964],[-88.2542,20.69718],[-88.25144,20.69805],[-88.24882,20.69886],[-88.24628,20.69972],[-88.24434,20.7003],[-88.24123,20.70124],[-88.2387,20.70203],[-88.23543,20.70306],[-88.23326,20.70373],[-88.22943,20.70494],[-88.22609,20.70597],[-88.2232,20.70576],[-88.21988,20.70554],[-88.21706,20.70534],[-88.21388,20.70511],[-88.211,20.70491],[-88.20794,20.7047],[-88.20459,20.70447],[-88.20107,20.7058],[-88.19792,20.70699],[-88.19473,20.70698],[-88.19207,20.70697],[-88.18938,20.70696],[-88.18661,20.70696],[-88.18327,20.70694],[-88.18007,20.70693],[-88.17744,20.70691],[-88.17411,20.70703],[-88.17091,20.70713],[-88.1681,20.70722],[-88.16511,20.70732],[-88.16235,20.70741],[-88.1596,20.7075],[-88.15684,20.7076],[-88.15405,20.70767],[-88.15148,20.70777],[-88.14861,20.70787],[-88.14534,20.70798],[-88.14195,20.70809],[-88.13857,20.70821],[-88.13529,20.70831],[-88.13194,20.70842],[-88.12854,20.70853],[-88.12516,20.70866],[-88.12181,20.70873],[-88.1183,20.70887],[-88.11505,20.70898],[-88.1117,20.70909],[-88.10951,20.70915],[-88.10656,20.70837],[-88.10357,20.70758],[-88.10095,20.7069],[-88.09814,20.70616],[-88.09541,20.70545],[-88.09269,20.70474],[-88.08981,20.70399],[-88.08671,20.70318],[-88.08344,20.70233],[-88.08013,20.70147],[-88.07741,20.70076],[-88.0752,20.70018],[-88.07243,20.69946],[-88.06937,20.69866],[-88.06621,20.69783],[-88.06328,20.69707],[-88.05999,20.69622],[-88.05651,20.69531],[-88.05339,20.69451],[-88.0502,20.69367],[-88.04724,20.6929],[-88.0444,20.69218],[-88.04174,20.69151],[-88.0395,20.69092],[-88.03735,20.68915],[-88.03488,20.68714],[-88.03247,20.68517],[-88.03018,20.6833],[-88.02758,20.68118],[-88.02564,20.67959],[-88.02362,20.67794],[-88.02139,20.67612],[-88.01965,20.67468],[-88.01723,20.6727],[-88.01476,20.67069],[-88.0126,20.66893],[-88.01049,20.6672],[-88.00718,20.66663],[-88.00392,20.66606],[-88.00066,20.6655],[-87.99736,20.66495],[-87.99432,20.66442],[-87.99134,20.66389],[-87.98804,20.66332],[-87.98532,20.66285],[-87.9818,20.66226],[-87.97873,20.66173],[-87.9753,20.66114],[-87.97187,20.66053],[-87.96816,20.65991],[-87.9651,20.65936],[-87.96244,20.65892],[-87.95998,20.65849],[-87.95734,20.65803],[-87.95444,20.65752],[-87.95183,20.65579],[-87.94962,20.6543],[-87.94712,20.65262],[-87.94439,20.6508],[-87.94155,20.64889],[-87.93932,20.6474],[-87.93701,20.64585],[-87.93418,20.64395],[-87.93169,20.64232],[-87.9304,20.63953],[-87.92905,20.63668],[-87.92765,20.6337],[-87.92624,20.63078],[-87.92498,20.62814],[-87.92397,20.62602],[-87.92321,20.62444],[-87.92207,20.62205],[-87.92021,20.61951],[-87.91833,20.61692],[-87.91632,20.61418],[-87.91425,20.61135],[-87.91232,20.60871],[-87.91059,20.60636],[-87.90893,20.60409],[-87.90568,20.60281],[-87.9025,20.60156],[-87.89976,20.60052],[-87.89729,20.59955],[-87.89475,20.59853],[-87.89165,20.59733],[-87.8886,20.59612],[-87.88545,20.59489],[-87.88259,20.59377],[-87.87947,20.59256],[-87.87618,20.59126],[-87.87302,20.59003],[-87.87019,20.58891],[-87.8676,20.58791],[-87.86478,20.5868],[-87.86163,20.58555],[-87.85892,20.58451],[-87.85636,20.58353],[-87.85336,20.58235],[-87.85026,20.58113],[-87.84728,20.57993],[-87.84399,20.57865],[-87.841,20.57747],[-87.83797,20.57628],[-87.83483,20.57505],[-87.83174,20.57382],[-87.8286,20.57263],[-87.82556,20.57143],[-87.82293,20.57036],[-87.82022,20.56928],[-87.81733,20.56814],[-87.81444,20.56699],[-87.81123,20.56573],[-87.80821,20.56455],[-87.80512,20.56333],[-87.80202,20.56213],[-87.79899,20.56093],[-87.7958,20.55967],[-87.79266,20.55843],[-87.78946,20.55716],[-87.78625,20.55591],[-87.78308,20.55467],[-87.78004,20.55346],[-87.77686,20.55223],[-87.77378,20.55101],[-87.77064,20.54977],[-87.76755,20.54856],[-87.7646,20.54739],[-87.7615,20.54617],[-87.7583,20.54491],[-87.75487,20.54357],[-87.75297,20.54282],[-87.75063,20.54054],[-87.74835,20.53836],[-87.74607,20.53621],[-87.74372,20.53394],[-87.74142,20.53174],[-87.73906,20.52948],[-87.73672,20.52724],[-87.73433,20.52496],[-87.73205,20.52279],[-87.72977,20.52059],[-87.72738,20.51829],[-87.72495,20.51595],[-87.72262,20.51372],[-87.72022,20.51142],[-87.71809,20.50938],[-87.71592,20.50678],[-87.71416,20.5047],[-87.71236,20.50254],[-87.71026,20.50005],[-87.70827,20.49768],[-87.70639,20.49545],[-87.70441,20.4931],[-87.70268,20.49107],[-87.70088,20.48893],[-87.69867,20.48632],[-87.69629,20.48345],[-87.69421,20.48099],[-87.69224,20.47866],[-87.6902,20.47622],[-87.68818,20.47379],[-87.68607,20.47131],[-87.68393,20.46877],[-87.68203,20.46651],[-87.6802,20.46434],[-87.67827,20.46205],[-87.67631,20.45971],[-87.67428,20.45731],[-87.67265,20.45537],[-87.67098,20.45338],[-87.66889,20.45089],[-87.6669,20.44853],[-87.66488,20.44614],[-87.66248,20.44329],[-87.66015,20.4405],[-87.65811,20.43808],[-87.65601,20.43559],[-87.65382,20.43302],[-87.65184,20.43065],[-87.64974,20.42816],[-87.64799,20.42606],[-87.64649,20.42428],[-87.64464,20.4221],[-87.64269,20.41979],[-87.64073,20.41746],[-87.63875,20.41509],[-87.63653,20.41295],[-87.63464,20.41112],[-87.63273,20.40926],[-87.63055,20.40716],[-87.62844,20.40512],[-87.62623,20.40298],[-87.62381,20.40064],[-87.62157,20.39847],[-87.61918,20.39616],[-87.61681,20.39388],[-87.61456,20.39168],[-87.61262,20.38981],[-87.61081,20.38806],[-87.6085,20.38581],[-87.60613,20.38354],[-87.60388,20.38137],[-87.60161,20.37918],[-87.59922,20.37685],[-87.59683,20.37455],[-87.59456,20.37233],[-87.59233,20.37017],[-87.58996,20.36788],[-87.5877,20.3657],[-87.58554,20.3636],[-87.58322,20.36133],[-87.58107,20.35925],[-87.57866,20.35693],[-87.57641,20.35475],[-87.57436,20.35278],[-87.57219,20.35048],[-87.57015,20.34832],[-87.568,20.34611],[-87.56575,20.34374],[-87.56351,20.34138],[-87.56141,20.33918],[-87.55941,20.33709],[-87.55724,20.33481],[-87.55574,20.33324],[-87.5541,20.33153],[-87.55232,20.32965],[-87.55042,20.32767],[-87.54833,20.32547],[-87.54581,20.32286],[-87.54344,20.32038],[-87.54142,20.31822],[-87.53906,20.31584],[-87.53699,20.31375],[-87.53524,20.31186],[-87.53311,20.31039],[-87.53074,20.30872],[-87.52807,20.30695],[-87.5253,20.30503],[-87.52247,20.30303],[-87.52021,20.30153],[-87.51796,20.29997],[-87.51541,20.29822],[-87.51309,20.29663],[-87.51047,20.29486],[-87.50821,20.29325],[-87.50554,20.29139],[-87.50292,20.28963],[-87.50059,20.28803],[-87.49847,20.28654],[-87.49652,20.2852],[-87.49471,20.28396],[-87.49268,20.28258],[-87.49008,20.28081],[-87.48801,20.27852],[-87.48564,20.276],[-87.48327,20.27347],[-87.48104,20.27104],[-87.47879,20.26868],[-87.47664,20.26629],[-87.47469,20.26421],[-87.47308,20.26248],[-87.4711,20.26032]]}}
Línea 115.0 kV | LineString | 115.0 kV | 1 |  |  | CFE |  |  |  |  | OpenStreetMap | {"type":"Feature","properties":{},"geometry":{"type":"LineString","coordinates":[[-88.53775,20.83218],[-88.53667,20.83192],[-88.53321,20.83167],[-88.52998,20.83143],[-88.52633,20.83117],[-88.52287,20.83095],[-88.51932,20.83068],[-88.51578,20.83043],[-88.51225,20.83018],[-88.50834,20.8299],[-88.50489,20.82966],[-88.50115,20.82939],[-88.49781,20.82915],[-88.49443,20.82892],[-88.49125,20.8287],[-88.48779,20.82846],[-88.48427,20.82821],[-88.48091,20.82797],[-88.47746,20.82772],[-88.47408,20.82748],[-88.47074,20.82724],[-88.46822,20.82566],[-88.4655,20.82397],[-88.46329,20.82256],[-88.46082,20.821],[-88.45794,20.81919],[-88.45498,20.81732],[-88.45211,20.81551],[-88.44907,20.81357],[-88.44609,20.81173],[-88.44354,20.81011],[-88.44053,20.80819],[-88.43805,20.80663],[-88.43502,20.80473],[-88.43231,20.80302],[-88.42969,20.80137],[-88.42696,20.79965],[-88.42418,20.79791],[-88.42156,20.79625],[-88.41902,20.79466],[-88.41608,20.7928],[-88.41306,20.7909],[-88.41053,20.78929],[-88.408,20.78768],[-88.40505,20.78584],[-88.40245,20.78417],[-88.40029,20.78282],[-88.39764,20.78116],[-88.39493,20.77945],[-88.39228,20.77779],[-88.38982,20.77623],[-88.38729,20.77462],[-88.38456,20.7729],[-88.38152,20.77099],[-88.37864,20.76917],[-88.37601,20.7675],[-88.37281,20.76549],[-88.36976,20.7636],[-88.3667,20.76178],[-88.36388,20.75995],[-88.36184,20.75856],[-88.35919,20.75691],[-88.35614,20.75499],[-88.35342,20.75326],[-88.3508,20.7516],[-88.34799,20.74984],[-88.34505,20.74797],[-88.34248,20.74636],[-88.33987,20.74469],[-88.33716,20.74299],[-88.33444,20.74127],[-88.33165,20.7395],[-88.32861,20.73759],[-88.32588,20.73588],[-88.32411,20.73472],[-88.32363,20.73443]]}}
Línea 115.0 kV | LineString | 115.0 kV | 1 |  |  | CFE |  |  |  |  | OpenStreetMap | {"type":"Feature","properties":{},"geometry":{"type":"LineString","coordinates":[[-98.49859,16.65407],[-98.49841,16.65421],[-98.49583,16.65519],[-98.48913,16.65631],[-98.48528,16.65697],[-98.48302,16.65733],[-98.47923,16.65799],[-98.47594,16.65862],[-98.47276,16.65913],[-98.46674,16.66022],[-98.46534,16.66052],[-98.46388,16.66081],[-98.45837,16.66169],[-98.45489,16.66222],[-98.44913,16.66326],[-98.44432,16.66402],[-98.44217,16.66443],[-98.43844,16.66505],[-98.43602,16.6655],[-98.43097,16.66641],[-98.42802,16.66688],[-98.42477,16.66746],[-98.42163,16.668],[-98.4186,16.66853],[-98.41554,16.6691],[-98.41178,16.66973],[-98.40811,16.67027],[-98.40372,16.67103],[-98.40115,16.6741],[-98.39887,16.67686],[-98.39774,16.6782],[-98.39529,16.6811],[-98.39314,16.68363],[-98.3905,16.68681],[-98.38825,16.68949],[-98.38603,16.69194],[-98.38312,16.69546],[-98.38071,16.69834],[-98.37868,16.7008],[-98.3751,16.70337],[-98.37159,16.70535],[-98.36827,16.70745],[-98.36584,16.70904],[-98.36165,16.71177],[-98.3585,16.71376],[-98.3555,16.71574],[-98.35229,16.71775],[-98.34891,16.71991],[-98.34534,16.72225],[-98.34138,16.7248],[-98.33904,16.72627],[-98.33465,16.72907],[-98.33157,16.73106],[-98.32685,16.73411],[-98.32288,16.7366],[-98.31887,16.73923],[-98.31509,16.74161],[-98.31159,16.74379],[-98.30863,16.74567],[-98.30766,16.75083],[-98.30737,16.75263],[-98.30703,16.75422],[-98.30621,16.75865],[-98.30578,16.76121],[-98.3052,16.76424],[-98.30488,16.76597],[-98.3046,16.76587]]}}
Línea 115.0 kV | LineString | 115.0 kV |  |  |  | CFE |  |  |  |  | OpenStreetMap | {"type":"Feature","properties":{},"geometry":{"type":"LineString","coordinates":[[-99.46227,20.76873],[-99.46255,20.76872],[-99.46921,20.76895],[-99.47194,20.76903],[-99.47279,20.76905],[-99.47657,20.76963],[-99.48114,20.77034],[-99.48569,20.77104],[-99.48968,20.77126],[-99.49666,20.77255],[-99.50394,20.77388],[-99.50467,20.77409],[-99.50462,20.77376]]}}
Línea 115.0 kV | LineString | 115.0 kV |  |  |  | CFE |  |  |  |  | OpenStreetMap | {"type":"Feature","properties":{},"geometry":{"type":"LineString","coordinates":[[-99.45809,20.84746],[-99.45827,20.84709],[-99.45734,20.84605],[-99.45798,20.84461],[-99.45544,20.84439],[-99.44963,20.84051],[-99.44682,20.83793],[-99.44681,20.83639],[-99.45422,20.83181],[-99.46141,20.82655],[-99.46601,20.81789],[-99.46716,20.81485],[-99.46701,20.81284],[-99.46633,20.80127],[-99.466,20.79654],[-99.4658,20.79419],[-99.46726,20.79019],[-99.46588,20.78438],[-99.46497,20.78028],[-99.46404,20.77639],[-99.46357,20.77446],[-99.46227,20.76873],[-99.46227,20.76576],[-99.46109,20.76175],[-99.45938,20.75621],[-99.45855,20.75352],[-99.46064,20.75181],[-99.46283,20.74995],[-99.46626,20.74717],[-99.47003,20.74397],[-99.47392,20.74077],[-99.47759,20.73771],[-99.47868,20.73679],[-99.47936,20.73293],[-99.48,20.72915],[-99.4813,20.72163],[-99.48204,20.71747],[-99.48348,20.70954],[-99.48385,20.70701],[-99.48402,20.70602],[-99.48483,20.70121],[-99.48526,20.69888],[-99.48633,20.69241],[-99.48684,20.68972],[-99.48787,20.68345],[-99.48841,20.68032],[-99.48961,20.67369],[-99.49032,20.66977],[-99.49106,20.66517],[-99.49388,20.66548],[-99.49476,20.66563],[-99.50001,20.6663],[-99.50692,20.66721],[-99.51249,20.67041],[-99.51496,20.67181],[-99.51618,20.67249],[-99.51909,20.67413],[-99.52492,20.67738],[-99.53013,20.68048],[-99.53054,20.68054]]}}
Línea 115.0 kV | LineString | 115.0 kV |  |  |  | CFE |  |  |  |  | OpenStreetMap | {"type":"Feature","properties":{},"geometry":{"type":"LineString","coordinates":[[-88.15908,21.12499],[-88.15952,21.12266],[-88.15986,21.11974],[-88.16014,21.11733],[-88.16044,21.11469],[-88.16096,21.11172],[-88.16147,21.10875],[-88.16203,21.10557],[-88.16234,21.10373],[-88.1625,21.10281],[-88.16295,21.10013],[-88.16342,21.09746],[-88.16405,21.094],[-88.16467,21.09057],[-88.16529,21.08715],[-88.16593,21.0837],[-88.16652,21.08025],[-88.16712,21.07707],[-88.16771,21.07348],[-88.1683,21.07049],[-88.16882,21.06757],[-88.1694,21.0645],[-88.16996,21.06143],[-88.17052,21.05826],[-88.1711,21.05515],[-88.17166,21.05204],[-88.17226,21.04869],[-88.1728,21.04581],[-88.1717,21.04251],[-88.17067,21.03941],[-88.16952,21.03595],[-88.16835,21.03241],[-88.16697,21.02826],[-88.1662,21.02593],[-88.1669,21.02299],[-88.16749,21.02052],[-88.16817,21.01766],[-88.16886,21.01482],[-88.16947,21.01221],[-88.17016,21.00935],[-88.17083,21.00649],[-88.17151,21.00366],[-88.17224,21.00064],[-88.17292,20.99777],[-88.17368,20.99456],[-88.17447,20.99125],[-88.1753,20.9878],[-88.176,20.98494],[-88.17658,20.9817],[-88.17715,20.97857],[-88.1777,20.97566],[-88.17828,20.97249],[-88.17873,20.97001],[-88.17923,20.9673],[-88.17984,20.96396],[-88.18035,20.96123],[-88.18085,20.95846],[-88.18142,20.95544],[-88.18201,20.95223],[-88.18255,20.9492],[-88.18316,20.94604],[-88.18371,20.943],[-88.18428,20.93997],[-88.18481,20.93706],[-88.185,20.93418],[-88.18521,20.93125],[-88.18541,20.92838],[-88.18562,20.92536],[-88.18581,20.92237],[-88.18603,20.91927],[-88.18623,20.91619],[-88.18646,20.91316],[-88.18664,20.90997],[-88.18686,20.90702],[-88.18698,20.9038],[-88.18705,20.90137],[-88.18714,20.89898],[-88.18729,20.89565],[-88.1874,20.89236],[-88.18753,20.88916],[-88.18764,20.88614],[-88.18775,20.88294],[-88.18785,20.87987],[-88.18795,20.87667],[-88.18808,20.87334],[-88.18822,20.87015],[-88.1883,20.86739],[-88.18843,20.86441],[-88.18854,20.86108],[-88.18867,20.8577],[-88.18877,20.85494],[-88.18887,20.85231],[-88.18896,20.84901],[-88.18908,20.8458],[-88.1892,20.84279],[-88.18929,20.83966],[-88.18936,20.83695],[-88.1895,20.8339],[-88.1896,20.83064],[-88.18968,20.82753],[-88.18982,20.82388],[-88.18992,20.82058],[-88.19,20.81771],[-88.19011,20.8146],[-88.19022,20.81142],[-88.191,20.80916],[-88.19185,20.80685],[-88.19289,20.80382],[-88.19387,20.80103],[-88.19478,20.79841],[-88.19589,20.79529],[-88.19696,20.79222],[-88.19806,20.7891],[-88.19905,20.78627],[-88.19998,20.78362],[-88.20094,20.78087],[-88.20197,20.77796],[-88.20293,20.77527],[-88.20371,20.77302],[-88.20373,20.77058],[-88.20378,20.76726],[-88.20379,20.76396],[-88.20383,20.76093],[-88.20389,20.75765],[-88.20395,20.75164],[-88.204,20.74832],[-88.20402,20.7451],[-88.20404,20.74211],[-88.20407,20.73883],[-88.20409,20.73593],[-88.20412,20.73255],[-88.20414,20.72985],[-88.20415,20.72665],[-88.20418,20.7256],[-88.20418,20.72455],[-88.20419,20.7235],[-88.20422,20.72021],[-88.20425,20.71676],[-88.20428,20.71311],[-88.20449,20.70967]]}}
Línea 115.0 kV | LineString | 115.0 kV |  |  |  | CFE |  |  |  |  | OpenStreetMap | {"type":"Feature","properties":{},"geometry":{"type":"LineString","coordinates":[[-88.34915,21.16189],[-88.34691,21.16116],[-88.34329,21.15996],[-88.33958,21.15867],[-88.33586,21.15735],[-88.3318,21.15607],[-88.32841,21.1549],[-88.32479,21.15366],[-88.32115,21.15238],[-88.31745,21.15108],[-88.31447,21.15008],[-88.31016,21.15032],[-88.30657,21.1506],[-88.30255,21.15092],[-88.29845,21.15122],[-88.29401,21.15151],[-88.29005,21.1518],[-88.28591,21.15208],[-88.28258,21.15222],[-88.27873,21.15253],[-88.27234,21.15301],[-88.2675,21.15334],[-88.26319,21.15366],[-88.25842,21.15398],[-88.25439,21.15425],[-88.24998,21.1546],[-88.24625,21.15341],[-88.2422,21.15211],[-88.23852,21.15098],[-88.23483,21.14976],[-88.2313,21.14866],[-88.22745,21.14744],[-88.22393,21.14627],[-88.22055,21.14526],[-88.21614,21.14385],[-88.21136,21.14235],[-88.20736,21.14108],[-88.20286,21.13963],[-88.1992,21.13849],[-88.19518,21.13715],[-88.19094,21.13584],[-88.18712,21.13457],[-88.1832,21.13336],[-88.17955,21.1322],[-88.17562,21.13094],[-88.17143,21.12951],[-88.17025,21.12912],[-88.1678,21.12832],[-88.16397,21.1272],[-88.1602,21.12601]]}}
Línea 115.0 kV | LineString | 115.0 kV |  |  |  | CFE |  |  |  |  | OpenStreetMap | {"type":"Feature","properties":{},"geometry":{"type":"LineString","coordinates":[[-88.53775,20.83218],[-88.53936,20.83259],[-88.54253,20.8334],[-88.5462,20.83436],[-88.54961,20.83524],[-88.55323,20.83616],[-88.55688,20.83706],[-88.56008,20.83789],[-88.56318,20.83868],[-88.56658,20.83955],[-88.56975,20.84037],[-88.57296,20.84123],[-88.57604,20.84198],[-88.57871,20.84268],[-88.58178,20.84345],[-88.58491,20.84427],[-88.58819,20.84508],[-88.59125,20.84583],[-88.59449,20.84668],[-88.59782,20.84754],[-88.60115,20.84841],[-88.60421,20.84918],[-88.60786,20.85009],[-88.61163,20.85106],[-88.61517,20.85196],[-88.61782,20.85264],[-88.62087,20.85343],[-88.62447,20.85433],[-88.62761,20.85512],[-88.63058,20.85588],[-88.63411,20.85678],[-88.63762,20.8577],[-88.64079,20.85848],[-88.64376,20.85926],[-88.64737,20.86019],[-88.65024,20.86091],[-88.65348,20.86175],[-88.65646,20.86251],[-88.65932,20.86325],[-88.66228,20.86399],[-88.66524,20.86477],[-88.6685,20.86559],[-88.67202,20.86652],[-88.67471,20.86717],[-88.67807,20.86802],[-88.68133,20.8689],[-88.68521,20.86984],[-88.68927,20.87089],[-88.69295,20.87183],[-88.6972,20.87293],[-88.70071,20.87383],[-88.7036,20.87456],[-88.70649,20.87529],[-88.71024,20.87623],[-88.71374,20.87713],[-88.7168,20.87791],[-88.71985,20.87868],[-88.72299,20.87948],[-88.7268,20.88045],[-88.72984,20.88123],[-88.7328,20.88198],[-88.73613,20.88284],[-88.73937,20.88367],[-88.74264,20.88449],[-88.74606,20.88537],[-88.74948,20.88623],[-88.75287,20.88661],[-88.7562,20.88697],[-88.75989,20.88739],[-88.76324,20.88775],[-88.76683,20.88812],[-88.77003,20.88848],[-88.77323,20.88884],[-88.77651,20.8892],[-88.78043,20.88962],[-88.78423,20.89005],[-88.78776,20.89043],[-88.7912,20.89081],[-88.79424,20.89114],[-88.79778,20.89153],[-88.80121,20.8919],[-88.80444,20.89226],[-88.8076,20.89261],[-88.81055,20.89293],[-88.81401,20.8933],[-88.81725,20.89366],[-88.8204,20.89401],[-88.82366,20.89436],[-88.82719,20.89474],[-88.8306,20.89512],[-88.83413,20.89551],[-88.83795,20.89593],[-88.84167,20.89633],[-88.84509,20.89672],[-88.84809,20.89704],[-88.85152,20.89742],[-88.85486,20.89779],[-88.85839,20.89818],[-88.86204,20.89857],[-88.86545,20.89892],[-88.8691,20.89932],[-88.87263,20.8997],[-88.87606,20.90008],[-88.87979,20.9005],[-88.88408,20.90097],[-88.88762,20.90138],[-88.89096,20.90175],[-88.89447,20.90214],[-88.89795,20.90252],[-88.90138,20.9029],[-88.90441,20.90323],[-88.90785,20.90363],[-88.9113,20.904],[-88.91484,20.90441],[-88.91818,20.90477],[-88.92145,20.90513],[-88.9244,20.90546],[-88.92765,20.9058],[-88.93045,20.90612],[-88.93377,20.90648],[-88.93723,20.90685],[-88.94104,20.9073],[-88.94435,20.90768],[-88.94778,20.90804],[-88.95111,20.90841],[-88.95442,20.90877],[-88.95815,20.90918],[-88.96176,20.90959],[-88.96526,20.91035],[-88.96912,20.91119],[-88.97262,20.91191],[-88.9758,20.91263],[-88.97895,20.9133],[-88.98191,20.91394],[-88.98471,20.91457],[-88.98769,20.9152],[-88.99101,20.91593],[-88.99417,20.91658],[-88.99769,20.91737],[-89.00101,20.9181],[-89.00482,20.91891],[-89.00852,20.9197],[-89.011,20.92025]]}}
Línea 115.0 kV | LineString | 115.0 kV |  |  |  | CFE |  |  |  |  | OpenStreetMap | {"type":"Feature","properties":{},"geometry":{"type":"LineString","coordinates":[[-89.01187,20.91943],[-89.01116,20.91961]]}}
Línea 115.0 kV | LineString | 115.0 kV |  |  |  | CFE |  |  |  |  | OpenStreetMap | {"type":"Feature","properties":{},"geometry":{"type":"LineString","coordinates":[[-89.01116,20.91961],[-89.0118,20.91927]]}}
Línea 115.0 kV | LineString | 115.0 kV | 2 |  |  | CFE |  |  |  |  | OpenStreetMap | {"type":"Feature","properties":{},"geometry":{"type":"LineString","coordinates":[[-89.01116,20.91961],[-89.011,20.92025]]}}
Línea 115.0 kV | LineString | 115.0 kV | 2 |  |  | CFE |  |  |  |  | OpenStreetMap | {"type":"Feature","properties":{},"geometry":{"type":"LineString","coordinates":[[-86.90383,21.04224],[-86.905,21.04274],[-86.90687,21.04432],[-86.90876,21.04588],[-86.91082,21.04761],[-86.91244,21.04895],[-86.91451,21.0507],[-86.91638,21.05224],[-86.91825,21.05382],[-86.91965,21.05497],[-86.91983,21.0569],[-86.92002,21.05895],[-86.91895,21.06045],[-86.91752,21.06242],[-86.91613,21.06434],[-86.91471,21.06628],[-86.91327,21.06828],[-86.91223,21.06972],[-86.91115,21.07121],[-86.9101,21.07265],[-86.91045,21.07444],[-86.91019,21.07542],[-86.90871,21.07564],[-86.906,21.07529],[-86.90342,21.07492],[-86.90076,21.07455],[-86.89809,21.07419],[-86.89543,21.07382],[-86.89276,21.07345],[-86.89009,21.0731],[-86.88723,21.07299]]}}
Línea 115.0 kV | LineString | 115.0 kV |  |  |  | CFE |  |  |  |  | OpenStreetMap | {"type":"Feature","properties":{},"geometry":{"type":"LineString","coordinates":[[-86.87034,21.14315],[-86.87006,21.14295],[-86.87001,21.14201],[-86.86994,21.14123],[-86.86987,21.14027],[-86.86972,21.13976],[-86.86812,21.13756],[-86.86641,21.13519],[-86.86488,21.1331],[-86.86486,21.13306],[-86.86477,21.13306],[-86.86236,21.13311],[-86.85952,21.13319],[-86.85656,21.13327],[-86.85353,21.13335],[-86.85056,21.13343],[-86.84758,21.1335],[-86.84502,21.13357],[-86.84279,21.13364],[-86.84063,21.13369],[-86.83889,21.13374],[-86.83866,21.13375],[-86.83662,21.13381],[-86.83441,21.13385],[-86.83294,21.13387],[-86.83216,21.13388],[-86.83196,21.13389]]}}
Línea 115.0 kV | LineString | 115.0 kV |  |  |  | CFE |  |  |  |  | OpenStreetMap | {"type":"Feature","properties":{},"geometry":{"type":"LineString","coordinates":[[-86.85069,21.06784],[-86.84818,21.06795],[-86.84793,21.06797],[-86.84702,21.06785],[-86.84706,21.06746],[-86.84679,21.06745]]}}
Línea 115.0 kV | LineString | 115.0 kV |  |  |  | CFE |  |  |  |  | OpenStreetMap | {"type":"Feature","properties":{},"geometry":{"type":"LineString","coordinates":[[-88.15801,21.12025],[-88.15608,21.11949],[-88.15341,21.11846],[-88.15104,21.11752],[-88.15023,21.11721],[-88.14843,21.11652],[-88.14733,21.11601],[-88.14588,21.11554],[-88.14318,21.11446],[-88.14007,21.11327],[-88.13717,21.11212],[-88.13449,21.11106],[-88.13167,21.10996],[-88.12898,21.10891],[-88.12615,21.10779],[-88.12332,21.10669],[-88.1207,21.10567],[-88.118,21.10461],[-88.11532,21.10358],[-88.11268,21.10255],[-88.10999,21.10148],[-88.10717,21.10038],[-88.10433,21.09927],[-88.10201,21.09836],[-88.09981,21.0975],[-88.09703,21.09641],[-88.09421,21.0953],[-88.09162,21.09429],[-88.08904,21.09327],[-88.08625,21.09218],[-88.08363,21.09114],[-88.08136,21.09026],[-88.07868,21.08921],[-88.07588,21.08811],[-88.07308,21.08703],[-88.07049,21.086],[-88.0679,21.08498],[-88.06506,21.08387],[-88.06213,21.08271],[-88.05946,21.08167],[-88.05658,21.08054],[-88.0542,21.0796],[-88.0517,21.07863],[-88.04898,21.07756],[-88.04622,21.07648],[-88.04396,21.07559],[-88.04191,21.07478],[-88.03934,21.07378],[-88.03682,21.0728],[-88.03402,21.0717],[-88.03138,21.07066],[-88.0284,21.06949],[-88.0256,21.0684],[-88.02287,21.06732],[-88.02014,21.06625],[-88.01745,21.0652],[-88.01468,21.06413],[-88.01213,21.06313],[-88.00937,21.06204],[-88.00649,21.06092],[-88.0039,21.05989],[-88.00084,21.05869],[-87.99786,21.05752],[-87.99511,21.05644],[-87.99177,21.05513],[-87.98896,21.05403],[-87.98571,21.05275],[-87.98257,21.05152],[-87.9795,21.0503],[-87.97658,21.04915],[-87.97377,21.04805],[-87.9712,21.04705],[-87.96831,21.0459],[-87.96555,21.04483],[-87.96253,21.04364],[-87.95992,21.04262],[-87.95775,21.04176],[-87.95508,21.0407],[-87.95188,21.03945],[-87.94862,21.03818],[-87.94595,21.03709],[-87.94279,21.03589],[-87.93979,21.03464],[-87.93698,21.03357],[-87.93437,21.03254],[-87.93219,21.03169],[-87.92931,21.03054],[-87.92674,21.02953],[-87.92412,21.02851],[-87.92112,21.02732],[-87.91791,21.02607],[-87.9153,21.025],[-87.91246,21.02388],[-87.90972,21.02282],[-87.90708,21.02178],[-87.90438,21.02072],[-87.90166,21.01967],[-87.89893,21.01858],[-87.89613,21.01748],[-87.89332,21.01638],[-87.89058,21.01528],[-87.88789,21.01421],[-87.88488,21.01302],[-87.88234,21.01202],[-87.87951,21.01091],[-87.87685,21.00986],[-87.87406,21.00878],[-87.87127,21.00767],[-87.86862,21.00661],[-87.86583,21.00551],[-87.86303,21.00441],[-87.86025,21.0033],[-87.85721,21.00209],[-87.85435,21.00098],[-87.85151,20.99986],[-87.84878,20.99877],[-87.84605,20.99769],[-87.84352,20.99669],[-87.84086,20.99566],[-87.83808,20.99456],[-87.83512,20.99339],[-87.83232,20.99228],[-87.82933,20.99109],[-87.82644,20.98994],[-87.82341,20.98877],[-87.82044,20.98761],[-87.81773,20.98655],[-87.81504,20.98606],[-87.8123,20.98558],[-87.80933,20.98506],[-87.80635,20.98452],[-87.80353,20.98403],[-87.80061,20.98351],[-87.79777,20.98302],[-87.79542,20.98259],[-87.79308,20.98218],[-87.79024,20.98168],[-87.78753,20.9812],[-87.78461,20.98068],[-87.78148,20.98012],[-87.77815,20.97954],[-87.77539,20.97905],[-87.77244,20.97852],[-87.76954,20.97802],[-87.76649,20.97747],[-87.76345,20.97693],[-87.76039,20.97639],[-87.75706,20.9758],[-87.7541,20.97528],[-87.75128,20.97478],[-87.74834,20.97425],[-87.74555,20.97376],[-87.74261,20.97323],[-87.73966,20.97271],[-87.73669,20.97218],[-87.73371,20.97167],[-87.73095,20.97117],[-87.72801,20.97065],[-87.72533,20.97017],[-87.72242,20.96965],[-87.71959,20.96915],[-87.71671,20.96864],[-87.71388,20.96813],[-87.71087,20.9676],[-87.70818,20.96711],[-87.70515,20.96658],[-87.7022,20.96605],[-87.69971,20.96561],[-87.6975,20.96521],[-87.69511,20.96477],[-87.69248,20.9643],[-87.68976,20.96381],[-87.68692,20.96331],[-87.68373,20.96374],[-87.68096,20.96412],[-87.67815,20.9645],[-87.6753,20.96488],[-87.67253,20.96526],[-87.66961,20.96565],[-87.66678,20.96604],[-87.66423,20.96638],[-87.66192,20.9667],[-87.65937,20.96704],[-87.65645,20.96743],[-87.6535,20.96783],[-87.65047,20.96825],[-87.64753,20.96864],[-87.64452,20.96904],[-87.64124,20.96948],[-87.63829,20.96987],[-87.63539,20.97026],[-87.63237,20.97066],[-87.62993,20.97099],[-87.62753,20.97131],[-87.62451,20.97172],[-87.62154,20.97211],[-87.61865,20.9725],[-87.6158,20.97287],[-87.61279,20.97328],[-87.60976,20.97367],[-87.60686,20.97406],[-87.60385,20.97446],[-87.60088,20.97486],[-87.5979,20.97525],[-87.59509,20.97562],[-87.59231,20.976],[-87.58931,20.97639],[-87.58642,20.97678],[-87.58386,20.97712],[-87.58138,20.97744],[-87.57888,20.97777],[-87.57589,20.97817],[-87.57287,20.97857],[-87.56979,20.97898],[-87.56701,20.97934],[-87.56394,20.97975],[-87.56072,20.98017],[-87.55787,20.98054],[-87.55476,20.98096],[-87.55189,20.98133],[-87.54904,20.9817],[-87.54599,20.9821],[-87.54317,20.98247],[-87.5403,20.98285],[-87.5374,20.98323],[-87.53445,20.98361],[-87.53147,20.98401],[-87.52864,20.98438],[-87.52554,20.98478],[-87.52247,20.98517],[-87.51908,20.98562],[-87.51642,20.98597],[-87.51319,20.98639],[-87.51013,20.98678],[-87.50733,20.98642],[-87.50412,20.98605],[-87.50408,20.98671],[-87.50375,20.98672]]}}
Línea 115.0 kV | LineString | 115.0 kV |  |  |  | CFE |  |  |  |  | OpenStreetMap | {"type":"Feature","properties":{},"geometry":{"type":"LineString","coordinates":[[-89.67813,20.97569],[-89.67806,20.97594],[-89.67767,20.97741],[-89.67679,20.98065],[-89.67597,20.9837],[-89.6751,20.98693],[-89.67417,20.99034],[-89.67266,20.99252],[-89.67117,20.99465],[-89.67081,20.99529],[-89.66977,20.99481]]}}
Línea 115.0 kV | LineString | 115.0 kV |  |  |  | CFE |  |  |  |  | OpenStreetMap | {"type":"Feature","properties":{},"geometry":{"type":"LineString","coordinates":[[-89.6882,20.92825],[-89.68873,20.92865]]}}
Línea 115.0 kV | LineString | 115.0 kV |  |  |  | CFE |  |  |  |  | OpenStreetMap | {"type":"Feature","properties":{},"geometry":{"type":"LineString","coordinates":[[-89.68873,20.92865],[-89.68849,20.92805]]}}
Línea 115.0 kV | LineString | 115.0 kV |  |  |  | CFE |  |  |  |  | OpenStreetMap | {"type":"Feature","properties":{},"geometry":{"type":"LineString","coordinates":[[-89.66977,20.99481],[-89.66992,20.99426]]}}
Línea 115.0 kV | LineString | 115.0 kV |  |  |  | CFE |  |  |  |  | OpenStreetMap | {"type":"Feature","properties":{},"geometry":{"type":"LineString","coordinates":[[-89.66977,20.99481],[-89.67004,20.99434]]}}
Línea 115.0 kV | LineString | 115.0 kV |  |  |  | CFE |  |  |  |  | OpenStreetMap | {"type":"Feature","properties":{},"geometry":{"type":"LineString","coordinates":[[-90.61341,19.79399],[-90.61255,19.79342],[-90.60922,19.79219],[-90.60579,19.79088],[-90.60156,19.79056],[-90.59677,19.79018],[-90.59298,19.78989],[-90.58949,19.78962],[-90.58726,19.78943],[-90.58262,19.78907],[-90.58024,19.7889],[-90.57734,19.78866],[-90.57519,19.78848],[-90.57011,19.78808],[-90.56737,19.78789],[-90.5637,19.78758],[-90.55974,19.78729],[-90.5569,19.78707],[-90.55284,19.78676],[-90.54974,19.7865],[-90.54546,19.78609],[-90.54281,19.7859],[-90.53902,19.7856],[-90.53687,19.78543],[-90.53311,19.78513],[-90.52868,19.78478],[-90.52376,19.78439],[-90.52185,19.78425],[-90.51718,19.78388],[-90.51402,19.78364],[-90.51069,19.78338],[-90.50699,19.78308],[-90.50303,19.78275],[-90.49609,19.7838],[-90.4925,19.78432],[-90.48882,19.78493],[-90.48681,19.78805],[-90.48526,19.79056],[-90.48309,19.794],[-90.48188,19.79818],[-90.48128,19.80025],[-90.48068,19.80254],[-90.4795,19.80663],[-90.47852,19.81002],[-90.4778,19.81248],[-90.47718,19.81461],[-90.47592,19.81753],[-90.47495,19.81974],[-90.47358,19.82281],[-90.47208,19.82619],[-90.47073,19.8293],[-90.46942,19.83232],[-90.46836,19.83474],[-90.46725,19.83718],[-90.46635,19.83924],[-90.46535,19.84157],[-90.46444,19.84357],[-90.46286,19.8471],[-90.46072,19.85199],[-90.45941,19.855],[-90.45848,19.85711],[-90.45732,19.85982],[-90.45578,19.86335],[-90.45477,19.8656],[-90.45413,19.86708],[-90.45277,19.87019],[-90.45137,19.87337],[-90.45055,19.8752],[-90.44862,19.87962],[-90.44739,19.88246],[-90.44611,19.88538],[-90.44396,19.89022],[-90.44277,19.89298],[-90.44175,19.89529]]}}
Línea 115.0 kV | LineString | 115.0 kV |  |  |  | CFE |  |  |  |  | OpenStreetMap | {"type":"Feature","properties":{},"geometry":{"type":"LineString","coordinates":[[-89.65691,20.89513],[-89.65664,20.89509],[-89.6544,20.89495],[-89.65193,20.89487],[-89.64932,20.89623],[-89.64675,20.89755],[-89.64398,20.89897],[-89.64137,20.90034],[-89.6393,20.90138],[-89.63897,20.90155],[-89.63675,20.90273],[-89.63428,20.90399],[-89.63181,20.90531],[-89.62954,20.90685],[-89.62683,20.90871],[-89.62418,20.9105],[-89.6219,20.91207],[-89.62165,20.91166]]}}
Línea 115.0 kV | LineString | 115.0 kV |  |  |  | CFE |  |  |  |  | OpenStreetMap | {"type":"Feature","properties":{},"geometry":{"type":"LineString","coordinates":[[-89.68995,20.92847],[-89.69193,20.92708],[-89.69422,20.92549],[-89.69649,20.92391],[-89.69521,20.92167],[-89.69389,20.91937],[-89.69165,20.91706],[-89.68958,20.91492],[-89.68752,20.91279],[-89.6855,20.91072],[-89.6835,20.90865],[-89.68146,20.90654],[-89.67948,20.90448],[-89.67739,20.90233],[-89.67582,20.90072],[-89.67479,20.89829],[-89.67374,20.89583],[-89.67079,20.89569],[-89.66841,20.89558],[-89.66544,20.89546],[-89.66318,20.89537],[-89.66101,20.89526],[-89.66052,20.89523],[-89.65853,20.89517],[-89.65691,20.89513]]}}
Línea 115.0 kV | LineString | 115.0 kV |  |  |  | CFE |  |  |  |  | OpenStreetMap | {"type":"Feature","properties":{},"geometry":{"type":"LineString","coordinates":[[-89.68886,20.92781],[-89.68925,20.9283],[-89.68995,20.92847]]}}
Línea 115.0 kV | LineString | 115.0 kV |  |  |  | CFE |  |  |  |  | OpenStreetMap | {"type":"Feature","properties":{},"geometry":{"type":"LineString","coordinates":[[-89.68904,20.92766],[-89.68944,20.92817],[-89.68995,20.92847]]}}
Línea 115.0 kV | LineString | 115.0 kV |  |  |  | CFE |  |  |  |  | OpenStreetMap | {"type":"Feature","properties":{},"geometry":{"type":"LineString","coordinates":[[-89.57322,20.94483],[-89.57306,20.94479],[-89.57211,20.94468],[-89.57085,20.94452],[-89.5698,20.94439],[-89.56851,20.94422],[-89.56703,20.94404],[-89.5657,20.94386],[-89.56446,20.94371],[-89.56389,20.94409],[-89.56364,20.94543],[-89.56333,20.94664],[-89.56415,20.94679]]}}
Línea 115.0 kV | LineString | 115.0 kV |  |  |  | CFE |  |  |  |  | OpenStreetMap | {"type":"Feature","properties":{},"geometry":{"type":"LineString","coordinates":[[-89.56434,20.94694],[-89.56415,20.94679]]}}
Línea 115.0 kV | LineString | 115.0 kV |  |  |  | CFE |  |  |  |  | OpenStreetMap | {"type":"Feature","properties":{},"geometry":{"type":"LineString","coordinates":[[-89.59,20.98485],[-89.5884,20.98428]]}}
Línea 115.0 kV | LineString | 115.0 kV |  |  |  | CFE |  |  |  |  | OpenStreetMap | {"type":"Feature","properties":{},"geometry":{"type":"LineString","coordinates":[[-89.56415,20.94679],[-89.56444,20.94668]]}}
Línea 115.0 kV | LineString | 115.0 kV |  |  |  | CFE |  |  |  |  | OpenStreetMap | {"type":"Feature","properties":{},"geometry":{"type":"LineString","coordinates":[[-89.5926,20.98238],[-89.59241,20.98276],[-89.5917,20.98413],[-89.59,20.98485]]}}
Línea 115.0 kV | LineString | 115.0 kV |  |  |  | CFE |  |  |  |  | OpenStreetMap | {"type":"Feature","properties":{},"geometry":{"type":"LineString","coordinates":[[-89.58996,20.9847],[-89.59084,20.98396],[-89.59158,20.98338],[-89.59228,20.98277],[-89.59239,20.98239]]}}
Línea 115.0 kV | LineString | 115.0 kV |  |  |  | CFE |  |  |  |  | OpenStreetMap | {"type":"Feature","properties":{},"geometry":{"type":"LineString","coordinates":[[-89.57178,21.0005],[-89.56914,21.00267],[-89.56633,21.00523],[-89.56374,21.00758],[-89.56153,21.0096],[-89.56227,21.01268],[-89.56306,21.01589],[-89.56384,21.01909],[-89.56468,21.02259],[-89.56489,21.02344]]}}
Línea 115.0 kV | LineString | 115.0 kV | 2 |  |  | CFE |  |  |  |  | OpenStreetMap | {"type":"Feature","properties":{},"geometry":{"type":"LineString","coordinates":[[-89.62835,21.05],[-89.62825,21.05092]]}}
Línea 115.0 kV | LineString | 115.0 kV |  |  |  | CFE |  |  |  |  | OpenStreetMap | {"type":"Feature","properties":{},"geometry":{"type":"LineString","coordinates":[[-89.58073,20.99255],[-89.57917,20.99398],[-89.57604,20.99649]]}}
Línea 115.0 kV | LineString | 115.0 kV |  |  |  | CFE |  |  |  |  | OpenStreetMap | {"type":"Feature","properties":{},"geometry":{"type":"LineString","coordinates":[[-89.57604,20.99649],[-89.57448,20.99784]]}}
Línea 115.0 kV | LineString | 115.0 kV |  |  |  | CFE |  |  |  |  | OpenStreetMap | {"type":"Feature","properties":{},"geometry":{"type":"LineString","coordinates":[[-89.58073,20.99255],[-89.57971,20.99315],[-89.57725,20.99534],[-89.57604,20.99649]]}}
Línea 115.0 kV | LineString | 115.0 kV |  |  |  | CFE |  |  |  |  | OpenStreetMap | {"type":"Feature","properties":{},"geometry":{"type":"LineString","coordinates":[[-89.62905,21.04922],[-89.629,21.04891],[-89.62914,21.04759],[-89.63155,21.04704],[-89.63149,21.04668]]}}
Línea 115.0 kV | LineString | 115.0 kV |  |  |  | CFE |  |  |  |  | OpenStreetMap | {"type":"Feature","properties":{},"geometry":{"type":"LineString","coordinates":[[-89.55978,21.02321],[-89.56009,21.02307]]}}
Línea 115.0 kV | LineString | 115.0 kV |  |  |  | CFE |  |  |  |  | OpenStreetMap | {"type":"Feature","properties":{},"geometry":{"type":"LineString","coordinates":[[-89.55978,21.02321],[-89.55975,21.02312],[-89.56006,21.023]]}}
Línea 115.0 kV | LineString | 115.0 kV |  |  |  | CFE |  |  |  |  | OpenStreetMap | {"type":"Feature","properties":{},"geometry":{"type":"LineString","coordinates":[[-89.56489,21.02344],[-89.5635,21.02488],[-89.5626,21.02579],[-89.56099,21.02461],[-89.55994,21.02383],[-89.55978,21.02321]]}}
Línea 115.0 kV | LineString | 115.0 kV |  |  |  | CFE |  |  |  |  | OpenStreetMap | {"type":"Feature","properties":{},"geometry":{"type":"LineString","coordinates":[[-89.65124,21.23644],[-89.65129,21.23687],[-89.6515,21.23876],[-89.65286,21.25104],[-89.6532,21.25413],[-89.6575,21.25849],[-89.65966,21.26069],[-89.65995,21.26399],[-89.66056,21.26976],[-89.66211,21.27221],[-89.66239,21.27474],[-89.66249,21.2757],[-89.66259,21.27669],[-89.662,21.27708],[-89.66132,21.27715],[-89.66128,21.27817],[-89.66003,21.27829],[-89.65994,21.27809]]}}
Línea 115.0 kV | LineString | 115.0 kV |  |  |  | CFE |  |  |  |  | OpenStreetMap | {"type":"Feature","properties":{},"geometry":{"type":"LineString","coordinates":[[-89.65485,21.21851],[-89.65456,21.21853],[-89.65371,21.21818],[-89.65291,21.21492],[-89.65203,21.21135],[-89.65114,21.20775],[-89.65028,21.20423],[-89.64945,21.20088],[-89.64785,21.19875],[-89.64624,21.19661],[-89.6446,21.19443],[-89.64382,21.1909],[-89.64295,21.18701],[-89.64207,21.18308],[-89.64121,21.17918],[-89.64034,21.17531],[-89.63947,21.17136],[-89.6386,21.16749],[-89.63773,21.16361],[-89.63684,21.15964],[-89.63597,21.1557],[-89.63509,21.15177],[-89.63432,21.1483],[-89.63416,21.14496],[-89.63399,21.1414],[-89.63382,21.13785],[-89.63365,21.13423],[-89.63348,21.13074],[-89.63331,21.12711],[-89.63313,21.12346],[-89.63296,21.11983],[-89.63278,21.11603],[-89.63259,21.11206],[-89.6324,21.10811],[-89.63221,21.10417],[-89.63203,21.10041],[-89.63186,21.0967],[-89.63167,21.09272],[-89.63142,21.08973],[-89.63296,21.08949],[-89.63636,21.08951],[-89.63707,21.08914],[-89.63687,21.08794],[-89.63665,21.08664],[-89.63641,21.08517],[-89.63625,21.08423],[-89.63609,21.08325],[-89.63589,21.08205],[-89.63569,21.08084],[-89.63549,21.07964],[-89.63528,21.07842],[-89.63508,21.07718],[-89.63488,21.076],[-89.63466,21.07462],[-89.63448,21.07345],[-89.6343,21.07239],[-89.63411,21.07122],[-89.63392,21.07006],[-89.63373,21.0689],[-89.63354,21.06774],[-89.63333,21.06659],[-89.63312,21.06543],[-89.63292,21.06427],[-89.63272,21.06313],[-89.63255,21.06213],[-89.63235,21.06096],[-89.63215,21.05973],[-89.63198,21.05871],[-89.63181,21.0577],[-89.63182,21.05652],[-89.63169,21.05587],[-89.6315,21.05463],[-89.63131,21.05353],[-89.631,21.05172],[-89.63085,21.0508],[-89.63038,21.05074],[-89.62985,21.05067],[-89.62972,21.04995],[-89.62937,21.04939]]}}
Línea 115.0 kV | LineString | 115.0 kV |  |  |  | CFE |  |  |  |  | OpenStreetMap | {"type":"Feature","properties":{},"geometry":{"type":"LineString","coordinates":[[-89.75348,20.86034],[-89.75222,20.8591],[-89.74981,20.85669],[-89.74805,20.85493],[-89.74569,20.8548],[-89.74522,20.85477]]}}
Línea 115.0 kV | LineString | 115.0 kV |  |  |  | CFE |  |  |  |  | OpenStreetMap | {"type":"Feature","properties":{},"geometry":{"type":"LineString","coordinates":[[-89.9833,20.59561],[-89.98289,20.59518],[-89.98225,20.59646],[-89.98146,20.59811],[-89.98074,20.59968],[-89.97939,20.6026],[-89.97928,20.60284],[-89.97875,20.60317],[-89.97821,20.6035],[-89.97687,20.60432],[-89.97601,20.60484],[-89.97537,20.60524],[-89.97507,20.60542],[-89.97466,20.60568],[-89.97423,20.60594],[-89.97249,20.60701],[-89.97216,20.60721],[-89.96905,20.60914],[-89.96605,20.61098],[-89.9635,20.61255],[-89.96327,20.61269],[-89.9603,20.61452],[-89.9573,20.61635],[-89.95418,20.61828],[-89.95092,20.62028],[-89.94791,20.62211],[-89.94466,20.6241],[-89.94136,20.62614],[-89.93819,20.62806],[-89.93564,20.63086],[-89.93282,20.6339],[-89.93141,20.63543],[-89.93,20.63696],[-89.92734,20.63982],[-89.92497,20.64243],[-89.92249,20.6451],[-89.92012,20.64767],[-89.91771,20.65027],[-89.91536,20.65283],[-89.91362,20.65473],[-89.91301,20.6554],[-89.91109,20.65746],[-89.91058,20.658],[-89.90936,20.65936],[-89.90926,20.65946],[-89.90814,20.66068],[-89.90629,20.66269],[-89.90563,20.6634],[-89.90439,20.66475],[-89.90313,20.66608],[-89.90058,20.66886],[-89.89802,20.67166],[-89.89544,20.67448],[-89.89298,20.6771],[-89.89053,20.67976],[-89.88809,20.68242],[-89.88552,20.68517],[-89.8831,20.68781],[-89.88043,20.69073],[-89.87756,20.69381],[-89.87487,20.69666],[-89.87239,20.69933],[-89.8699,20.70204],[-89.86726,20.70487],[-89.86478,20.70758],[-89.86226,20.71033],[-89.8597,20.71311],[-89.85729,20.7157],[-89.85483,20.71839],[-89.85233,20.72109],[-89.85116,20.72235],[-89.84998,20.7236],[-89.8486,20.72507],[-89.84766,20.72612],[-89.84518,20.72882],[-89.84438,20.73167],[-89.84333,20.73526],[-89.84284,20.73699],[-89.84233,20.73872],[-89.84124,20.7425],[-89.84026,20.74594],[-89.83934,20.74915],[-89.83838,20.75243],[-89.83737,20.75593],[-89.83638,20.75936],[-89.83538,20.76282],[-89.83444,20.76614],[-89.83345,20.76953],[-89.8325,20.77282],[-89.83155,20.77613],[-89.83054,20.77967],[-89.82957,20.78304],[-89.82862,20.78638],[-89.82764,20.78972],[-89.82667,20.793],[-89.82573,20.79626],[-89.82332,20.79841],[-89.82122,20.80027],[-89.81851,20.80266],[-89.81572,20.80516],[-89.81286,20.8077],[-89.81004,20.81021],[-89.80724,20.81267],[-89.80436,20.81522],[-89.8016,20.81766],[-89.799,20.82],[-89.79611,20.82256],[-89.79334,20.82502],[-89.79055,20.8275],[-89.78772,20.83],[-89.78491,20.83249],[-89.78206,20.835],[-89.77921,20.83756],[-89.77662,20.83983],[-89.77402,20.84214],[-89.77124,20.8446],[-89.76853,20.84713],[-89.76647,20.84894],[-89.7655,20.8498],[-89.76299,20.85193],[-89.76032,20.8543],[-89.75763,20.85667],[-89.75483,20.85915],[-89.75348,20.86034]]}}
Línea 115.0 kV | LineString | 115.0 kV |  |  |  | CFE |  |  |  |  | OpenStreetMap | {"type":"Feature","properties":{},"geometry":{"type":"LineString","coordinates":[[-90.44175,19.89529],[-90.44067,19.89773],[-90.43754,19.89915],[-90.43493,19.90034],[-90.43171,19.9018],[-90.42847,19.90328],[-90.42519,19.90477],[-90.42195,19.90625],[-90.41988,19.90719],[-90.41818,19.90796],[-90.41555,19.90914],[-90.41345,19.91009],[-90.41038,19.91149],[-90.40759,19.91277],[-90.40342,19.91465],[-90.40119,19.91566],[-90.39924,19.91653],[-90.396,19.91802],[-90.39294,19.91939],[-90.38991,19.92077],[-90.38679,19.92218],[-90.3843,19.92417],[-90.3818,19.92616],[-90.37956,19.92794],[-90.3764,19.93047],[-90.37348,19.93277],[-90.37038,19.93525],[-90.36785,19.93724],[-90.36501,19.93955],[-90.36138,19.94244],[-90.35815,19.94457],[-90.35597,19.94602],[-90.35334,19.94775],[-90.35049,19.94965],[-90.34705,19.95193],[-90.34332,19.9544],[-90.34206,19.95523],[-90.33926,19.95709],[-90.33532,19.95971],[-90.33352,19.9609],[-90.3307,19.96276],[-90.32758,19.96484],[-90.32469,19.96675],[-90.32174,19.9687],[-90.31978,19.97001],[-90.31678,19.97198],[-90.31388,19.97391],[-90.31121,19.97568],[-90.30798,19.97783],[-90.30495,19.97983],[-90.30208,19.98173],[-90.29903,19.98374],[-90.29602,19.98574],[-90.29296,19.98777],[-90.29032,19.98951],[-90.28795,19.99108],[-90.28526,19.99286],[-90.28277,19.99451],[-90.27842,19.99738],[-90.27463,19.99989],[-90.27194,20.00167],[-90.26624,20.00545],[-90.26337,20.00736],[-90.25968,20.00981],[-90.25588,20.01231],[-90.25292,20.01428],[-90.24882,20.017],[-90.2469,20.01826],[-90.24356,20.02047],[-90.24097,20.02218],[-90.23813,20.02408],[-90.23539,20.02589],[-90.23145,20.02849],[-90.22872,20.0303],[-90.22616,20.032],[-90.22332,20.03387],[-90.22021,20.03594],[-90.21918,20.0384],[-90.21791,20.04143],[-90.21654,20.04467],[-90.21476,20.04896],[-90.21346,20.05208],[-90.21222,20.05507],[-90.2109,20.05818],[-90.20957,20.06139],[-90.20825,20.06456],[-90.20691,20.06775],[-90.20558,20.0709],[-90.20428,20.074],[-90.20291,20.07723],[-90.20173,20.08009],[-90.2004,20.08325],[-90.19914,20.08626],[-90.19795,20.08908],[-90.19663,20.09221],[-90.19531,20.09535],[-90.1941,20.09821],[-90.19273,20.10147],[-90.1906,20.10379],[-90.18823,20.10639],[-90.18611,20.10874],[-90.18375,20.11134],[-90.18181,20.11348],[-90.17944,20.11608],[-90.17713,20.11862],[-90.17482,20.12114],[-90.17263,20.12356],[-90.17048,20.12595],[-90.16807,20.12856],[-90.16576,20.1311],[-90.16368,20.13348],[-90.16174,20.13553],[-90.15814,20.13945],[-90.15641,20.14135],[-90.15469,20.14326],[-90.15207,20.14615],[-90.14893,20.14961],[-90.14611,20.15269],[-90.14424,20.1548],[-90.14091,20.15834],[-90.13847,20.16104],[-90.13713,20.16257],[-90.13383,20.16615],[-90.13129,20.169],[-90.12883,20.17172],[-90.12607,20.17466],[-90.12441,20.17787],[-90.12341,20.17974],[-90.12196,20.18251],[-90.12026,20.18574],[-90.11918,20.18776],[-90.11869,20.18747],[-90.11843,20.18801]]}}
Línea 115.0 kV | LineString | 115.0 kV | 2 |  |  | CFE |  |  |  |  | OpenStreetMap | {"type":"Feature","properties":{},"geometry":{"type":"LineString","coordinates":[[-89.56978,20.40343],[-89.56863,20.40036],[-89.56771,20.39784],[-89.56675,20.39531]]}}
Línea 115.0 kV | LineString | 115.0 kV | 1 |  |  | CFE |  |  |  |  | OpenStreetMap | {"type":"Feature","properties":{},"geometry":{"type":"LineString","coordinates":[[-87.50377,20.98655],[-87.504,20.98662],[-87.50412,20.98605],[-87.50062,20.98566],[-87.49805,20.98538],[-87.49497,20.98501],[-87.49182,20.98466],[-87.48897,20.98434],[-87.48611,20.98402],[-87.48316,20.98368],[-87.48005,20.98333],[-87.47696,20.98301],[-87.47344,20.98261],[-87.47053,20.98229],[-87.46734,20.98192],[-87.46425,20.98157],[-87.46131,20.98125],[-87.45862,20.98094],[-87.45584,20.98062],[-87.45345,20.98035],[-87.45011,20.97996],[-87.44688,20.97961],[-87.44448,20.97934],[-87.44204,20.97903],[-87.43872,20.97864],[-87.43634,20.97838],[-87.43333,20.97803],[-87.43045,20.97771],[-87.42749,20.97737],[-87.42461,20.97704],[-87.42234,20.97678],[-87.41841,20.97633],[-87.41567,20.97601],[-87.41306,20.97571],[-87.41019,20.97539],[-87.40723,20.97503],[-87.40436,20.97471],[-87.40123,20.97435],[-87.39826,20.97401],[-87.39531,20.97368],[-87.39246,20.97335],[-87.38958,20.97303],[-87.38665,20.9727],[-87.38365,20.97234],[-87.38074,20.972],[-87.37786,20.97168],[-87.37486,20.97131],[-87.3721,20.97102],[-87.36853,20.97058],[-87.36504,20.97019],[-87.36175,20.9698],[-87.35882,20.9692],[-87.35569,20.96854],[-87.35284,20.96796],[-87.34869,20.9671],[-87.34558,20.96644],[-87.34276,20.96586],[-87.33992,20.96527],[-87.33733,20.96473],[-87.3349,20.96421],[-87.33241,20.96369],[-87.32816,20.9628],[-87.32514,20.96218],[-87.32229,20.96157],[-87.31926,20.96093],[-87.31692,20.96044],[-87.31357,20.95974],[-87.31071,20.95914],[-87.30775,20.9585],[-87.30466,20.95786],[-87.30172,20.95724],[-87.29893,20.95664],[-87.29641,20.95612],[-87.29372,20.95555],[-87.29157,20.9551],[-87.28881,20.9561],[-87.28617,20.95706],[-87.28339,20.95803],[-87.28061,20.95904],[-87.27782,20.96001],[-87.27511,20.961],[-87.27192,20.96214],[-87.26919,20.9631],[-87.26634,20.96416],[-87.264,20.96496],[-87.26167,20.9658],[-87.25847,20.96694],[-87.25538,20.96803],[-87.25259,20.96903],[-87.24985,20.97],[-87.24708,20.97099],[-87.24431,20.97196],[-87.24163,20.97293],[-87.23875,20.97395],[-87.236,20.97493],[-87.23324,20.97591],[-87.23044,20.97691],[-87.22762,20.97792],[-87.22485,20.97891],[-87.22199,20.97992],[-87.2193,20.98087],[-87.21693,20.9817],[-87.21441,20.98259],[-87.21115,20.98271],[-87.20781,20.98284],[-87.20457,20.98297],[-87.20105,20.98311],[-87.19844,20.98467],[-87.19592,20.98621],[-87.19339,20.98775],[-87.19097,20.98921],[-87.18854,20.99068],[-87.18597,20.99224],[-87.18345,20.99377],[-87.18096,20.99528],[-87.17848,20.99683],[-87.17577,20.99844],[-87.17324,20.99995],[-87.17071,21.00149],[-87.16812,21.0028],[-87.16543,21.00416],[-87.1627,21.00553],[-87.15998,21.00691],[-87.15722,21.0083],[-87.15465,21.0096],[-87.15197,21.01092],[-87.14939,21.01225],[-87.14681,21.01356],[-87.14418,21.01489],[-87.14165,21.01617],[-87.13915,21.01742],[-87.13664,21.01867],[-87.13375,21.02014],[-87.13085,21.02162],[-87.128,21.02304],[-87.12562,21.02423],[-87.12302,21.02556],[-87.12042,21.02686],[-87.11783,21.02815],[-87.11538,21.0294],[-87.11281,21.03069],[-87.11013,21.03203],[-87.10744,21.0334],[-87.10486,21.0347],[-87.10233,21.03596],[-87.09971,21.03727],[-87.09722,21.0385],[-87.09461,21.03979],[-87.09204,21.04109],[-87.08945,21.04237],[-87.08687,21.04366],[-87.0842,21.04498],[-87.08159,21.04629],[-87.07918,21.0475],[-87.07668,21.04873],[-87.0744,21.04987],[-87.07213,21.05099],[-87.06919,21.05246],[-87.06628,21.05388],[-87.06366,21.05519],[-87.061,21.05651],[-87.05861,21.0577],[-87.05603,21.05897],[-87.05336,21.06028],[-87.05083,21.06153],[-87.04778,21.06303],[-87.04488,21.06445],[-87.04226,21.06576],[-87.03983,21.06697],[-87.03738,21.06818],[-87.03486,21.06942],[-87.0323,21.07067],[-87.02967,21.07197],[-87.0271,21.07325],[-87.02442,21.07457],[-87.02191,21.07584],[-87.01911,21.0772],[-87.01656,21.07844],[-87.01382,21.07978],[-87.01105,21.08112],[-87.00843,21.08243],[-87.00539,21.08394],[-87.00235,21.08543],[-86.9998,21.08667],[-86.99445,21.08931],[-86.99181,21.09064],[-86.9892,21.09192],[-86.98665,21.09316],[-86.98372,21.09458],[-86.98077,21.09606],[-86.97827,21.09728],[-86.97531,21.09872],[-86.97313,21.09981],[-86.97052,21.10109],[-86.96784,21.10238],[-86.96535,21.1036],[-86.96347,21.10451],[-86.96141,21.10554],[-86.95899,21.10671],[-86.95643,21.10797],[-86.95369,21.1093],[-86.95103,21.11061],[-86.94844,21.11186],[-86.94582,21.11316],[-86.94303,21.11453],[-86.9404,21.11583],[-86.93796,21.117],[-86.93524,21.11835],[-86.93266,21.11961],[-86.92995,21.12092],[-86.92761,21.12205],[-86.92496,21.12333],[-86.92223,21.12465],[-86.9196,21.12596],[-86.91697,21.12723],[-86.91488,21.12824],[-86.91247,21.12941],[-86.90983,21.1307],[-86.90731,21.13193],[-86.9042,21.13201],[-86.9041,21.13201],[-86.9014,21.13208],[-86.89824,21.13216],[-86.89529,21.13224],[-86.89234,21.13232],[-86.88946,21.13239],[-86.88627,21.13248],[-86.88345,21.13256],[-86.88043,21.13264],[-86.87764,21.13271],[-86.87429,21.13281],[-86.87125,21.13289],[-86.86865,21.13296],[-86.86553,21.13279],[-86.86212,21.13287],[-86.85874,21.13295],[-86.85545,21.13305],[-86.85226,21.13312],[-86.84919,21.1332],[-86.84572,21.13329],[-86.84239,21.13338],[-86.83895,21.13346],[-86.83559,21.13355],[-86.83227,21.13365],[-86.83195,21.13368]]}}
Línea 115.0 kV | LineString | 115.0 kV | 1 |  |  | Comisión Federal de Electricidad |  |  |  |  | OpenStreetMap | {"type":"Feature","properties":{},"geometry":{"type":"LineString","coordinates":[[-88.20329,18.95047],[-88.20359,18.95203],[-88.20405,18.95495],[-88.20459,18.95795],[-88.20643,18.96055],[-88.20874,18.9638],[-88.21054,18.96639],[-88.21229,18.96879],[-88.21436,18.97159],[-88.21617,18.97424],[-88.21818,18.97698],[-88.21988,18.97952],[-88.22171,18.9821],[-88.22357,18.98474],[-88.2254,18.98732],[-88.22722,18.98987],[-88.22907,18.99247],[-88.23106,18.99528],[-88.23286,18.99781],[-88.23481,19.00056],[-88.23647,19.00292],[-88.23835,19.00557],[-88.24026,19.0083],[-88.24225,19.01106],[-88.24433,19.01397],[-88.24621,19.01659],[-88.24797,19.01914],[-88.25035,19.02243],[-88.25159,19.02419],[-88.25289,19.02603],[-88.25669,19.02587],[-88.26029,19.02582],[-88.2638,19.0257],[-88.26711,19.02561],[-88.27052,19.02549],[-88.27384,19.02538],[-88.27706,19.02527],[-88.28038,19.02517],[-88.28362,19.02506],[-88.28708,19.02495],[-88.29022,19.02485],[-88.29335,19.02475],[-88.29664,19.02461],[-88.29981,19.02454],[-88.30291,19.02448],[-88.30586,19.02436],[-88.30902,19.02427],[-88.31181,19.0242],[-88.31467,19.0241],[-88.3177,19.024],[-88.32055,19.02391],[-88.32379,19.02382],[-88.32703,19.02372],[-88.33036,19.02365],[-88.33358,19.02355],[-88.3368,19.02344],[-88.33998,19.02334],[-88.34295,19.02323],[-88.34607,19.02312],[-88.35159,19.02299],[-88.3547,19.02288],[-88.35806,19.02277],[-88.36123,19.02267],[-88.36401,19.02259],[-88.36717,19.02403],[-88.37006,19.02535],[-88.37297,19.02667],[-88.3759,19.028],[-88.37878,19.02934],[-88.38182,19.0307],[-88.38484,19.03208],[-88.38788,19.03346],[-88.39075,19.03477],[-88.39378,19.03615],[-88.39684,19.03755],[-88.3998,19.0389],[-88.40288,19.04031],[-88.40587,19.04167],[-88.40887,19.04304],[-88.41196,19.04445],[-88.41479,19.04575],[-88.41779,19.04711],[-88.42045,19.04832],[-88.42325,19.04962],[-88.4254,19.0522],[-88.42734,19.05454],[-88.42932,19.05692],[-88.43147,19.0595],[-88.43358,19.06204],[-88.43531,19.0641],[-88.43748,19.06673],[-88.43954,19.06922],[-88.44155,19.07163],[-88.44347,19.07393],[-88.44518,19.07599],[-88.44725,19.07847],[-88.44932,19.08096],[-88.45138,19.08343],[-88.45327,19.08572],[-88.45538,19.08826],[-88.45732,19.0906],[-88.45945,19.09316],[-88.46158,19.09571],[-88.46353,19.09806],[-88.46582,19.10082],[-88.46772,19.1031],[-88.46967,19.10544],[-88.47157,19.10772],[-88.47338,19.1099],[-88.4752,19.11209],[-88.47722,19.11452],[-88.47921,19.11691],[-88.48108,19.11919],[-88.48315,19.12168],[-88.48496,19.12386],[-88.48687,19.12612],[-88.48893,19.12862],[-88.49069,19.13073],[-88.4927,19.13315],[-88.49483,19.1357],[-88.49684,19.13811],[-88.49892,19.1406],[-88.50094,19.143],[-88.50307,19.14556],[-88.50495,19.14779],[-88.50678,19.15039],[-88.50859,19.15295],[-88.51035,19.15543],[-88.51217,19.15802],[-88.51405,19.16065],[-88.51591,19.16329],[-88.51779,19.16595],[-88.51961,19.1685],[-88.52147,19.17112],[-88.52354,19.17405],[-88.5257,19.17708],[-88.52769,19.17988],[-88.52955,19.18249],[-88.53144,19.18516],[-88.53313,19.18753],[-88.5349,19.19003],[-88.53677,19.19265],[-88.53868,19.19532],[-88.54054,19.19794],[-88.54244,19.20061],[-88.54444,19.20343],[-88.54612,19.20579],[-88.5481,19.20857],[-88.54989,19.21108],[-88.55173,19.21367],[-88.55357,19.21624],[-88.55543,19.21884],[-88.55734,19.22154],[-88.55922,19.22416],[-88.56096,19.22661],[-88.56277,19.22915],[-88.56149,19.23186],[-88.56007,19.2349],[-88.5589,19.23736],[-88.55776,19.23972],[-88.55641,19.24262],[-88.55516,19.24526],[-88.5538,19.24814],[-88.55245,19.25102],[-88.55104,19.25403],[-88.54965,19.25699],[-88.54828,19.25988],[-88.54691,19.26279],[-88.54559,19.26561],[-88.54435,19.26824],[-88.54306,19.27096],[-88.54169,19.27386],[-88.54053,19.27628],[-88.5391,19.27938],[-88.53753,19.28269],[-88.5361,19.28582],[-88.53515,19.28777],[-88.53392,19.29038],[-88.53259,19.29323],[-88.53112,19.2964],[-88.52971,19.29941],[-88.53075,19.30264],[-88.53156,19.30512],[-88.53242,19.3078],[-88.53317,19.31008],[-88.53398,19.31254],[-88.53472,19.31491],[-88.53564,19.31771],[-88.53663,19.32079],[-88.53766,19.32402],[-88.53859,19.32684],[-88.53963,19.33007],[-88.54067,19.3333],[-88.54172,19.33658],[-88.54272,19.33972],[-88.54372,19.34278],[-88.54467,19.34573],[-88.54562,19.34873],[-88.54646,19.35135],[-88.54748,19.35457],[-88.54838,19.35739],[-88.5493,19.36026],[-88.55025,19.36323],[-88.55136,19.3667],[-88.55242,19.37003],[-88.55334,19.37292],[-88.55433,19.37604],[-88.55548,19.37965],[-88.55655,19.383],[-88.55757,19.38621],[-88.55845,19.389],[-88.55942,19.39204],[-88.56031,19.39485],[-88.56134,19.39811],[-88.56227,19.4011],[-88.56319,19.40402],[-88.56426,19.40744],[-88.56505,19.40996],[-88.56591,19.41273],[-88.56669,19.4152],[-88.56757,19.41805],[-88.56843,19.42075],[-88.56932,19.4236],[-88.57044,19.42712],[-88.57135,19.43005],[-88.57242,19.43342],[-88.57338,19.43647],[-88.57419,19.43912],[-88.57519,19.44226],[-88.57607,19.44511],[-88.57705,19.44821],[-88.57805,19.4514],[-88.57906,19.45464],[-88.57981,19.45704],[-88.58069,19.45985],[-88.58153,19.46254],[-88.58248,19.46559],[-88.58349,19.46883],[-88.58454,19.47222],[-88.58547,19.47516],[-88.5864,19.47818],[-88.58734,19.48121],[-88.58829,19.48426],[-88.58927,19.48741],[-88.59021,19.49042],[-88.59119,19.49362],[-88.59213,19.49668],[-88.59298,19.49945],[-88.59282,19.50231],[-88.59269,19.50559],[-88.59247,19.50915],[-88.59227,19.51233],[-88.59207,19.51583],[-88.59183,19.51937],[-88.59167,19.52229],[-88.59148,19.52489],[-88.59129,19.52794],[-88.59109,19.53108],[-88.5909,19.53406],[-88.59066,19.53778],[-88.59047,19.54092],[-88.59033,19.54278],[-88.59011,19.54655],[-88.58986,19.55043],[-88.58965,19.55375],[-88.58886,19.55645],[-88.58789,19.55964],[-88.58693,19.56288],[-88.58621,19.56527],[-88.58526,19.56832],[-88.58418,19.57198],[-88.58322,19.57518],[-88.5825,19.57756],[-88.58157,19.58069],[-88.58066,19.58374],[-88.5798,19.58655],[-88.57913,19.58878],[-88.5783,19.59148],[-88.57756,19.59395],[-88.57655,19.59735],[-88.57443,19.59817],[-88.57246,19.59915],[-88.57255,19.60045],[-88.57232,19.60051]]}}
Línea 115.0 kV | LineString | 115.0 kV |  |  |  | CFE |  |  |  |  | OpenStreetMap | {"type":"Feature","properties":{},"geometry":{"type":"LineString","coordinates":[[-89.30762,20.22184],[-89.30739,20.22158],[-89.31111,20.2219],[-89.31471,20.22218],[-89.31863,20.22252],[-89.32253,20.22286],[-89.32649,20.22314],[-89.33181,20.22361],[-89.33573,20.22394],[-89.33913,20.22421],[-89.34106,20.2257],[-89.34455,20.22836],[-89.34781,20.23084],[-89.35193,20.234],[-89.35526,20.23653],[-89.35899,20.23937],[-89.36255,20.24211],[-89.36533,20.2442],[-89.36907,20.24704],[-89.37199,20.24927],[-89.37489,20.25154],[-89.37702,20.25316],[-89.38077,20.25603],[-89.38334,20.25799],[-89.38585,20.25991],[-89.38884,20.2622],[-89.39126,20.26405],[-89.39406,20.26618],[-89.39706,20.26848],[-89.40009,20.2708],[-89.40312,20.27312],[-89.40692,20.27602],[-89.41033,20.27862],[-89.41307,20.28075],[-89.4148,20.28207],[-89.41698,20.28377],[-89.41963,20.28587],[-89.42234,20.28803],[-89.42492,20.29007],[-89.42817,20.29266],[-89.43139,20.29522],[-89.4348,20.29793],[-89.4379,20.30039],[-89.44102,20.30286],[-89.44376,20.30505],[-89.44656,20.30728],[-89.44959,20.30968],[-89.45201,20.31159],[-89.45516,20.31409],[-89.45918,20.31726],[-89.46214,20.31963],[-89.46586,20.32258],[-89.46871,20.32483],[-89.4723,20.32768],[-89.47579,20.33045],[-89.47874,20.33279],[-89.4809,20.3345],[-89.48408,20.33703],[-89.48691,20.33927],[-89.48942,20.34125],[-89.49225,20.34349],[-89.49528,20.34587],[-89.49826,20.34825],[-89.50155,20.35085],[-89.50512,20.35368],[-89.5086,20.35644],[-89.51152,20.35875],[-89.514,20.36072],[-89.51685,20.36296],[-89.52,20.36545],[-89.52294,20.36777],[-89.52597,20.37016],[-89.52902,20.37259],[-89.53213,20.37505],[-89.5349,20.37725],[-89.53782,20.37956],[-89.54049,20.38168],[-89.54348,20.38403],[-89.54659,20.3865],[-89.54915,20.38853],[-89.55225,20.39097],[-89.55545,20.3935],[-89.55588,20.39568],[-89.55784,20.39607],[-89.5611,20.39575],[-89.56436,20.39546],[-89.56675,20.39531]]}}
Línea 115.0 kV | LineString | 115.0 kV |  |  |  | CFE |  |  |  |  | OpenStreetMap | {"type":"Feature","properties":{},"geometry":{"type":"LineString","coordinates":[[-89.56712,20.40651],[-89.56802,20.40524],[-89.56825,20.40486]]}}
Línea 115.0 kV | LineString | 115.0 kV |  |  |  | CFE |  |  |  |  | OpenStreetMap | {"type":"Feature","properties":{},"geometry":{"type":"LineString","coordinates":[[-89.56712,20.40651],[-89.56365,20.40641],[-89.56012,20.40633],[-89.55658,20.40625],[-89.55303,20.40615],[-89.55205,20.40392],[-89.55438,20.39958],[-89.55563,20.39745],[-89.55584,20.39701]]}}
Línea 115.0 kV | LineString | 115.0 kV |  |  |  | CFE |  |  |  |  | OpenStreetMap | {"type":"Feature","properties":{},"geometry":{"type":"LineString","coordinates":[[-96.4904,19.33104],[-96.4909,19.33153],[-96.49238,19.33419],[-96.49848,19.33477],[-96.50098,19.3352],[-96.50433,19.33571],[-96.50785,19.33625],[-96.51139,19.33682],[-96.51446,19.33732],[-96.51789,19.33787],[-96.52214,19.33853],[-96.52603,19.33917],[-96.53001,19.33981],[-96.53362,19.34038],[-96.53661,19.34086],[-96.5395,19.34132],[-96.54304,19.34188],[-96.54617,19.3424],[-96.54816,19.3427],[-96.55195,19.34332],[-96.55559,19.34389],[-96.55867,19.34438],[-96.56403,19.34523],[-96.5669,19.3457],[-96.57103,19.34635],[-96.57486,19.34695],[-96.57715,19.34906],[-96.57962,19.35131],[-96.58138,19.35293],[-96.58368,19.35504],[-96.58677,19.35786],[-96.58948,19.36034],[-96.59204,19.3627],[-96.594,19.3645],[-96.59653,19.36683],[-96.59893,19.36901],[-96.60161,19.37147],[-96.60427,19.3739],[-96.60671,19.37616],[-96.60984,19.37902],[-96.61242,19.38138],[-96.61501,19.38376],[-96.61911,19.38752],[-96.62174,19.38993],[-96.62754,19.39524],[-96.62999,19.39748],[-96.63281,19.40008],[-96.6362,19.40318],[-96.63744,19.40421]]}}
Línea 115.0 kV | LineString | 115.0 kV | 2 |  |  | CFE |  |  |  |  | OpenStreetMap | {"type":"Feature","properties":{},"geometry":{"type":"LineString","coordinates":[[-104.88542,21.53085],[-104.8851,21.53044],[-104.88467,21.52988],[-104.88425,21.52934],[-104.88376,21.52872],[-104.88328,21.52812],[-104.88289,21.52762],[-104.88239,21.52695],[-104.88191,21.5263],[-104.88161,21.526],[-104.88151,21.52608],[-104.88179,21.52652]]}}
Línea 115.0 kV | LineString | 115.0 kV | 1 |  |  | Comisión Federal de Electricidad |  |  |  |  | OpenStreetMap | {"type":"Feature","properties":{},"geometry":{"type":"LineString","coordinates":[[-88.20556,20.70924],[-88.20259,20.70773],[-88.19945,20.70771],[-88.19569,20.70769],[-88.19214,20.70768],[-88.18887,20.70767],[-88.18542,20.70766],[-88.18158,20.70765],[-88.17772,20.70765],[-88.17401,20.70777],[-88.17069,20.70787],[-88.16745,20.70798],[-88.16428,20.70808],[-88.16114,20.70819],[-88.15949,20.70823],[-88.15807,20.70829],[-88.155,20.70839],[-88.15174,20.7085],[-88.14812,20.70862],[-88.14459,20.70874],[-88.14113,20.70885],[-88.13779,20.70897],[-88.13439,20.70907],[-88.13093,20.70919],[-88.12801,20.70928],[-88.12464,20.70939],[-88.12142,20.7095],[-88.11788,20.70961],[-88.11367,20.70976],[-88.10966,20.70988],[-88.10621,20.71],[-88.1029,20.70913],[-88.0994,20.70822],[-88.09581,20.70728],[-88.09231,20.70636],[-88.08918,20.70554],[-88.08553,20.70459],[-88.0822,20.70372],[-88.0789,20.70285],[-88.07559,20.70199],[-88.07226,20.70112],[-88.06894,20.70027],[-88.06599,20.69949],[-88.06266,20.6986],[-88.05933,20.69773],[-88.05602,20.69686],[-88.05269,20.69599],[-88.04937,20.69512],[-88.04574,20.6942],[-88.04204,20.69323],[-88.03882,20.69238],[-88.03549,20.69153],[-88.03191,20.6906],[-88.02816,20.68961],[-88.02485,20.68874],[-88.02125,20.68782],[-88.01792,20.68696],[-88.01471,20.68609],[-88.01163,20.68532],[-88.00822,20.68441],[-88.00483,20.68353],[-88.0017,20.68272],[-87.99839,20.68187],[-87.99405,20.68075],[-87.99184,20.68014],[-87.98862,20.6793],[-87.98513,20.67839],[-87.98165,20.67747],[-87.97861,20.67667],[-87.9752,20.67579],[-87.97191,20.6749],[-87.9687,20.67405],[-87.96545,20.67322],[-87.96224,20.67236],[-87.95873,20.67146],[-87.95495,20.67047],[-87.95144,20.66955],[-87.94804,20.66865],[-87.94481,20.66781],[-87.94141,20.66692],[-87.93856,20.66618],[-87.9355,20.66537],[-87.93256,20.6646],[-87.92933,20.66377],[-87.92612,20.66292],[-87.92419,20.66241],[-87.92449,20.6619],[-87.9246,20.66162]]}}
Línea 115.0 kV | LineString | 115.0 kV |  |  |  | CFE |  |  |  |  | OpenStreetMap | {"type":"Feature","properties":{},"geometry":{"type":"LineString","coordinates":[[-90.52262,19.80008],[-90.52354,19.80079],[-90.52597,19.80296],[-90.52825,19.80501],[-90.531,19.80746],[-90.53334,19.80955],[-90.53521,19.81123],[-90.53789,19.81362],[-90.54003,19.81553],[-90.54136,19.81793],[-90.5425,19.81993]]}}
Línea 115.0 kV | LineString | 115.0 kV |  |  |  | CFE |  |  |  |  | OpenStreetMap | {"type":"Feature","properties":{},"geometry":{"type":"LineString","coordinates":[[-90.52262,19.80008],[-90.52241,19.8002],[-90.52083,19.80114],[-90.51848,19.80256],[-90.51534,19.80448],[-90.51211,19.80644],[-90.51165,19.80705],[-90.51024,19.80763],[-90.50884,19.80819],[-90.50676,19.80877],[-90.50682,19.80905],[-90.50648,19.80915]]}}
Línea 115.0 kV | LineString | 115.0 kV |  |  |  | CFE |  |  |  |  | OpenStreetMap | {"type":"Feature","properties":{},"geometry":{"type":"LineString","coordinates":[[-90.48611,19.79686],[-90.48749,19.79369],[-90.48904,19.7901],[-90.49075,19.78627],[-90.49392,19.7858],[-90.49645,19.78544],[-90.49918,19.78505],[-90.5021,19.78463],[-90.505,19.78423],[-90.50787,19.78681],[-90.51089,19.7895],[-90.51392,19.79221],[-90.51759,19.79549],[-90.52135,19.79884],[-90.52262,19.80008]]}}
Línea 115.0 kV | LineString | 115.0 kV |  |  |  | CFE |  |  |  |  | OpenStreetMap | {"type":"Feature","properties":{},"geometry":{"type":"LineString","coordinates":[[-90.47785,19.85164],[-90.47632,19.85316]]}}
Línea 115.0 kV | LineString | 115.0 kV |  |  |  | CFE |  |  |  |  | OpenStreetMap | {"type":"Feature","properties":{},"geometry":{"type":"LineString","coordinates":[[-90.47785,19.85099],[-90.47836,19.85115],[-90.48038,19.84911],[-90.48256,19.84698],[-90.48455,19.84507],[-90.48739,19.84223],[-90.49003,19.83963],[-90.49295,19.83676],[-90.49501,19.83465],[-90.49487,19.83352],[-90.49453,19.83071],[-90.49368,19.82707],[-90.49276,19.82337],[-90.49182,19.81967],[-90.49099,19.81629],[-90.49044,19.81466],[-90.48945,19.81181],[-90.48841,19.80867],[-90.48757,19.80615],[-90.48731,19.80538],[-90.48655,19.80311],[-90.4851,19.7994],[-90.48611,19.79686]]}}
Línea 115.0 kV | LineString | 115.0 kV |  |  |  | CFE |  |  |  |  | OpenStreetMap | {"type":"Feature","properties":{},"geometry":{"type":"LineString","coordinates":[[-90.44192,19.9008],[-90.43802,19.90293],[-90.43478,19.90464],[-90.43155,19.90634],[-90.43003,19.90714],[-90.42815,19.90814],[-90.42465,19.91001],[-90.42132,19.91179],[-90.41758,19.91374],[-90.41298,19.91616],[-90.40948,19.91804],[-90.40592,19.9199],[-90.402,19.9222],[-90.39866,19.92417],[-90.39497,19.9264],[-90.39123,19.92858],[-90.38749,19.93083],[-90.3835,19.93314],[-90.37962,19.93544],[-90.37545,19.93787],[-90.37237,19.93972],[-90.36813,19.94223],[-90.3645,19.9444],[-90.36057,19.94669],[-90.35626,19.94945],[-90.35418,19.95076],[-90.35007,19.95338],[-90.34671,19.95554],[-90.34354,19.95755],[-90.34064,19.9594],[-90.33542,19.96274],[-90.3319,19.96498],[-90.32858,19.96711],[-90.32534,19.96918],[-90.32233,19.97109],[-90.31903,19.97319],[-90.31567,19.97534],[-90.31241,19.97742],[-90.30917,19.97948],[-90.30597,19.98152],[-90.30276,19.98357],[-90.2995,19.98565],[-90.29611,19.98781],[-90.29274,19.98996],[-90.2896,19.99197],[-90.28605,19.99423],[-90.28281,19.9963],[-90.27947,19.99843],[-90.27599,20.00065],[-90.27279,20.00269],[-90.2696,20.00472],[-90.26601,20.00702],[-90.26357,20.00857],[-90.25894,20.01152],[-90.25627,20.01322],[-90.25288,20.01539],[-90.24781,20.01861],[-90.24463,20.02064],[-90.24137,20.02272],[-90.23771,20.02505],[-90.23484,20.02689],[-90.23145,20.02904],[-90.22712,20.0318],[-90.224,20.03379],[-90.22041,20.03608],[-90.21892,20.03963],[-90.21798,20.04189],[-90.21704,20.04416],[-90.21514,20.04868],[-90.2136,20.05238],[-90.21193,20.05638],[-90.2103,20.06025],[-90.20882,20.0638],[-90.20735,20.06732],[-90.20597,20.07059],[-90.20459,20.07392],[-90.20313,20.07744],[-90.20172,20.08074],[-90.20026,20.08423],[-90.19884,20.08764],[-90.19744,20.09097],[-90.19612,20.09415],[-90.19467,20.09761],[-90.1931,20.10137],[-90.19048,20.10427],[-90.18755,20.10746],[-90.18469,20.11063],[-90.18187,20.11372],[-90.17887,20.11702],[-90.17592,20.12027],[-90.17298,20.12351],[-90.17032,20.12646],[-90.16758,20.12942],[-90.16493,20.13236],[-90.16235,20.13518],[-90.16129,20.13635],[-90.15812,20.13979],[-90.15657,20.14152],[-90.15489,20.14337],[-90.1522,20.14635],[-90.14922,20.14964],[-90.14634,20.1528],[-90.14388,20.1555],[-90.141,20.15858],[-90.13812,20.16181],[-90.13493,20.16528],[-90.13339,20.16702],[-90.13137,20.16923],[-90.12919,20.17161],[-90.1263,20.17475],[-90.12455,20.17804],[-90.12244,20.18212],[-90.12072,20.18539],[-90.11921,20.18825],[-90.11755,20.1914],[-90.11582,20.19467],[-90.11402,20.19784],[-90.11235,20.20124],[-90.11058,20.20461],[-90.10892,20.20777],[-90.10717,20.21105],[-90.1053,20.21463],[-90.10374,20.21761],[-90.10222,20.22048],[-90.10057,20.22357],[-90.09874,20.22704],[-90.09724,20.22988],[-90.09568,20.23284],[-90.0942,20.23563],[-90.09246,20.23894],[-90.09085,20.24196],[-90.08921,20.24508],[-90.08747,20.24839],[-90.08567,20.25181],[-90.08393,20.25509],[-90.08222,20.25831],[-90.08057,20.26144],[-90.07888,20.26466],[-90.07718,20.26784],[-90.0755,20.27104],[-90.07392,20.27403],[-90.07227,20.27715],[-90.07062,20.28029],[-90.06901,20.28332],[-90.06737,20.2865],[-90.0657,20.28966],[-90.06412,20.29263],[-90.06237,20.2959],[-90.06288,20.29887],[-90.06354,20.30265],[-90.06416,20.3063],[-90.06481,20.31],[-90.06539,20.31336],[-90.06603,20.31705],[-90.06656,20.32019],[-90.06721,20.3239],[-90.06782,20.32747],[-90.06843,20.33096],[-90.069,20.3343],[-90.06958,20.3377],[-90.07019,20.34122],[-90.07076,20.34458],[-90.07136,20.348],[-90.07197,20.35158],[-90.07257,20.35503],[-90.0732,20.35875],[-90.07207,20.36228],[-90.07101,20.36566],[-90.06997,20.36898],[-90.06889,20.3724],[-90.06783,20.37579]]}}
Línea 115.0 kV | LineString | 115.0 kV |  |  |  | CFE |  |  |  |  | OpenStreetMap | {"type":"Feature","properties":{},"geometry":{"type":"LineString","coordinates":[[-90.47782,19.85106],[-90.4783,19.8512],[-90.47785,19.85164]]}}
Línea 115.0 kV | LineString | 115.0 kV |  |  |  | CFE |  |  |  |  | OpenStreetMap | {"type":"Feature","properties":{},"geometry":{"type":"LineString","coordinates":[[-90.5425,19.81993],[-90.54262,19.82054],[-90.5426,19.8208]]}}
Línea 115.0 kV | LineString | 115.0 kV |  |  |  | CFE |  |  |  |  | OpenStreetMap | {"type":"Feature","properties":{},"geometry":{"type":"LineString","coordinates":[[-90.47776,19.85119],[-90.478,19.85124],[-90.47785,19.85164]]}}
Línea 115.0 kV | LineString | 115.0 kV |  |  |  | CFE |  |  |  |  | OpenStreetMap | {"type":"Feature","properties":{},"geometry":{"type":"LineString","coordinates":[[-90.47632,19.85316],[-90.475,19.85447],[-90.4739,19.85866],[-90.47298,19.86228],[-90.47201,19.86598],[-90.47103,19.86975],[-90.47009,19.87335],[-90.46911,19.87715],[-90.46817,19.8809],[-90.46761,19.8831],[-90.46632,19.88798],[-90.46222,19.8901],[-90.45998,19.89133],[-90.45575,19.89359],[-90.45233,19.89537],[-90.44941,19.8969],[-90.44538,19.89905],[-90.44192,19.9008]]}}
Línea 115.0 kV | LineString | 115.0 kV |  |  |  | CFE |  |  |  |  | OpenStreetMap | {"type":"Feature","properties":{},"geometry":{"type":"LineString","coordinates":[[-90.47632,19.85316],[-90.47497,19.85384],[-90.47227,19.85518],[-90.46965,19.85648],[-90.46705,19.85777],[-90.46335,19.8563],[-90.46095,19.85536]]}}
Línea 115.0 kV | LineString | 115.0 kV | 2 |  |  | CFE |  |  |  |  | OpenStreetMap | {"type":"Feature","properties":{},"geometry":{"type":"LineString","coordinates":[[-96.71541,16.90347],[-96.71601,16.9057],[-96.71571,16.90672],[-96.71584,16.90697],[-96.71568,16.90708]]}}
Línea 115.0 kV | LineString | 115.0 kV |  |  |  | CFE |  |  |  |  | OpenStreetMap | {"type":"Feature","properties":{},"geometry":{"type":"LineString","coordinates":[[-96.76809,17.12482],[-96.76942,17.12405],[-96.77092,17.12314],[-96.77235,17.12226],[-96.77386,17.12136],[-96.77521,17.12054],[-96.77671,17.11961],[-96.77934,17.118],[-96.7811,17.11698],[-96.78273,17.11683],[-96.78436,17.11735]]}}
Línea 115.0 kV | LineString | 115.0 kV | 4 |  |  | CFE |  |  |  |  | OpenStreetMap | {"type":"Feature","properties":{},"geometry":{"type":"LineString","coordinates":[[-96.77987,16.90127],[-96.77715,16.90222],[-96.77425,16.90309],[-96.77114,16.90401],[-96.76894,16.90468],[-96.76629,16.90418],[-96.76357,16.90371],[-96.76121,16.90327],[-96.75846,16.90279],[-96.75584,16.90232],[-96.75345,16.90188],[-96.75097,16.90144],[-96.74826,16.90095],[-96.74586,16.90052],[-96.74349,16.90009],[-96.74014,16.89949],[-96.73681,16.8989],[-96.7349,16.89857],[-96.7323,16.89922],[-96.72942,16.89996],[-96.72605,16.90081],[-96.72206,16.90178],[-96.71853,16.90269],[-96.71541,16.90347]]}}
Línea 115.0 kV | LineString | 115.0 kV | 2 |  |  | CFE |  |  |  |  | OpenStreetMap | {"type":"Feature","properties":{},"geometry":{"type":"LineString","coordinates":[[-96.6785,17.07587],[-96.6796,17.074],[-96.6806,17.07216],[-96.68254,17.07024],[-96.68284,17.06824],[-96.68455,17.06741],[-96.68487,17.06636],[-96.68518,17.06425],[-96.68602,17.06183],[-96.68629,17.0594],[-96.68689,17.05791],[-96.68702,17.05655],[-96.68765,17.05512],[-96.68786,17.05434],[-96.68807,17.05317],[-96.68725,17.05291],[-96.68743,17.05168],[-96.68764,17.0504],[-96.68779,17.04938],[-96.68795,17.04827],[-96.68689,17.0481],[-96.68563,17.04782],[-96.68387,17.04739],[-96.68299,17.04719],[-96.68253,17.04688]]}}
Línea 115.0 kV | LineString | 115.0 kV |  |  |  | CFE |  |  |  |  | OpenStreetMap | {"type":"Feature","properties":{},"geometry":{"type":"LineString","coordinates":[[-96.7806,16.90153],[-96.78049,16.90152],[-96.77987,16.90127]]}}
Línea 115.0 kV | LineString | 115.0 kV |  |  |  | CFE |  |  |  |  | OpenStreetMap | {"type":"Feature","properties":{},"geometry":{"type":"LineString","coordinates":[[-96.77987,16.90127],[-96.78054,16.90129],[-96.78065,16.90132]]}}
Línea 115.0 kV | LineString | 115.0 kV |  |  |  | CFE |  |  |  |  | OpenStreetMap | {"type":"Feature","properties":{},"geometry":{"type":"LineString","coordinates":[[-93.20725,16.74809],[-93.20755,16.75174],[-93.20774,16.75415],[-93.20801,16.75732],[-93.20841,16.76264],[-93.20869,16.76586],[-93.20828,16.76757],[-93.20769,16.77004],[-93.20713,16.77236],[-93.20615,16.77651],[-93.20534,16.77982],[-93.2045,16.78336],[-93.20362,16.78703],[-93.20294,16.78978],[-93.20283,16.79023],[-93.20205,16.79352],[-93.20082,16.79871],[-93.20022,16.80133],[-93.19981,16.80298],[-93.19995,16.80621],[-93.20016,16.81108],[-93.20024,16.81353],[-93.20044,16.81716],[-93.20057,16.8206],[-93.20076,16.82519],[-93.20097,16.83034],[-93.20482,16.8328],[-93.20739,16.83446],[-93.20994,16.83611],[-93.21402,16.83871],[-93.21705,16.84068],[-93.21953,16.84228],[-93.22055,16.84522],[-93.22177,16.84853],[-93.22269,16.85117],[-93.22394,16.85469],[-93.22476,16.857],[-93.22625,16.86121],[-93.22774,16.8654],[-93.22898,16.86893],[-93.23019,16.87228],[-93.23132,16.87548],[-93.23257,16.87896],[-93.23168,16.88113],[-93.22974,16.8858],[-93.22823,16.88945],[-93.22607,16.8947],[-93.2242,16.89919],[-93.22238,16.90356],[-93.22014,16.90897],[-93.2184,16.91316],[-93.21488,16.92151],[-93.21298,16.926],[-93.21194,16.92861],[-93.20987,16.93358],[-93.20786,16.93848],[-93.20566,16.94374],[-93.20107,16.9447],[-93.19616,16.94573],[-93.19348,16.94554],[-93.19083,16.94535],[-93.18882,16.94521],[-93.18406,16.94486],[-93.18216,16.94473],[-93.17578,16.94428],[-93.17188,16.94399],[-93.16786,16.9437],[-93.14862,16.94216],[-93.14338,16.94124],[-93.14097,16.94083],[-93.13662,16.94007],[-93.13419,16.93964],[-93.12985,16.93889],[-93.12506,16.93791],[-93.12147,16.93738],[-93.11964,16.9371],[-93.1169,16.93711],[-93.11444,16.93714],[-93.1116,16.93717],[-93.10618,16.93722],[-93.10454,16.93772],[-93.10201,16.93851],[-93.09771,16.93982],[-93.09711,16.93927],[-93.09526,16.93714],[-93.09377,16.93743],[-93.09286,16.93945],[-93.0936,16.93989],[-93.09385,16.93982]]}}
Línea 115.0 kV | LineString | 115.0 kV |  |  |  | CFE |  |  |  |  | OpenStreetMap | {"type":"Feature","properties":{},"geometry":{"type":"LineString","coordinates":[[-93.19242,16.8107],[-93.19296,16.81056],[-93.19569,16.80856],[-93.19666,16.80783],[-93.19775,16.80593],[-93.19868,16.80428],[-93.19876,16.80182],[-93.19896,16.79743],[-93.20007,16.79188],[-93.20081,16.78832],[-93.20182,16.78722],[-93.2026,16.78632],[-93.20341,16.78304],[-93.20416,16.78001],[-93.20478,16.77751],[-93.20578,16.77345],[-93.2065,16.77054],[-93.20716,16.76966]]}}
Línea 115.0 kV | LineString | 115.0 kV |  |  |  | CFE |  |  |  |  | OpenStreetMap | {"type":"Feature","properties":{},"geometry":{"type":"LineString","coordinates":[[-93.19251,16.81113],[-93.19305,16.81105],[-93.19385,16.81067],[-93.19644,16.80946],[-93.19834,16.80857],[-93.20202,16.80936],[-93.2056,16.81012],[-93.20895,16.81084],[-93.21107,16.81108],[-93.21401,16.81138],[-93.21959,16.812],[-93.22452,16.81255],[-93.22792,16.81292],[-93.23399,16.81362],[-93.24,16.81428],[-93.24461,16.81479],[-93.2491,16.81529],[-93.25369,16.81582],[-93.25758,16.81625],[-93.26233,16.81677],[-93.26547,16.81711],[-93.27056,16.81767],[-93.27601,16.81825],[-93.27979,16.81869],[-93.28169,16.81697],[-93.28451,16.81435],[-93.2868,16.81431],[-93.29152,16.81424],[-93.29542,16.8142],[-93.29829,16.81414],[-93.3022,16.81306],[-93.30753,16.81157],[-93.3123,16.8102],[-93.31682,16.80894],[-93.32143,16.80765],[-93.32498,16.80664],[-93.32988,16.80528],[-93.33338,16.8043],[-93.33856,16.80281],[-93.34416,16.80199],[-93.34904,16.80126],[-93.35317,16.80063],[-93.35805,16.79989],[-93.36341,16.79909],[-93.36848,16.79832],[-93.37259,16.79654],[-93.37643,16.7949],[-93.38109,16.79291],[-93.38377,16.79176],[-93.38656,16.79054],[-93.39304,16.78925],[-93.39677,16.78855],[-93.40028,16.78782],[-93.40453,16.78698],[-93.40941,16.78605],[-93.41469,16.785],[-93.4191,16.78412],[-93.42324,16.78331],[-93.42887,16.78221],[-93.43295,16.78138],[-93.4368,16.78061],[-93.44152,16.77969],[-93.44721,16.77855],[-93.45119,16.77776],[-93.45553,16.77693],[-93.4582,16.77428],[-93.46191,16.77065],[-93.4653,16.76732],[-93.46784,16.7648],[-93.47125,16.76147],[-93.47467,16.7581],[-93.47768,16.75511],[-93.48051,16.75233],[-93.48404,16.74888],[-93.48792,16.7451],[-93.49082,16.74225],[-93.4938,16.73931],[-93.4968,16.73591],[-93.50058,16.73171],[-93.50314,16.72885],[-93.51006,16.72304],[-93.51406,16.71966],[-93.51904,16.71546],[-93.5229,16.71233],[-93.52579,16.70981],[-93.52992,16.70632],[-93.53526,16.70569],[-93.54048,16.70506],[-93.54583,16.70437],[-93.55088,16.70382],[-93.55588,16.70319],[-93.56054,16.70249],[-93.56447,16.70198],[-93.56709,16.70173],[-93.5707,16.70131],[-93.57608,16.70066],[-93.58111,16.70001],[-93.58659,16.69937],[-93.58988,16.69898],[-93.59338,16.69852],[-93.59784,16.69791],[-93.60206,16.69738],[-93.60853,16.69661],[-93.6126,16.69615],[-93.61773,16.69553],[-93.62195,16.69501],[-93.62727,16.69434],[-93.63245,16.69371],[-93.6369,16.6932],[-93.64158,16.69259],[-93.64622,16.69203],[-93.6487,16.68796],[-93.64957,16.6864]]}}
Línea 115.0 kV | LineString | 115.0 kV |  |  |  | CFE |  |  |  |  | OpenStreetMap | {"type":"Feature","properties":{},"geometry":{"type":"LineString","coordinates":[[-93.19944,16.80649],[-93.19914,16.8067],[-93.19735,16.80793],[-93.19568,16.80907],[-93.19304,16.81088],[-93.19249,16.81102]]}}
Línea 115.0 kV | LineString | 115.0 kV | 1 |  |  | CFE |  |  |  |  | OpenStreetMap | {"type":"Feature","properties":{},"geometry":{"type":"LineString","coordinates":[[-93.20789,16.74819],[-93.20976,16.74829],[-93.2119,16.74847],[-93.21827,16.74893],[-93.22174,16.74922],[-93.22463,16.74945],[-93.2287,16.74977],[-93.23092,16.74993],[-93.23482,16.75023],[-93.23965,16.7506],[-93.245,16.75099],[-93.24714,16.75116],[-93.2525,16.75159],[-93.25602,16.75185],[-93.25966,16.75213],[-93.2618,16.75228],[-93.26593,16.7526],[-93.2706,16.75297],[-93.27294,16.75315],[-93.27577,16.75252],[-93.27952,16.75171],[-93.28208,16.75116],[-93.28465,16.75061],[-93.28793,16.74987],[-93.29495,16.74836],[-93.29804,16.74768],[-93.30025,16.74721],[-93.30254,16.74671],[-93.30592,16.74587],[-93.31007,16.74484],[-93.31379,16.74392],[-93.31707,16.74312],[-93.32036,16.7423],[-93.32333,16.74157],[-93.33101,16.73984],[-93.33442,16.73934],[-93.33723,16.73892],[-93.34206,16.73822],[-93.34426,16.73788],[-93.3464,16.73758],[-93.35228,16.73671],[-93.35521,16.73627],[-93.35846,16.7358],[-93.3615,16.73535],[-93.36484,16.73486],[-93.36734,16.73449],[-93.37078,16.73398],[-93.37588,16.73324],[-93.37792,16.73293],[-93.3795,16.73352],[-93.38133,16.73464],[-93.38417,16.73638],[-93.38567,16.73478],[-93.38718,16.73313],[-93.3895,16.73285],[-93.39182,16.73253],[-93.39347,16.73206],[-93.394,16.73095],[-93.39422,16.73067]]}}
Línea 115.0 kV | LineString | 115.0 kV |  |  |  | CFE |  |  |  |  | OpenStreetMap | {"type":"Feature","properties":{},"geometry":{"type":"LineString","coordinates":[[-94.6657,18.01467],[-94.66827,18.01471],[-94.67199,18.01471],[-94.67701,18.01475],[-94.68128,18.01479],[-94.6846,18.0148],[-94.68776,18.01482],[-94.68959,18.01476],[-94.69058,18.01794]]}}
Línea 115.0 kV | LineString | 115.0 kV |  |  |  | CFE |  |  |  |  | OpenStreetMap | {"type":"Feature","properties":{},"geometry":{"type":"LineString","coordinates":[[-97.34605,20.46444],[-97.34931,20.46213],[-97.3517,20.46051],[-97.35499,20.45827],[-97.35702,20.45688],[-97.35694,20.45456],[-97.35684,20.45007],[-97.35664,20.4437],[-97.35657,20.44216],[-97.35586,20.43729],[-97.35611,20.43509],[-97.35505,20.4324],[-97.35391,20.42982],[-97.35215,20.42587],[-97.35129,20.42378],[-97.35052,20.42139],[-97.34941,20.41792],[-97.34811,20.41462],[-97.34693,20.41171],[-97.34735,20.41018],[-97.34787,20.40848],[-97.3493,20.40733],[-97.34969,20.40576],[-97.34833,20.40405],[-97.34673,20.40204],[-97.34542,20.40043],[-97.34248,20.3979],[-97.34135,20.39645],[-97.34015,20.39481],[-97.33883,20.39473],[-97.33799,20.39478]]}}
Línea 115.0 kV | LineString | 115.0 kV | 2 |  |  | CFE |  |  |  |  | OpenStreetMap | {"type":"Feature","properties":{},"geometry":{"type":"LineString","coordinates":[[-107.33471,24.71793],[-107.33448,24.7176],[-107.33256,24.71684],[-107.33022,24.71597],[-107.32771,24.71571],[-107.32573,24.7151],[-107.31746,24.71259],[-107.31302,24.71125],[-107.30769,24.70963],[-107.3038,24.70845],[-107.298,24.70669],[-107.29241,24.705],[-107.28944,24.70413],[-107.28338,24.70226],[-107.27708,24.70033],[-107.27302,24.69911],[-107.26865,24.69779],[-107.26681,24.69725],[-107.26394,24.69635],[-107.25848,24.69471],[-107.25388,24.69331],[-107.24939,24.69195],[-107.24535,24.6907],[-107.24118,24.68946],[-107.23697,24.6882],[-107.2331,24.68701],[-107.22929,24.68586],[-107.22495,24.68452],[-107.22062,24.68322],[-107.21692,24.68211],[-107.21325,24.681],[-107.20964,24.6799],[-107.20574,24.67869],[-107.2025,24.67768],[-107.19946,24.67679],[-107.19629,24.67582],[-107.19275,24.67477],[-107.18901,24.6736],[-107.18435,24.67218],[-107.18103,24.67117],[-107.17889,24.67052],[-107.17421,24.6691],[-107.17182,24.66836],[-107.16632,24.66669],[-107.16212,24.66545],[-107.16033,24.6649],[-107.15717,24.66393],[-107.15207,24.66238],[-107.14646,24.66074],[-107.14011,24.65878],[-107.1342,24.65694],[-107.12863,24.65524],[-107.12453,24.654],[-107.12026,24.65269],[-107.11715,24.65173],[-107.11348,24.65061],[-107.10748,24.64873],[-107.09737,24.6457],[-107.09433,24.64478],[-107.0897,24.64337],[-107.08293,24.64132],[-107.08019,24.64047],[-107.07724,24.63957],[-107.07237,24.63809],[-107.0699,24.63734],[-107.06864,24.63695],[-107.06513,24.63696],[-107.06218,24.63687],[-107.05759,24.63671],[-107.055,24.63667],[-107.05082,24.6366],[-107.04829,24.63658],[-107.0443,24.63648],[-107.04126,24.63644],[-107.03635,24.63636],[-107.03128,24.63623],[-107.02789,24.63615],[-107.02317,24.63604],[-107.02166,24.63601],[-107.01328,24.63584],[-107.01116,24.63586],[-107.00406,24.63566],[-107.00003,24.63559],[-106.98997,24.63536],[-106.98158,24.6353],[-106.97678,24.6351],[-106.97239,24.6351],[-106.96744,24.63499],[-106.96414,24.63492],[-106.95993,24.63484],[-106.95545,24.6347],[-106.9511,24.63468],[-106.94255,24.63451],[-106.94009,24.63441],[-106.93822,24.63438],[-106.93436,24.63435],[-106.92935,24.63418],[-106.92517,24.63411],[-106.92189,24.63408],[-106.91694,24.63397],[-106.91133,24.63375],[-106.90797,24.63374],[-106.90373,24.63367],[-106.89921,24.6336],[-106.89252,24.6334],[-106.88711,24.6332],[-106.87711,24.63311],[-106.87409,24.63301],[-106.87109,24.63293],[-106.86804,24.63293],[-106.86494,24.63284],[-106.86217,24.63274],[-106.85961,24.63194],[-106.85542,24.63061],[-106.8511,24.62915],[-106.84775,24.62815],[-106.84413,24.62698],[-106.84085,24.62173],[-106.83585,24.61363],[-106.83145,24.60633],[-106.83064,24.60497],[-106.82855,24.60151],[-106.82402,24.5942],[-106.82301,24.59259],[-106.82026,24.58794],[-106.81619,24.58144],[-106.81274,24.57577],[-106.81001,24.57188],[-106.80815,24.56806],[-106.80793,24.56773]]}}
Línea 115.0 kV | LineString | 115.0 kV | 1 |  |  | CFE |  |  |  |  | OpenStreetMap | {"type":"Feature","properties":{},"geometry":{"type":"LineString","coordinates":[[-101.97676,20.20579],[-101.977,20.20601],[-101.97759,20.20695],[-101.97785,20.20766],[-101.97845,20.20984],[-101.97892,20.21156],[-101.97937,20.21312],[-101.97985,20.21485],[-101.98038,20.21677],[-101.98089,20.21862],[-101.98138,20.22035],[-101.98188,20.22215],[-101.98237,20.22389],[-101.98285,20.22564],[-101.9834,20.22758],[-101.98387,20.22933],[-101.98429,20.23084],[-101.98476,20.23254],[-101.98538,20.23478],[-101.98582,20.23633],[-101.98631,20.2381],[-101.98679,20.23983],[-101.98722,20.24139],[-101.98756,20.24262],[-101.98805,20.24435],[-101.9884,20.24559],[-101.98888,20.24732],[-101.98939,20.24917],[-101.98985,20.25083],[-101.99031,20.2525],[-101.99077,20.25415],[-101.99124,20.25581],[-101.99164,20.25748],[-101.99209,20.2591],[-101.99254,20.26069],[-101.99304,20.26247],[-101.99351,20.26418],[-101.99403,20.26604],[-101.99449,20.26768],[-101.99491,20.2692],[-101.99537,20.27085],[-101.99579,20.27236],[-101.99639,20.27455],[-101.99674,20.27577],[-101.99731,20.27784],[-101.99782,20.27965],[-101.99825,20.2812],[-101.99876,20.28302],[-101.99908,20.28421],[-101.99956,20.28591],[-102.00003,20.28762],[-102.00053,20.28941],[-102.00151,20.29068],[-102.00262,20.29213],[-102.00376,20.29362],[-102.00426,20.29426],[-102.00487,20.29505],[-102.00622,20.29681],[-102.00739,20.29832],[-102.00857,20.29986],[-102.00969,20.30132],[-102.01045,20.30231],[-102.0113,20.30341],[-102.01266,20.30518],[-102.01434,20.30735],[-102.01499,20.30821],[-102.01583,20.3096],[-102.01728,20.31199],[-102.01874,20.31435],[-102.02066,20.31751],[-102.02158,20.31903],[-102.02244,20.32044],[-102.02381,20.32269],[-102.02597,20.32623],[-102.02591,20.32661]]}}
Línea 115.0 kV | LineString | 115.0 kV | 1 |  |  | CFE |  |  |  |  | OpenStreetMap | {"type":"Feature","properties":{},"geometry":{"type":"LineString","coordinates":[[-102.02492,19.85702],[-102.02709,19.85804],[-102.02692,19.85872],[-102.026,19.86228],[-102.02516,19.86557],[-102.02433,19.8688],[-102.02327,19.87292],[-102.02252,19.8758],[-102.021,19.88178],[-102.02043,19.8841],[-102.01981,19.88647],[-102.01922,19.88875],[-102.02059,19.89222],[-102.02315,19.89859],[-102.02737,19.90901],[-102.02978,19.91493],[-102.03067,19.9171],[-102.0316,19.91938],[-102.03202,19.92044],[-102.03272,19.92216],[-102.034,19.92529],[-102.03517,19.92819],[-102.03634,19.93104],[-102.03811,19.93541],[-102.03951,19.93887],[-102.04209,19.94522],[-102.04349,19.94865],[-102.0447,19.95163],[-102.04603,19.9549],[-102.04773,19.95907],[-102.04927,19.96282],[-102.05065,19.96621],[-102.0518,19.96916],[-102.05393,19.97464],[-102.05504,19.97749],[-102.05629,19.98039],[-102.05759,19.98334],[-102.0588,19.9863],[-102.05986,19.98889],[-102.05985,19.99193],[-102.05985,19.99584],[-102.05987,19.99934],[-102.05987,20.0016],[-102.05988,20.00526],[-102.05988,20.00886],[-102.05989,20.01338],[-102.0599,20.01641],[-102.05991,20.01941],[-102.05992,20.02231],[-102.05993,20.02714],[-102.05992,20.03154],[-102.05992,20.03469],[-102.05994,20.03792],[-102.05994,20.04111],[-102.05995,20.04426],[-102.05994,20.04742],[-102.05994,20.05071],[-102.05994,20.05389],[-102.05993,20.05754],[-102.05992,20.06085],[-102.05993,20.06423],[-102.05992,20.06731],[-102.05992,20.07086],[-102.05993,20.07446],[-102.05993,20.07811],[-102.05992,20.08177],[-102.05991,20.08449],[-102.05992,20.08747],[-102.05992,20.09107],[-102.05991,20.09448],[-102.05991,20.09757],[-102.05988,20.10156],[-102.05988,20.10672],[-102.05988,20.11056],[-102.05988,20.11377],[-102.05988,20.11719],[-102.05987,20.1203],[-102.05988,20.12345],[-102.05986,20.12625],[-102.05987,20.12973],[-102.05986,20.13355],[-102.05744,20.13636],[-102.05403,20.14029],[-102.05264,20.14186],[-102.05075,20.14405],[-102.04921,20.14588],[-102.04663,20.148],[-102.04161,20.15218],[-102.03816,20.15506],[-102.03359,20.15883],[-102.03138,20.16069],[-102.0279,20.1636],[-102.02518,20.16585],[-102.02129,20.16915],[-102.01584,20.1736],[-102.01348,20.17559],[-102.00966,20.17877],[-102.00707,20.18094],[-102.00466,20.18297],[-102.0019,20.18524],[-101.99941,20.18729],[-101.99701,20.18927],[-101.9935,20.19223],[-101.99126,20.19409],[-101.98861,20.19628],[-101.98574,20.19871],[-101.98279,20.20116],[-101.97976,20.20368],[-101.97792,20.2052],[-101.97694,20.20562]]}}
Línea 115.0 kV | LineString | 115.0 kV | 2 |  |  | CFE |  |  |  |  | OpenStreetMap | {"type":"Feature","properties":{},"geometry":{"type":"LineString","coordinates":[[-101.97802,20.20653],[-101.98036,20.20465],[-101.98246,20.20286],[-101.98563,20.20028],[-101.98822,20.19812],[-101.99153,20.1953],[-101.99438,20.19296],[-101.9954,20.1921],[-101.99751,20.19032],[-102.00017,20.18809],[-102.00304,20.18565],[-102.0057,20.18347],[-102.0081,20.18143],[-102.01041,20.17952],[-102.01449,20.17613],[-102.01694,20.17405],[-102.01947,20.17195],[-102.02181,20.17002],[-102.02489,20.16746],[-102.02711,20.1656],[-102.03168,20.16169],[-102.03411,20.15971],[-102.03787,20.15651],[-102.04023,20.15453],[-102.04256,20.15259],[-102.04471,20.15079],[-102.04695,20.1489],[-102.04962,20.14666],[-102.05173,20.14426],[-102.05328,20.1425],[-102.05509,20.14044],[-102.05822,20.13655],[-102.06069,20.1335],[-102.06065,20.13111],[-102.06062,20.12851],[-102.06063,20.12558]]}}
Línea 115.0 kV | LineString | 115.0 kV | 1 |  |  | CFE |  |  |  |  | OpenStreetMap | {"type":"Feature","properties":{},"geometry":{"type":"LineString","coordinates":[[-101.9778,20.20675],[-101.97841,20.20745],[-101.97968,20.20898],[-101.98076,20.21033],[-101.98189,20.21171],[-101.98292,20.21299],[-101.98391,20.21418],[-101.98536,20.21596],[-101.98646,20.21733],[-101.98733,20.21838],[-101.98854,20.21988],[-101.98954,20.22111],[-101.99071,20.22223],[-101.99188,20.2233],[-101.99329,20.22464],[-101.99468,20.22593],[-101.99561,20.22682],[-101.99693,20.22806],[-101.99822,20.22927],[-101.99975,20.2307],[-102.00089,20.23175],[-102.00198,20.23278],[-102.00308,20.23383],[-102.00459,20.23522],[-102.00553,20.23612],[-102.00677,20.23729],[-102.00802,20.23844],[-102.00924,20.2396],[-102.01052,20.24083],[-102.01181,20.24203],[-102.01332,20.24345],[-102.01453,20.24457],[-102.01624,20.24618],[-102.01715,20.24707],[-102.01815,20.24798],[-102.01955,20.24925],[-102.02082,20.2505],[-102.02212,20.25172],[-102.02343,20.25295],[-102.02374,20.25488],[-102.02419,20.25771],[-102.02436,20.25917],[-102.02461,20.26077],[-102.02484,20.2622],[-102.0251,20.26385],[-102.02532,20.26523],[-102.02557,20.26683],[-102.02587,20.26864],[-102.02613,20.27034],[-102.02635,20.27169],[-102.02661,20.27344],[-102.02691,20.27526],[-102.0272,20.27713],[-102.02747,20.27884],[-102.02774,20.28053],[-102.02802,20.28232],[-102.0283,20.28411],[-102.02854,20.28567],[-102.02881,20.28738],[-102.02907,20.28899],[-102.02932,20.29057],[-102.02952,20.29183],[-102.02975,20.29334],[-102.02998,20.29478],[-102.03024,20.29641],[-102.03056,20.29847],[-102.03084,20.30024],[-102.03113,20.30203],[-102.03134,20.30346],[-102.03166,20.30534],[-102.03193,20.30714],[-102.03216,20.30865],[-102.03242,20.31033],[-102.03268,20.31188],[-102.03293,20.31348],[-102.03319,20.31515],[-102.03359,20.31777],[-102.03388,20.31956],[-102.03416,20.32129],[-102.03444,20.32312],[-102.03471,20.32482],[-102.03487,20.32581],[-102.03509,20.32728]]}}
Línea 115.0 kV | LineString | 115.0 kV |  |  |  | CFE |  |  |  |  | OpenStreetMap | {"type":"Feature","properties":{},"geometry":{"type":"LineString","coordinates":[[-88.47809,18.49449],[-88.47606,18.49692],[-88.47466,18.49865],[-88.47424,18.50082],[-88.47381,18.50348],[-88.47322,18.50667],[-88.47268,18.50958],[-88.47218,18.51242],[-88.47161,18.51565],[-88.47098,18.51904],[-88.47052,18.52166],[-88.46991,18.525],[-88.46994,18.52802],[-88.46994,18.53087],[-88.46988,18.53404],[-88.46989,18.53773],[-88.46986,18.54085],[-88.46985,18.54355],[-88.46689,18.54442],[-88.46668,18.54442]]}}
Línea 115.0 kV | LineString | 115.0 kV |  |  |  | CFE |  |  |  |  | OpenStreetMap | {"type":"Feature","properties":{},"geometry":{"type":"LineString","coordinates":[[-88.19327,18.95434],[-88.19295,18.95452],[-88.19096,18.95481],[-88.18821,18.95517],[-88.18461,18.95561],[-88.18104,18.95608],[-88.17751,18.95652],[-88.17385,18.95701],[-88.17027,18.95745],[-88.16668,18.95792],[-88.16311,18.95837],[-88.15968,18.95883],[-88.15603,18.95932],[-88.15243,18.95978],[-88.14887,18.96023],[-88.14529,18.96067],[-88.14174,18.96114],[-88.13826,18.96161],[-88.13455,18.96209],[-88.13141,18.96432],[-88.12818,18.96663],[-88.12497,18.96889],[-88.12199,18.97107],[-88.11883,18.97326],[-88.11571,18.97546],[-88.11251,18.97769],[-88.10959,18.97973],[-88.10583,18.97944],[-88.10212,18.97908],[-88.09844,18.97878],[-88.09463,18.97843],[-88.09093,18.97809],[-88.08721,18.97771],[-88.08324,18.97735],[-88.07927,18.97698],[-88.07528,18.97665],[-88.07107,18.97627],[-88.06689,18.9759],[-88.06287,18.97557],[-88.05963,18.97558],[-88.05642,18.97558],[-88.05299,18.97562],[-88.04975,18.9756],[-88.04642,18.9756],[-88.04288,18.97543],[-88.03926,18.97525],[-88.03557,18.97507],[-88.0323,18.97488],[-88.02851,18.97469],[-88.02489,18.97455],[-88.02121,18.97434],[-88.01766,18.97417],[-88.01407,18.97402],[-88.0103,18.97377],[-88.00657,18.97357],[-88.00281,18.97334],[-87.99892,18.97313],[-87.99581,18.97295],[-87.99262,18.97284],[-87.9893,18.97267],[-87.98601,18.97253],[-87.98234,18.97237],[-87.97844,18.97219],[-87.97458,18.97205],[-87.97074,18.9719],[-87.96698,18.97171],[-87.96312,18.97152],[-87.95929,18.97137],[-87.95543,18.97116],[-87.95161,18.97097],[-87.94772,18.97078],[-87.94392,18.97058],[-87.94011,18.97041],[-87.93626,18.97022],[-87.9324,18.97004],[-87.92838,18.96986],[-87.92453,18.96964],[-87.92175,18.96791],[-87.9195,18.96554],[-87.91716,18.96311],[-87.91483,18.96063],[-87.91259,18.95823],[-87.91183,18.95513],[-87.9094,18.95263],[-87.90699,18.95011],[-87.90467,18.94765],[-87.90223,18.94509],[-87.89981,18.94255],[-87.89748,18.94011],[-87.89509,18.93758],[-87.89271,18.93504],[-87.88966,18.93403],[-87.887,18.93127],[-87.88435,18.92841],[-87.88169,18.92557],[-87.87896,18.92272],[-87.87634,18.91991],[-87.87366,18.91711],[-87.87098,18.91428],[-87.86826,18.91145],[-87.86568,18.90865],[-87.86296,18.90582],[-87.86025,18.90298],[-87.85759,18.90016],[-87.85489,18.89734],[-87.85222,18.8945],[-87.84959,18.89167],[-87.84688,18.88885],[-87.84423,18.88606],[-87.84153,18.88324],[-87.83884,18.88039],[-87.83628,18.87765],[-87.83365,18.87497],[-87.83105,18.87222],[-87.82847,18.86951],[-87.82589,18.86678],[-87.82326,18.86403],[-87.82067,18.8613],[-87.81805,18.85851],[-87.81548,18.85583],[-87.81288,18.85309],[-87.8103,18.85036],[-87.80766,18.8476],[-87.80512,18.84489],[-87.80251,18.84218],[-87.79995,18.83945],[-87.79737,18.83674],[-87.79484,18.83403],[-87.79233,18.83141],[-87.78976,18.82872],[-87.78717,18.82597],[-87.78459,18.82324],[-87.78204,18.82058],[-87.77942,18.81784],[-87.77689,18.81513],[-87.77431,18.81242],[-87.77178,18.80971],[-87.76915,18.80693],[-87.76658,18.80422],[-87.76397,18.80145],[-87.76138,18.79876],[-87.75882,18.79606],[-87.75621,18.79329],[-87.75365,18.7906],[-87.75106,18.78789],[-87.74849,18.78514],[-87.74591,18.78239],[-87.74331,18.77968],[-87.74071,18.77691],[-87.73817,18.77419],[-87.73559,18.77149],[-87.73301,18.76874],[-87.73036,18.76596],[-87.72852,18.76271],[-87.72659,18.75939],[-87.72468,18.75603],[-87.7228,18.75278],[-87.72072,18.75095],[-87.71784,18.75127]]}}
Línea 115.0 kV | LineString | 115.0 kV | 2 |  |  | CFE |  |  |  |  | OpenStreetMap | {"type":"Feature","properties":{},"geometry":{"type":"LineString","coordinates":[[-97.04202,19.07148],[-97.04195,19.0716],[-97.04139,19.07144],[-97.04034,19.07146],[-97.03913,19.07146],[-97.03802,19.07149],[-97.03803,19.07079],[-97.03626,19.07053],[-97.03422,19.07016],[-97.03204,19.06974]]}}
Línea 115.0 kV | LineString | 115.0 kV |  |  |  | CFE |  |  |  |  | OpenStreetMap | {"type":"Feature","properties":{},"geometry":{"type":"LineString","coordinates":[[-93.51424,17.44591],[-93.51317,17.44487],[-93.51261,17.44442],[-93.51074,17.44288],[-93.50856,17.44317],[-93.50478,17.44369],[-93.49914,17.44448],[-93.49731,17.44474],[-93.49504,17.44508],[-93.49273,17.4454],[-93.49083,17.44566],[-93.48805,17.44605],[-93.48534,17.44655],[-93.48307,17.44688],[-93.48128,17.44711],[-93.47811,17.44759],[-93.476,17.44877],[-93.47217,17.45091]]}}
Línea 115.0 kV | LineString | 115.0 kV | 1 |  |  | CFE |  |  |  |  | OpenStreetMap | {"type":"Feature","properties":{},"geometry":{"type":"LineString","coordinates":[[-92.75214,16.41487],[-92.75225,16.41481],[-92.75264,16.41459],[-92.75434,16.41366],[-92.75564,16.41296],[-92.75827,16.41153],[-92.7598,16.4107],[-92.76279,16.40908],[-92.765,16.40788],[-92.76819,16.40614],[-92.77152,16.40434],[-92.77427,16.40284],[-92.77624,16.40181],[-92.77642,16.40169]]}}
Línea 115.0 kV | LineString | 115.0 kV | 1 |  |  | CFE |  |  |  |  | OpenStreetMap | {"type":"Feature","properties":{},"geometry":{"type":"LineString","coordinates":[[-101.13381,19.95931],[-101.13373,19.95957],[-101.13333,19.96026],[-101.13313,19.96138],[-101.13304,19.96196],[-101.13261,19.96475],[-101.13236,19.96636],[-101.13217,19.96763],[-101.13203,19.96874],[-101.13294,19.97087],[-101.13358,19.97237],[-101.13413,19.97359],[-101.13466,19.97484],[-101.13655,19.97505],[-101.13838,19.97533],[-101.14031,19.97554],[-101.14127,19.97567],[-101.14187,19.97655],[-101.14293,19.97813],[-101.14399,19.9797],[-101.14504,19.98125],[-101.14609,19.98282],[-101.14702,19.9842],[-101.14807,19.98575],[-101.1492,19.98742],[-101.15068,19.98965],[-101.15119,19.99045],[-101.15068,19.99142],[-101.14988,19.99296],[-101.14905,19.99447],[-101.14829,19.99598],[-101.14748,19.99745],[-101.14666,19.99894],[-101.14588,20.00042],[-101.14657,20.00197],[-101.14737,20.00375],[-101.14781,20.00477],[-101.1487,20.00675],[-101.14948,20.00855],[-101.15021,20.01021],[-101.15093,20.01184],[-101.15156,20.01326],[-101.15225,20.01488],[-101.153,20.01658],[-101.15341,20.01752],[-101.15381,20.01841],[-101.15418,20.01926],[-101.15465,20.02035],[-101.15515,20.02148],[-101.15587,20.02314],[-101.15655,20.02469],[-101.15711,20.02598],[-101.15756,20.02705],[-101.15895,20.03023],[-101.15973,20.03198],[-101.16045,20.03364],[-101.1612,20.03535],[-101.16194,20.03704],[-101.16263,20.03861],[-101.16325,20.04004],[-101.16365,20.04095],[-101.1643,20.04244],[-101.16562,20.04547],[-101.16645,20.04733],[-101.16706,20.04874],[-101.16798,20.0508],[-101.16862,20.05227],[-101.16928,20.05378],[-101.17002,20.05547],[-101.17064,20.05687],[-101.17195,20.05985],[-101.17264,20.06141],[-101.17352,20.06345],[-101.17444,20.06555],[-101.17513,20.06711],[-101.1756,20.06817],[-101.17638,20.06993],[-101.17704,20.07145],[-101.17784,20.07329],[-101.17878,20.07542],[-101.17952,20.0771],[-101.18094,20.08034],[-101.18126,20.08107],[-101.18206,20.08289],[-101.18253,20.08392],[-101.18326,20.08561],[-101.18383,20.08693],[-101.18424,20.08789],[-101.18589,20.09161],[-101.18648,20.09295],[-101.18697,20.09407],[-101.18763,20.09557],[-101.1884,20.09735],[-101.18926,20.09917],[-101.19,20.10091],[-101.19078,20.10264],[-101.19147,20.10422],[-101.19195,20.10529],[-101.19316,20.10804],[-101.19338,20.10851],[-101.19444,20.11106],[-101.19452,20.11125]]}}
Línea 115.0 kV | LineString | 115.0 kV | 2 |  |  | CFE |  |  |  |  | OpenStreetMap | {"type":"Feature","properties":{},"geometry":{"type":"LineString","coordinates":[[-111.66678,25.01964],[-111.66661,25.01927],[-111.66633,25.01825],[-111.66827,25.01888],[-111.6714,25.01986],[-111.67455,25.02004],[-111.67798,25.02025],[-111.68145,25.02046],[-111.68473,25.02065],[-111.68818,25.0208],[-111.69099,25.02094],[-111.69463,25.02105],[-111.69815,25.02123],[-111.7018,25.02133],[-111.70529,25.0215],[-111.70875,25.02177],[-111.71159,25.0221],[-111.71513,25.02244],[-111.71862,25.02267],[-111.72196,25.02289],[-111.72576,25.0231],[-111.72929,25.02333],[-111.73266,25.02353],[-111.73599,25.02374],[-111.73938,25.02395],[-111.74293,25.02416],[-111.74639,25.02437],[-111.74955,25.02456],[-111.75283,25.02474],[-111.75608,25.02496],[-111.75961,25.02517],[-111.76311,25.02537],[-111.76637,25.02557],[-111.7699,25.02578],[-111.77328,25.02599],[-111.77626,25.02617],[-111.77911,25.02633],[-111.78284,25.02655],[-111.78584,25.02673],[-111.78829,25.02688],[-111.79141,25.0255],[-111.79426,25.02423],[-111.79684,25.02308],[-111.79981,25.02177],[-111.80301,25.02036],[-111.80594,25.01904],[-111.80898,25.0177],[-111.8121,25.0163],[-111.81531,25.01486],[-111.81832,25.01352],[-111.82045,25.01115],[-111.82279,25.00857],[-111.82498,25.00612],[-111.82718,25.00369],[-111.829,25.00165],[-111.83121,24.9992],[-111.8333,24.99688],[-111.83542,24.99453],[-111.83768,24.99201],[-111.83994,24.9895],[-111.84214,24.98706],[-111.84432,24.98464],[-111.84646,24.98227],[-111.84884,24.97963],[-111.85111,24.97711],[-111.85362,24.97432],[-111.85606,24.9716],[-111.85816,24.9692],[-111.86009,24.96706],[-111.86237,24.96454],[-111.86436,24.9623],[-111.86602,24.96047],[-111.86959,24.95894],[-111.87345,24.95728],[-111.87675,24.95586],[-111.87958,24.95464],[-111.88266,24.95347],[-111.88545,24.9524],[-111.88865,24.95118],[-111.89202,24.94989],[-111.89507,24.94872],[-111.89853,24.94741],[-111.90192,24.9461],[-111.9052,24.94484],[-111.90855,24.94357],[-111.91188,24.94228],[-111.91531,24.94097],[-111.91841,24.93978],[-111.92127,24.93869],[-111.92428,24.93753],[-111.92756,24.93628],[-111.93125,24.93487],[-111.93466,24.93356],[-111.93784,24.93234],[-111.94102,24.93112],[-111.94406,24.92995],[-111.94779,24.92853],[-111.95073,24.92742],[-111.95422,24.92608],[-111.95724,24.9249],[-111.96109,24.92344],[-111.96424,24.92223],[-111.9668,24.92124],[-111.96945,24.92025],[-111.97437,24.91835],[-111.97822,24.91687],[-111.98248,24.91523],[-111.98643,24.91372],[-111.99024,24.91226],[-111.99373,24.91091],[-111.99682,24.90974],[-111.99984,24.90858],[-112.00259,24.90751],[-112.00491,24.90586],[-112.00811,24.90356],[-112.01113,24.90141],[-112.01377,24.89952],[-112.0168,24.89737],[-112.01949,24.89541],[-112.02191,24.89369],[-112.02549,24.89117],[-112.02838,24.88909],[-112.03118,24.88709],[-112.03374,24.88524],[-112.03669,24.88313],[-112.03974,24.88098],[-112.04217,24.87923],[-112.04473,24.8774],[-112.04747,24.87545],[-112.05034,24.8734],[-112.05297,24.87149],[-112.05586,24.86944],[-112.05882,24.86732],[-112.06172,24.86526],[-112.06453,24.86327],[-112.0675,24.86113],[-112.07029,24.85914],[-112.07323,24.85702],[-112.07612,24.85496],[-112.079,24.85291],[-112.0819,24.85083],[-112.08492,24.84867],[-112.08731,24.84698],[-112.08723,24.84355],[-112.08714,24.83989],[-112.08709,24.83641],[-112.08702,24.83325],[-112.087,24.8303],[-112.08692,24.8273],[-112.08685,24.82369],[-112.08865,24.82062],[-112.09034,24.81782],[-112.09153,24.81581],[-112.09183,24.81527]]}}
Línea 115.0 kV | LineString | 115.0 kV | 2 |  |  | Comisión Federal de Electricidad |  |  |  |  | OpenStreetMap | {"type":"Feature","properties":{},"geometry":{"type":"LineString","coordinates":[[-87.4711,20.26032],[-87.47189,20.25962],[-87.47147,20.25924]]}}
Línea 115.0 kV | LineString | 115.0 kV |  |  |  | CFE |  |  |  |  | OpenStreetMap | {"type":"Feature","properties":{},"geometry":{"type":"LineString","coordinates":[[-89.53155,20.90377],[-89.53182,20.90402],[-89.53307,20.90526],[-89.53528,20.90746],[-89.53527,20.90862],[-89.53366,20.90985],[-89.53126,20.91163],[-89.53063,20.91105],[-89.5304,20.91078]]}}
Línea 115.0 kV | LineString | 115.0 kV | 2 |  |  | CFE |  |  |  |  | OpenStreetMap | {"type":"Feature","properties":{},"geometry":{"type":"LineString","coordinates":[[-111.66693,25.01958],[-111.66675,25.01919],[-111.66846,25.01995],[-111.67173,25.02013],[-111.67498,25.02035],[-111.67827,25.02056],[-111.68156,25.02068],[-111.68515,25.02095],[-111.68872,25.02117],[-111.6921,25.02137],[-111.69548,25.02155],[-111.69877,25.02176],[-111.70219,25.02198],[-111.70572,25.0222],[-111.70933,25.02241],[-111.71232,25.02258],[-111.71525,25.02278],[-111.71832,25.02294],[-111.7217,25.02316],[-111.72492,25.02334],[-111.72468,25.02634],[-111.72442,25.02945],[-111.72422,25.03273],[-111.72395,25.03616],[-111.72372,25.03938],[-111.72347,25.04238],[-111.72326,25.04569],[-111.72301,25.04915],[-111.72273,25.05262],[-111.72247,25.05617],[-111.72223,25.05966],[-111.72194,25.06322],[-111.72173,25.06659],[-111.72146,25.07],[-111.7212,25.07359],[-111.72093,25.07706],[-111.72069,25.08058],[-111.72044,25.08402],[-111.72022,25.08745],[-111.71995,25.09092],[-111.71971,25.09388],[-111.71951,25.0969],[-111.71924,25.10036],[-111.71901,25.10334],[-111.7188,25.10632],[-111.71855,25.1098],[-111.71831,25.11322],[-111.71801,25.11685],[-111.71775,25.12033],[-111.71756,25.12304],[-111.71877,25.1256],[-111.72014,25.1286],[-111.7214,25.13141],[-111.7227,25.1341],[-111.72391,25.13679],[-111.7251,25.13935],[-111.72646,25.14224],[-111.72796,25.14552],[-111.72948,25.14879],[-111.73101,25.15203],[-111.73248,25.15528],[-111.73399,25.15849],[-111.73543,25.16168],[-111.73683,25.16468],[-111.7381,25.16736],[-111.73942,25.1704],[-111.74092,25.17357],[-111.7423,25.17649],[-111.74368,25.17954],[-111.74506,25.18249],[-111.74635,25.18531],[-111.74775,25.1883],[-111.74912,25.1913],[-111.75055,25.19439]]}}
Línea 115.0 kV | LineString | 115.0 kV | 1 |  |  | CFE |  |  |  |  | OpenStreetMap | {"type":"Feature","properties":{},"geometry":{"type":"LineString","coordinates":[[-100.14077,18.86799],[-100.14082,18.86753],[-100.14093,18.86605],[-100.14105,18.86457],[-100.14119,18.86276],[-100.14149,18.85887],[-100.14161,18.85741],[-100.14173,18.8559],[-100.14207,18.85161],[-100.14232,18.84835],[-100.14309,18.84573],[-100.14378,18.84341],[-100.14435,18.84146],[-100.14496,18.83946],[-100.14582,18.8366],[-100.14694,18.83283],[-100.1477,18.83032],[-100.14879,18.82657],[-100.14989,18.8229],[-100.1506,18.82049],[-100.15142,18.81772],[-100.15171,18.81676],[-100.15277,18.81311],[-100.1534,18.81104],[-100.15386,18.80948],[-100.15481,18.80629],[-100.15562,18.80359],[-100.15621,18.8016],[-100.15675,18.79973],[-100.15689,18.79926],[-100.15722,18.79822],[-100.15866,18.79325],[-100.1591,18.79182],[-100.16069,18.78642],[-100.16113,18.78503],[-100.16216,18.78157],[-100.16389,18.77564],[-100.16433,18.77417],[-100.16475,18.7728],[-100.16594,18.76867],[-100.16677,18.76584],[-100.16841,18.76028],[-100.16914,18.7578],[-100.17078,18.7522],[-100.17229,18.74707],[-100.17286,18.74518],[-100.17299,18.74439],[-100.1734,18.74269],[-100.174,18.73993],[-100.1746,18.73697],[-100.17552,18.73277],[-100.17608,18.73031],[-100.17633,18.72911],[-100.17718,18.72502],[-100.17754,18.72356],[-100.17817,18.72029],[-100.1787,18.71781],[-100.17962,18.7134],[-100.18095,18.70766],[-100.18113,18.70693],[-100.18247,18.7005],[-100.18282,18.69897],[-100.18347,18.69634],[-100.18648,18.69418],[-100.19098,18.69094],[-100.19309,18.68708],[-100.19577,18.68143],[-100.1994,18.67437],[-100.2008,18.67157],[-100.2032,18.66677],[-100.20946,18.66605],[-100.21089,18.66586],[-100.21611,18.66533],[-100.21778,18.66513],[-100.22057,18.66479],[-100.22327,18.66447],[-100.22802,18.66391],[-100.23036,18.66366],[-100.23327,18.66329],[-100.23489,18.66266],[-100.23708,18.6619],[-100.23931,18.66108],[-100.24224,18.65999],[-100.24543,18.65885],[-100.24743,18.65814],[-100.25149,18.65667],[-100.25265,18.65624],[-100.25517,18.65534],[-100.25973,18.65367],[-100.26267,18.64892],[-100.26338,18.64774],[-100.26404,18.6467],[-100.26478,18.64615]]}}
Línea 115.0 kV | LineString | 115.0 kV | 2 |  |  | CFE |  |  |  |  | OpenStreetMap | {"type":"Feature","properties":{},"geometry":{"type":"LineString","coordinates":[[-111.76885,25.234],[-111.76761,25.23135],[-111.76631,25.22854],[-111.7651,25.22589],[-111.76381,25.22303],[-111.76252,25.22028],[-111.76122,25.21745],[-111.75996,25.21475],[-111.75854,25.21174],[-111.75716,25.20871],[-111.75596,25.2061],[-111.75469,25.20333],[-111.75339,25.20056],[-111.75252,25.19871],[-111.75105,25.19798],[-111.75057,25.19813]]}}
Línea 115.0 kV | LineString | 115.0 kV | 2 |  |  | CFE |  |  |  |  | OpenStreetMap | {"type":"Feature","properties":{},"geometry":{"type":"LineString","coordinates":[[-111.85459,25.42251],[-111.85514,25.42233],[-111.85697,25.41958],[-111.85883,25.41675],[-111.86032,25.41454],[-111.86184,25.41224],[-111.86353,25.40968],[-111.86217,25.40683],[-111.86094,25.40429],[-111.85967,25.40169],[-111.85827,25.39872],[-111.8568,25.39567],[-111.85519,25.39234],[-111.85367,25.38918],[-111.85239,25.38648],[-111.85116,25.38391],[-111.84993,25.38137],[-111.84865,25.37867],[-111.84747,25.37622],[-111.84606,25.37329],[-111.84453,25.37011],[-111.84309,25.36712],[-111.84174,25.3643],[-111.84053,25.36181],[-111.83937,25.35938],[-111.83782,25.3562],[-111.83623,25.35279],[-111.8346,25.34939],[-111.83326,25.34662],[-111.83206,25.34411],[-111.83086,25.34166],[-111.82966,25.33913],[-111.82841,25.33649],[-111.82703,25.33365],[-111.82594,25.33136],[-111.82458,25.32855],[-111.82329,25.32586],[-111.82206,25.3232],[-111.82071,25.32044],[-111.81938,25.3177],[-111.81808,25.31494],[-111.81679,25.31229],[-111.81551,25.30951],[-111.8141,25.30675],[-111.81267,25.30367],[-111.81124,25.30074],[-111.80995,25.298],[-111.80865,25.29531],[-111.8073,25.29251],[-111.80599,25.28975],[-111.80457,25.2868],[-111.80328,25.28411],[-111.80191,25.28129],[-111.8006,25.27854],[-111.79909,25.27537],[-111.7975,25.27207],[-111.79599,25.26902],[-111.79446,25.26574],[-111.79271,25.26221],[-111.79135,25.25926],[-111.79004,25.25657],[-111.78872,25.25381],[-111.78736,25.2511],[-111.78531,25.24906],[-111.78308,25.24696],[-111.78082,25.24474],[-111.7787,25.24275],[-111.77643,25.24059],[-111.77413,25.23836]]}}
Línea 115.0 kV | LineString | 115.0 kV |  |  |  | Comisión Federal de Electricidad |  |  |  |  | OpenStreetMap | {"type":"Feature","properties":{},"geometry":{"type":"LineString","coordinates":[[-100.14884,19.26234],[-100.15009,19.26093],[-100.15158,19.25934],[-100.15424,19.25729],[-100.15703,19.2551],[-100.15825,19.25412],[-100.16143,19.25156],[-100.16368,19.24981],[-100.16583,19.24807],[-100.16802,19.24531],[-100.16952,19.24259],[-100.17024,19.24126],[-100.17196,19.23829],[-100.17348,19.23546],[-100.17563,19.23368],[-100.17734,19.23219],[-100.18012,19.22992],[-100.17979,19.22816],[-100.17905,19.22391],[-100.17828,19.21892],[-100.17868,19.21683],[-100.17909,19.21481],[-100.18083,19.21296],[-100.1839,19.20949],[-100.18701,19.206],[-100.19287,19.20154],[-100.19472,19.20025],[-100.19687,19.19854],[-100.19835,19.19754],[-100.20059,19.19585],[-100.20324,19.19389],[-100.20448,19.19304],[-100.20568,19.19205],[-100.20828,19.19017],[-100.21212,19.18791],[-100.21472,19.18647],[-100.21722,19.18459],[-100.21784,19.18414],[-100.22313,19.1836],[-100.22594,19.18323],[-100.22889,19.18286],[-100.23192,19.18102],[-100.2342,19.17634],[-100.23528,19.17577],[-100.23826,19.17531],[-100.24173,19.1752],[-100.24182,19.17597]]}}
Línea 115.0 kV | LineString | 115.0 kV | 1 |  |  | CFE |  |  |  |  | OpenStreetMap | {"type":"Feature","properties":{},"geometry":{"type":"LineString","coordinates":[[-99.94087,18.89735],[-99.94087,18.89716],[-99.93679,18.89792],[-99.9343,18.89844],[-99.93002,18.8993],[-99.92873,18.89866],[-99.92587,18.89725],[-99.9228,18.89442],[-99.92021,18.89209],[-99.91728,18.88861],[-99.91511,18.8861],[-99.91342,18.88401],[-99.91074,18.88348],[-99.90742,18.88271],[-99.90393,18.88198],[-99.90178,18.88149],[-99.89841,18.88071],[-99.89687,18.88041],[-99.89356,18.87967],[-99.89033,18.87897],[-99.88288,18.87731],[-99.87992,18.87673],[-99.87602,18.87579],[-99.87297,18.87506],[-99.86961,18.87231],[-99.86747,18.8706],[-99.86513,18.86849],[-99.8632,18.86686],[-99.86016,18.86548],[-99.85684,18.86401],[-99.85344,18.86249],[-99.85093,18.86137],[-99.84814,18.86014],[-99.84457,18.85853],[-99.84137,18.85717],[-99.83763,18.85552],[-99.8341,18.85393],[-99.83053,18.85236],[-99.82713,18.85083],[-99.8245,18.84971],[-99.81936,18.8474],[-99.81388,18.84495],[-99.81135,18.84381],[-99.80788,18.84228],[-99.80673,18.83983],[-99.80564,18.83759],[-99.80472,18.83566],[-99.80305,18.83214],[-99.80191,18.82985],[-99.80069,18.8273],[-99.7963,18.82294],[-99.79084,18.81946],[-99.78681,18.8169],[-99.78535,18.81599],[-99.78272,18.81569],[-99.77929,18.815],[-99.77482,18.81428],[-99.76986,18.81346],[-99.76615,18.81287],[-99.76212,18.81223],[-99.75646,18.81316],[-99.75306,18.81371],[-99.75002,18.81421],[-99.74228,18.81545],[-99.73868,18.81607],[-99.73441,18.81674],[-99.73117,18.81728],[-99.72828,18.8177],[-99.72498,18.8181],[-99.72072,18.81867],[-99.71862,18.81894],[-99.717,18.81985],[-99.71476,18.82112],[-99.71128,18.8231],[-99.70608,18.82605],[-99.70439,18.82699],[-99.70136,18.82872],[-99.70002,18.82947],[-99.69878,18.83139],[-99.69647,18.83202],[-99.69539,18.83338],[-99.69486,18.83388],[-99.69418,18.83456],[-99.69392,18.8344]]}}
Línea 115.0 kV | LineString | 115.0 kV |  |  |  | CFE |  |  |  |  | OpenStreetMap | {"type":"Feature","properties":{},"geometry":{"type":"LineString","coordinates":[[-101.51939,27.8968],[-101.51921,27.89682],[-101.51893,27.89693],[-101.51816,27.89776],[-101.51737,27.89865],[-101.51651,27.8995],[-101.51565,27.90039],[-101.51479,27.9013],[-101.51393,27.90219],[-101.51307,27.9031],[-101.51217,27.90401],[-101.51132,27.90488],[-101.5104,27.9058],[-101.50952,27.90671],[-101.50863,27.90761],[-101.50806,27.90826]]}}
Línea 115.0 kV | LineString | 115.0 kV |  |  |  | CFE |  |  |  |  | OpenStreetMap | {"type":"Feature","properties":{},"geometry":{"type":"LineString","coordinates":[[-100.64611,23.66654],[-100.64718,23.66636],[-100.64828,23.66616],[-100.64935,23.66598],[-100.65046,23.66577],[-100.65144,23.6656],[-100.65268,23.66539],[-100.65363,23.66547],[-100.65489,23.66556],[-100.65568,23.66564],[-100.65664,23.66572],[-100.65764,23.66581],[-100.65865,23.66589],[-100.65969,23.66598],[-100.66076,23.66607],[-100.66176,23.66617],[-100.66277,23.66626],[-100.6638,23.66634],[-100.66481,23.66642],[-100.66584,23.66651],[-100.66688,23.6666]]}}
Línea 115.0 kV | LineString | 115.0 kV | 1 |  |  | CFE |  |  |  |  | OpenStreetMap | {"type":"Feature","properties":{},"geometry":{"type":"LineString","coordinates":[[-100.66714,23.64777],[-100.66672,23.64782],[-100.66671,23.64544],[-100.66666,23.64315],[-100.66659,23.64083],[-100.66655,23.63849],[-100.6675,23.63582],[-100.66842,23.63314],[-100.66934,23.63043],[-100.67037,23.6277],[-100.67131,23.62509],[-100.67225,23.6224],[-100.67244,23.62054],[-100.67035,23.61919],[-100.66984,23.61657],[-100.66825,23.61548],[-100.66713,23.61344],[-100.666,23.6114],[-100.66486,23.60927],[-100.66376,23.60729],[-100.66238,23.60593],[-100.66006,23.60355],[-100.6579,23.60131],[-100.65587,23.59923],[-100.65387,23.59713],[-100.65165,23.59483],[-100.64974,23.59281],[-100.64757,23.59048],[-100.64548,23.58829],[-100.6434,23.58613],[-100.64123,23.58394],[-100.63924,23.58176],[-100.6372,23.57959],[-100.6351,23.57741],[-100.63305,23.57524],[-100.63261,23.57288],[-100.63219,23.57049],[-100.63207,23.56967],[-100.63188,23.56871],[-100.63172,23.56775],[-100.63154,23.5668],[-100.63137,23.5658],[-100.63122,23.56484],[-100.63102,23.56388],[-100.63076,23.56236],[-100.63042,23.56054],[-100.63002,23.55762],[-100.62953,23.5547],[-100.6291,23.55179],[-100.62862,23.54891],[-100.62817,23.54596],[-100.6276,23.54307],[-100.62706,23.54018],[-100.62646,23.53729],[-100.62591,23.53438],[-100.62532,23.5315],[-100.62484,23.52872],[-100.62438,23.52599],[-100.62387,23.52324],[-100.62338,23.52046],[-100.62288,23.51771],[-100.6224,23.51496],[-100.62195,23.51224],[-100.62145,23.5095],[-100.62095,23.50675],[-100.62049,23.50406],[-100.62006,23.5014],[-100.6195,23.4986],[-100.61901,23.49566],[-100.6186,23.49328],[-100.61818,23.49089],[-100.61773,23.48834],[-100.61735,23.48613],[-100.61834,23.48325],[-100.62119,23.48239],[-100.62407,23.48154],[-100.62757,23.48056],[-100.62997,23.48003],[-100.63242,23.47947],[-100.63488,23.47891],[-100.63746,23.47832],[-100.64016,23.47761],[-100.64237,23.47699],[-100.64504,23.47637],[-100.64772,23.47571],[-100.65052,23.47505],[-100.65318,23.4744],[-100.65591,23.47373],[-100.65861,23.47309],[-100.66131,23.47243],[-100.66392,23.47141],[-100.66664,23.47035],[-100.66935,23.46934],[-100.67219,23.46824],[-100.67468,23.46727],[-100.67744,23.46623],[-100.68013,23.46519],[-100.68278,23.46416],[-100.68547,23.46313],[-100.68853,23.46198],[-100.69129,23.46091],[-100.69425,23.45981],[-100.69726,23.45866],[-100.7,23.45759],[-100.70291,23.45649],[-100.70576,23.45538],[-100.70869,23.45425],[-100.71157,23.45314],[-100.71449,23.45202],[-100.71737,23.45091],[-100.72025,23.44981],[-100.72314,23.44869],[-100.72493,23.44647],[-100.72678,23.44425],[-100.72855,23.44198],[-100.73036,23.43981],[-100.73215,23.43759],[-100.73398,23.43533],[-100.73575,23.43312],[-100.73754,23.43089],[-100.73938,23.42865],[-100.74137,23.42602],[-100.74247,23.42455],[-100.74332,23.42322],[-100.7449,23.42078],[-100.74621,23.41877],[-100.74788,23.41621],[-100.7493,23.41381],[-100.75083,23.41125],[-100.75221,23.40895],[-100.75369,23.40651],[-100.7551,23.4041],[-100.75659,23.4016],[-100.75799,23.39927],[-100.75944,23.39684],[-100.76094,23.39434],[-100.76233,23.39202],[-100.76395,23.38933],[-100.76516,23.38731],[-100.76632,23.38532],[-100.76753,23.38329],[-100.76807,23.3813],[-100.76865,23.37921],[-100.76918,23.37729],[-100.77167,23.37642],[-100.77298,23.3742],[-100.77422,23.37211],[-100.77552,23.36995],[-100.77679,23.36788],[-100.77833,23.36527],[-100.77989,23.36261],[-100.78126,23.36032],[-100.78253,23.35818],[-100.78403,23.35572],[-100.78536,23.35325],[-100.78667,23.35077],[-100.78795,23.34838],[-100.78932,23.34578],[-100.79065,23.34332],[-100.79197,23.34086],[-100.79327,23.33838],[-100.79462,23.33588],[-100.79597,23.33338],[-100.79727,23.33091],[-100.79859,23.32843],[-100.79992,23.32595],[-100.80126,23.32348],[-100.80254,23.32101],[-100.80387,23.31852],[-100.80522,23.31605],[-100.80652,23.31357],[-100.80784,23.31109],[-100.80917,23.3086],[-100.81049,23.30614],[-100.81183,23.30364],[-100.81315,23.30116],[-100.81422,23.29917],[-100.81561,23.29657],[-100.81704,23.29389],[-100.81846,23.29123],[-100.81986,23.28864],[-100.82121,23.28609],[-100.82259,23.28351],[-100.82395,23.28092],[-100.82528,23.27833],[-100.8267,23.27574],[-100.82807,23.27318],[-100.82946,23.2706],[-100.83085,23.26801],[-100.83221,23.26544],[-100.83357,23.26285],[-100.83494,23.26028],[-100.83624,23.25785],[-100.83918,23.25753],[-100.84216,23.25721],[-100.84517,23.25688],[-100.84814,23.25657],[-100.85058,23.2563],[-100.85332,23.25601],[-100.85606,23.25572],[-100.85898,23.2554],[-100.86154,23.25513],[-100.86396,23.25487],[-100.86807,23.25443],[-100.87098,23.2541],[-100.8738,23.25382],[-100.87701,23.25344],[-100.87998,23.25314],[-100.88251,23.25286],[-100.885,23.25259],[-100.88751,23.25231],[-100.89019,23.25203],[-100.8922,23.25157],[-100.89468,23.25102],[-100.89762,23.25037],[-100.90056,23.24971],[-100.9035,23.24905],[-100.90646,23.24839],[-100.9094,23.24773],[-100.91235,23.24706],[-100.91528,23.24641],[-100.9193,23.24552],[-100.9215,23.24502],[-100.92371,23.24453],[-100.92667,23.24386],[-100.9296,23.24321],[-100.93253,23.24256],[-100.93546,23.2419],[-100.93841,23.24123],[-100.94135,23.24058],[-100.9443,23.23992],[-100.94722,23.23925],[-100.95017,23.23859],[-100.95312,23.23794],[-100.95583,23.23733],[-100.95905,23.23661],[-100.96227,23.23588],[-100.9655,23.23517],[-100.96866,23.23445],[-100.9719,23.23373],[-100.97509,23.233],[-100.97833,23.2323],[-100.97998,23.23192],[-100.98255,23.23018],[-100.98494,23.22856],[-100.98729,23.22696],[-100.98984,23.22523],[-100.99249,23.22343],[-100.99509,23.22167],[-100.99769,23.21991],[-101.00028,23.21815],[-101.00289,23.21639],[-101.00549,23.21462],[-101.00809,23.21286],[-101.01064,23.2111],[-101.01325,23.20932],[-101.0159,23.20759],[-101.01847,23.20583],[-101.02107,23.20404],[-101.02364,23.20228],[-101.02627,23.20054],[-101.02885,23.19875],[-101.03146,23.19702],[-101.03402,23.19519],[-101.03664,23.19346],[-101.03925,23.19171],[-101.04184,23.18993],[-101.04454,23.18816],[-101.04706,23.18645],[-101.04965,23.18468],[-101.05235,23.1829],[-101.05482,23.18107],[-101.0574,23.17929],[-101.06003,23.17757],[-101.06263,23.17586],[-101.06523,23.17409],[-101.06781,23.17227],[-101.07042,23.17056],[-101.07093,23.16808],[-101.07142,23.1657],[-101.07192,23.16328],[-101.07392,23.16124],[-101.07591,23.15924],[-101.07791,23.15724],[-101.07993,23.15519],[-101.08191,23.15318],[-101.0839,23.15115],[-101.0859,23.14915],[-101.0879,23.14714],[-101.0899,23.14512],[-101.09189,23.14307],[-101.09283,23.14045],[-101.0937,23.13803],[-101.09467,23.13522],[-101.0956,23.13262],[-101.09654,23.13003],[-101.09746,23.1274],[-101.09838,23.12476],[-101.09852,23.12303],[-101.09861,23.12176],[-101.09887,23.11836],[-101.09912,23.11514],[-101.09929,23.11258],[-101.09949,23.11036],[-101.09969,23.10806],[-101.09987,23.10528],[-101.10011,23.10257],[-101.10028,23.10012],[-101.10284,23.09948],[-101.1036,23.09928],[-101.10355,23.09902]]}}
Línea 115.0 kV | LineString | 115.0 kV | 1 |  |  | CFE |  |  |  |  | OpenStreetMap | {"type":"Feature","properties":{},"geometry":{"type":"LineString","coordinates":[[-99.11909,23.7584],[-99.1194,23.75871],[-99.11921,23.75974],[-99.12018,23.75987],[-99.12,23.76103],[-99.1198,23.76236],[-99.11961,23.76358],[-99.11941,23.76479],[-99.11923,23.76603],[-99.11907,23.76716],[-99.12029,23.76781],[-99.12147,23.76843],[-99.12276,23.76909],[-99.12396,23.76972],[-99.12523,23.77038],[-99.12644,23.77101],[-99.12772,23.77166],[-99.12712,23.77272],[-99.1255,23.77548],[-99.12372,23.7786],[-99.12202,23.78154],[-99.1203,23.78448],[-99.11864,23.78734],[-99.11694,23.79028],[-99.11521,23.79322],[-99.11355,23.79603],[-99.11252,23.79623]]}}
Línea 115.0 kV | LineString | 115.0 kV | 1 |  |  | CFE |  |  |  |  | OpenStreetMap | {"type":"Feature","properties":{},"geometry":{"type":"LineString","coordinates":[[-99.08376,23.72261],[-99.08422,23.72316],[-99.08521,23.72331],[-99.08622,23.72345],[-99.08721,23.72361],[-99.08823,23.72374],[-99.0892,23.72389],[-99.0902,23.72403],[-99.09115,23.72417],[-99.09221,23.72431],[-99.09327,23.72448],[-99.09421,23.72461],[-99.09512,23.72544],[-99.09597,23.72619],[-99.09685,23.72693],[-99.09782,23.7278],[-99.0985,23.72841],[-99.09926,23.72902],[-99.09999,23.72965],[-99.10064,23.73029],[-99.10132,23.73104],[-99.10185,23.73151],[-99.10237,23.73198],[-99.10327,23.73275],[-99.10401,23.73341],[-99.10482,23.73408],[-99.10556,23.73473],[-99.10634,23.73539],[-99.10674,23.7361],[-99.1072,23.73677],[-99.10775,23.73788],[-99.10823,23.73884],[-99.10863,23.7396],[-99.10899,23.74035],[-99.10939,23.74114],[-99.10989,23.74217],[-99.11031,23.74299],[-99.11076,23.74387],[-99.11122,23.74493],[-99.11101,23.74499]]}}
Línea 115.0 kV | LineString | 115.0 kV | 1 |  |  | CFE |  |  |  |  | OpenStreetMap | {"type":"Feature","properties":{},"geometry":{"type":"LineString","coordinates":[[-99.08361,23.71875],[-99.0836,23.71797],[-99.08363,23.71598],[-99.08366,23.71308],[-99.08368,23.71009],[-99.08374,23.70648],[-99.08379,23.70297],[-99.08382,23.69936],[-99.08388,23.69628],[-99.08389,23.6931],[-99.08549,23.69014],[-99.08699,23.6873],[-99.0882,23.68512],[-99.0897,23.68223],[-99.09322,23.68156],[-99.09674,23.68087],[-99.09967,23.68029],[-99.10321,23.67962],[-99.10663,23.67895],[-99.10951,23.67839],[-99.11307,23.6777],[-99.11641,23.67704],[-99.11927,23.67649],[-99.12238,23.67588],[-99.12476,23.67543],[-99.12759,23.6772],[-99.1306,23.67909],[-99.13376,23.68106],[-99.13651,23.68279],[-99.13846,23.68401],[-99.14145,23.68589],[-99.14493,23.68808],[-99.14808,23.69006],[-99.14995,23.6924],[-99.15179,23.69473],[-99.15242,23.69582]]}}
Línea 115.0 kV | LineString | 115.0 kV | 2 |  |  | CFE |  |  |  |  | OpenStreetMap | {"type":"Feature","properties":{},"geometry":{"type":"LineString","coordinates":[[-99.15242,23.69582],[-99.15224,23.69716],[-99.15196,23.6985],[-99.15171,23.70012],[-99.15148,23.70146],[-99.15123,23.70306],[-99.151,23.70439],[-99.1508,23.70572],[-99.15054,23.70707],[-99.15032,23.70841],[-99.15011,23.70975],[-99.14992,23.71094],[-99.15142,23.71154],[-99.15288,23.71211],[-99.15438,23.71275],[-99.1553,23.71318],[-99.15646,23.71368],[-99.15735,23.71403],[-99.15795,23.71487],[-99.15826,23.71581],[-99.15834,23.71695],[-99.15843,23.71815],[-99.1585,23.71919],[-99.15857,23.72029],[-99.15854,23.72052],[-99.15858,23.7222],[-99.15869,23.72363],[-99.15875,23.72464],[-99.15913,23.72499],[-99.15953,23.72463],[-99.15987,23.72484],[-99.16046,23.72543],[-99.16059,23.72534],[-99.16046,23.72522]]}}
Línea 115.0 kV | LineString | 115.0 kV | 1 |  |  | CFE |  |  |  |  | OpenStreetMap | {"type":"Feature","properties":{},"geometry":{"type":"LineString","coordinates":[[-99.15242,23.69582],[-99.15286,23.69554],[-99.156,23.69558],[-99.15931,23.6956],[-99.16639,23.69562],[-99.17033,23.69565],[-99.17302,23.69566],[-99.18002,23.69569],[-99.18697,23.6957],[-99.18984,23.69572],[-99.19039,23.69597],[-99.1934,23.70226],[-99.19491,23.7054],[-99.19633,23.70829],[-99.19515,23.71384],[-99.19431,23.71749],[-99.19373,23.72022],[-99.19335,23.72182],[-99.19233,23.72662],[-99.1917,23.72955],[-99.19099,23.73256],[-99.19013,23.73676],[-99.18937,23.74007],[-99.18884,23.74256],[-99.18813,23.74582],[-99.18742,23.74896],[-99.18454,23.75191],[-99.18317,23.75333],[-99.18252,23.75724],[-99.18193,23.76041],[-99.18125,23.76419],[-99.18056,23.76812],[-99.17984,23.77203],[-99.17915,23.77592],[-99.17661,23.77848],[-99.17396,23.78115],[-99.17139,23.78376],[-99.16944,23.78575],[-99.16791,23.78731]]}}
Línea 115.0 kV | LineString | 115.0 kV | 2 |  |  | CFE |  |  |  |  | OpenStreetMap | {"type":"Feature","properties":{},"geometry":{"type":"LineString","coordinates":[[-99.04219,23.86784],[-99.04542,23.86876],[-99.04873,23.86975],[-99.05204,23.8707],[-99.05531,23.87167],[-99.05848,23.87261],[-99.06167,23.87355],[-99.06508,23.87452],[-99.06825,23.87546],[-99.07164,23.87648],[-99.07471,23.87609],[-99.07783,23.87568],[-99.08082,23.87532],[-99.0839,23.87494],[-99.08695,23.87455],[-99.09042,23.8741],[-99.09286,23.87381],[-99.09496,23.87241],[-99.09805,23.87038],[-99.10054,23.86871],[-99.10313,23.86701],[-99.10564,23.86536],[-99.10821,23.86365],[-99.11248,23.86394],[-99.11438,23.86407],[-99.11447,23.86408]]}}
Línea 115.0 kV | LineString | 115.0 kV | 2 |  |  | CFE |  |  |  |  | OpenStreetMap | {"type":"Feature","properties":{},"geometry":{"type":"LineString","coordinates":[[-100.23373,25.74143],[-100.23289,25.74209],[-100.23141,25.74331],[-100.23093,25.74574],[-100.23046,25.74825],[-100.22999,25.75077],[-100.22798,25.75301],[-100.22598,25.75508],[-100.22397,25.75724],[-100.22193,25.75944],[-100.21994,25.76161],[-100.21788,25.76379],[-100.21583,25.76598],[-100.21385,25.76814],[-100.21182,25.77032],[-100.20979,25.77253],[-100.20776,25.77472],[-100.20567,25.77692],[-100.20424,25.77917],[-100.20282,25.78145],[-100.20128,25.78383],[-100.19983,25.78605],[-100.1967,25.78707]]}}
Línea 115.0 kV | LineString | 115.0 kV | 1 |  |  | CFE |  |  |  |  | OpenStreetMap | {"type":"Feature","properties":{},"geometry":{"type":"LineString","coordinates":[[-102.85083,23.15875],[-102.84988,23.15922],[-102.84881,23.15899],[-102.8451,23.15633],[-102.84248,23.15445],[-102.8401,23.15173],[-102.83788,23.14921],[-102.83476,23.14572],[-102.83205,23.14333],[-102.82933,23.14098],[-102.82565,23.13781],[-102.82192,23.1346],[-102.81828,23.13148],[-102.81419,23.12794],[-102.81069,23.12494],[-102.8071,23.12187],[-102.80343,23.11873],[-102.80041,23.11614],[-102.79884,23.11193],[-102.79729,23.10777],[-102.79575,23.10366],[-102.79418,23.0995],[-102.79259,23.09523],[-102.79101,23.09103],[-102.78949,23.08699],[-102.78816,23.08341],[-102.78663,23.07931],[-102.78514,23.07532],[-102.78353,23.07104],[-102.78102,23.06732],[-102.77844,23.0635],[-102.77587,23.05967],[-102.77341,23.05603],[-102.77094,23.05234],[-102.76842,23.04858],[-102.76633,23.0455],[-102.76404,23.0421],[-102.76192,23.0395],[-102.7594,23.03642],[-102.75654,23.03293],[-102.75366,23.02941],[-102.7509,23.02602],[-102.74803,23.0225],[-102.74524,23.01912],[-102.74256,23.01584],[-102.74073,23.01264],[-102.73859,23.00897],[-102.73681,23.00596],[-102.73622,23.00493],[-102.73532,23.00322],[-102.73129,23.00119],[-102.72667,22.99882],[-102.72284,22.99686],[-102.71912,22.99499],[-102.71483,22.99283],[-102.71044,22.99061],[-102.70662,22.98866],[-102.70222,22.98643],[-102.69792,22.98423],[-102.69458,22.98252],[-102.69364,22.98025],[-102.69339,22.97963]]}}
Línea 115.0 kV | LineString | 115.0 kV | 2 |  |  | CFE |  |  |  |  | OpenStreetMap | {"type":"Feature","properties":{},"geometry":{"type":"LineString","coordinates":[[-102.69351,22.97958],[-102.69383,22.98031],[-102.69341,22.98045],[-102.69253,22.97955],[-102.69186,22.97869],[-102.69096,22.97756],[-102.69028,22.97671],[-102.68993,22.97626],[-102.68944,22.97565],[-102.68775,22.97348],[-102.68639,22.97175],[-102.68507,22.9701],[-102.6833,22.96788],[-102.68114,22.96514],[-102.67936,22.96289],[-102.68,22.96068],[-102.67884,22.95773],[-102.6775,22.95425],[-102.67636,22.95124],[-102.675,22.94774],[-102.67373,22.94442],[-102.67245,22.94112],[-102.67122,22.9379],[-102.66997,22.93469],[-102.66875,22.93148],[-102.66911,22.93084]]}}
Línea 115.0 kV | LineString | 115.0 kV | 1 |  |  | CFE |  |  |  |  | OpenStreetMap | {"type":"Feature","properties":{},"geometry":{"type":"LineString","coordinates":[[-103.28033,24.09103],[-103.28037,24.09108],[-103.28106,24.09206],[-103.28253,24.09411],[-103.28402,24.09619],[-103.2855,24.09827],[-103.28698,24.10033],[-103.28849,24.10243],[-103.28997,24.10451],[-103.29143,24.10655],[-103.29292,24.10864],[-103.2944,24.11072],[-103.29591,24.11284],[-103.29737,24.11488],[-103.29884,24.11694],[-103.30031,24.11899],[-103.30175,24.121],[-103.30321,24.12303],[-103.3047,24.12512],[-103.3061,24.12708],[-103.30686,24.12813],[-103.30758,24.12914],[-103.30909,24.13124],[-103.31054,24.13327],[-103.31204,24.13537],[-103.31352,24.13743],[-103.31498,24.13947],[-103.31646,24.14154],[-103.31786,24.14351],[-103.31929,24.14549],[-103.32073,24.1475],[-103.32215,24.14952],[-103.32358,24.15151],[-103.32503,24.15353],[-103.32651,24.15561],[-103.32803,24.15771],[-103.32945,24.15968],[-103.33104,24.16193],[-103.33241,24.16384],[-103.33387,24.16587],[-103.3354,24.16801],[-103.33692,24.17014],[-103.33846,24.1723],[-103.33996,24.17439],[-103.34139,24.17638],[-103.34288,24.17847],[-103.34434,24.1805],[-103.3459,24.18269],[-103.3474,24.18477],[-103.34884,24.18679],[-103.35033,24.18886],[-103.35177,24.19088],[-103.3532,24.19289],[-103.35468,24.19495],[-103.35615,24.197],[-103.35763,24.19905],[-103.35909,24.20112],[-103.36062,24.20323],[-103.36211,24.20532],[-103.36357,24.20736],[-103.36506,24.20944],[-103.36655,24.21152],[-103.36801,24.21355],[-103.36947,24.21559],[-103.37094,24.21764],[-103.37238,24.21966],[-103.37386,24.22174],[-103.3753,24.22374],[-103.37676,24.22579],[-103.37822,24.22782],[-103.3797,24.22988],[-103.38119,24.23195],[-103.38263,24.23396],[-103.38395,24.2358],[-103.38526,24.23763],[-103.38654,24.23942],[-103.3878,24.24118],[-103.38868,24.24325],[-103.38969,24.24562],[-103.39075,24.2481],[-103.39165,24.2502],[-103.39269,24.25264],[-103.39375,24.25513],[-103.39541,24.259],[-103.39637,24.26127],[-103.39734,24.26353],[-103.39839,24.266],[-103.39936,24.26826],[-103.40034,24.27057],[-103.40136,24.27293],[-103.40222,24.27495],[-103.40319,24.27721],[-103.40371,24.27845],[-103.40433,24.27992],[-103.40412,24.28003]]}}
Línea 115.0 kV | LineString | 115.0 kV | 2 |  |  | CFE |  |  |  |  | OpenStreetMap | {"type":"Feature","properties":{},"geometry":{"type":"LineString","coordinates":[[-100.40501,19.08215],[-100.40458,19.08253],[-100.40181,19.08399],[-100.39933,19.08611],[-100.39668,19.08839],[-100.39286,19.09166],[-100.3919,19.09298],[-100.38806,19.09779],[-100.38636,19.10007],[-100.38404,19.10286],[-100.38116,19.10644],[-100.37864,19.10978],[-100.37777,19.11084],[-100.37338,19.11643],[-100.37217,19.11801],[-100.36828,19.12294],[-100.36719,19.12433],[-100.36468,19.12757],[-100.36164,19.13141],[-100.35857,19.13529],[-100.35392,19.14117],[-100.34881,19.14265],[-100.34666,19.14326],[-100.34324,19.14425],[-100.33625,19.14624],[-100.33456,19.14676],[-100.33057,19.14798],[-100.3246,19.15051],[-100.31876,19.15304],[-100.3131,19.15545],[-100.31013,19.15672],[-100.30652,19.15827],[-100.30435,19.15919],[-100.29708,19.16231],[-100.29417,19.16356],[-100.28857,19.16597],[-100.28564,19.16726],[-100.28208,19.16836],[-100.27713,19.17012],[-100.26805,19.17315],[-100.26568,19.17394],[-100.26374,19.17399],[-100.25536,19.17424],[-100.25246,19.17383],[-100.2488,19.17342],[-100.2451,19.17305],[-100.24273,19.17372],[-100.24204,19.17453],[-100.24194,19.17466]]}}
Línea 115.0 kV | LineString | 115.0 kV | 1 |  |  | CFE |  |  |  |  | OpenStreetMap | {"type":"Feature","properties":{},"geometry":{"type":"LineString","coordinates":[[-101.02601,22.13768],[-101.0261,22.13775],[-101.02567,22.13804],[-101.02528,22.13778],[-101.02418,22.13713],[-101.02321,22.13657],[-101.02239,22.13608],[-101.02141,22.13551],[-101.02043,22.13492],[-101.01945,22.13434],[-101.0185,22.13377],[-101.01747,22.13315],[-101.01649,22.13258],[-101.01545,22.13196],[-101.0144,22.13134],[-101.0134,22.1308],[-101.01248,22.13052]]}}
Línea 115.0 kV | LineString | 115.0 kV |  |  |  | CFE |  |  |  |  | OpenStreetMap | {"type":"Feature","properties":{},"geometry":{"type":"LineString","coordinates":[[-97.86972,22.31733],[-97.87021,22.31724],[-97.87332,22.31729],[-97.8765,22.31735],[-97.87974,22.31737],[-97.88244,22.31738],[-97.88559,22.31743],[-97.88666,22.31456],[-97.88729,22.31137],[-97.88779,22.30894],[-97.8885,22.3053],[-97.88915,22.30195],[-97.89042,22.29958],[-97.89174,22.29713],[-97.89279,22.29519],[-97.8915,22.2938],[-97.88901,22.29113],[-97.88703,22.28898],[-97.88605,22.28588],[-97.88587,22.28537],[-97.88497,22.28271],[-97.88393,22.27957],[-97.88289,22.27651],[-97.88136,22.27414]]}}
Línea 115.0 kV | LineString | 115.0 kV | 1 |  |  | CFE |  |  |  |  | OpenStreetMap | {"type":"Feature","properties":{},"geometry":{"type":"LineString","coordinates":[[-97.13838,18.85138],[-97.13993,18.8498],[-97.14263,18.84769],[-97.14665,18.84414],[-97.15155,18.8397],[-97.15369,18.83989],[-97.1561,18.84164],[-97.16115,18.8411],[-97.16294,18.83737],[-97.16403,18.83518],[-97.16615,18.83355],[-97.16802,18.83219],[-97.16944,18.83108],[-97.17112,18.82729],[-97.17094,18.82665],[-97.17011,18.82514],[-97.16906,18.82267],[-97.1683,18.82103],[-97.16858,18.82092],[-97.17129,18.81997],[-97.17496,18.81877],[-97.17856,18.81761],[-97.17975,18.81727],[-97.18163,18.8185],[-97.1882,18.82331],[-97.1902,18.82346],[-97.19201,18.82088],[-97.19541,18.81575],[-97.19623,18.81444],[-97.19705,18.81451],[-97.19824,18.81461],[-97.19935,18.81469],[-97.20044,18.81473],[-97.20077,18.81358],[-97.20115,18.8124],[-97.20085,18.81199],[-97.20127,18.81046],[-97.20105,18.8096],[-97.20245,18.80882],[-97.20242,18.80753],[-97.2032,18.80382],[-97.20424,18.80056],[-97.20479,18.79537],[-97.205,18.7932],[-97.20663,18.79182],[-97.2088,18.79002],[-97.21257,18.78567],[-97.21431,18.78027],[-97.21682,18.77793],[-97.21946,18.77543],[-97.22202,18.77296],[-97.22459,18.77052],[-97.22702,18.76822],[-97.22891,18.76643],[-97.23154,18.76392],[-97.23401,18.76162],[-97.23609,18.75964],[-97.23835,18.75747],[-97.24085,18.75616],[-97.24302,18.75496],[-97.24613,18.75338],[-97.24967,18.75147],[-97.25264,18.74995],[-97.25458,18.74882],[-97.25809,18.74694],[-97.2609,18.74544],[-97.26522,18.7431],[-97.2683,18.74146],[-97.26975,18.73751],[-97.27091,18.73425],[-97.27164,18.73232],[-97.27265,18.72949],[-97.2742,18.72522],[-97.27531,18.72214],[-97.27612,18.71992],[-97.27684,18.71789],[-97.2755,18.71504],[-97.27351,18.71095],[-97.27051,18.70413],[-97.26837,18.69931],[-97.2671,18.69652],[-97.26577,18.69382],[-97.26368,18.68928],[-97.26287,18.68635],[-97.26215,18.68402],[-97.26102,18.6798],[-97.26022,18.67711],[-97.25935,18.67423],[-97.25784,18.66961],[-97.25648,18.66567],[-97.25589,18.66395],[-97.25271,18.65417],[-97.25551,18.64743],[-97.25695,18.64401],[-97.25916,18.63863],[-97.26211,18.63157],[-97.26539,18.62368],[-97.26668,18.62041],[-97.26755,18.61833],[-97.26822,18.61689],[-97.26847,18.61245],[-97.26888,18.60704],[-97.26919,18.60245],[-97.26911,18.60113],[-97.26888,18.59539],[-97.26875,18.59176],[-97.26848,18.58732],[-97.26836,18.58423],[-97.26825,18.58136],[-97.26816,18.57966],[-97.26808,18.57596],[-97.26791,18.57387],[-97.26778,18.57016],[-97.26758,18.56674],[-97.26747,18.56395],[-97.26723,18.55945],[-97.26707,18.55508],[-97.26689,18.55144],[-97.26997,18.54932],[-97.27464,18.5458],[-97.27744,18.54383],[-97.28143,18.54092],[-97.28407,18.53902],[-97.28959,18.53522],[-97.29356,18.53234],[-97.29486,18.52713],[-97.29527,18.52574],[-97.29686,18.51963],[-97.29984,18.5166],[-97.30279,18.51321],[-97.30473,18.51096],[-97.30962,18.50543],[-97.31216,18.50267],[-97.31602,18.49826],[-97.31748,18.49657],[-97.3214,18.49238],[-97.32539,18.48771],[-97.33125,18.48113],[-97.33455,18.47742],[-97.33812,18.47335],[-97.34158,18.46948],[-97.34307,18.46778],[-97.34417,18.46657],[-97.34939,18.46067],[-97.35219,18.45747],[-97.35541,18.45376],[-97.35801,18.45075],[-97.36021,18.44835],[-97.36254,18.44773],[-97.36659,18.44675],[-97.37228,18.44532],[-97.37535,18.44474],[-97.37714,18.44242],[-97.37861,18.44079],[-97.37871,18.4403],[-97.37882,18.44031],[-97.3788,18.44048]]}}
Línea 115.0 kV | LineString | 115.0 kV |  |  |  | Comisión Federal de Electricidad |  |  |  |  | OpenStreetMap | {"type":"Feature","properties":{},"geometry":{"type":"LineString","coordinates":[[-101.38271,19.55223],[-101.3806,19.55154],[-101.3736,19.54926],[-101.37169,19.54864],[-101.36989,19.54804],[-101.36805,19.54743],[-101.36566,19.54665],[-101.3621,19.54873],[-101.35866,19.55069],[-101.3551,19.55274],[-101.35209,19.55462],[-101.34987,19.55574],[-101.34589,19.55802],[-101.33977,19.56154],[-101.33828,19.56306],[-101.33649,19.5649],[-101.33386,19.56758],[-101.33224,19.56923],[-101.33026,19.57125],[-101.32751,19.57402],[-101.32646,19.57511],[-101.3252,19.5764],[-101.32105,19.58054],[-101.31564,19.58608],[-101.31433,19.58742],[-101.31077,19.59103],[-101.30824,19.59359],[-101.3072,19.59465],[-101.30485,19.59703],[-101.30456,19.59732],[-101.30173,19.6002],[-101.3004,19.6015],[-101.29914,19.60283],[-101.29814,19.60381],[-101.29661,19.60535],[-101.2955,19.60651],[-101.29465,19.6074],[-101.29293,19.60909],[-101.29197,19.61006],[-101.29091,19.61114],[-101.28961,19.61245],[-101.2879,19.61419],[-101.28678,19.61534],[-101.28556,19.61654],[-101.28519,19.61781],[-101.28473,19.61938],[-101.28421,19.62116],[-101.28375,19.62276],[-101.28329,19.62433],[-101.28278,19.62609],[-101.28231,19.62773],[-101.28181,19.62946],[-101.28133,19.63102],[-101.28085,19.63271],[-101.28041,19.6342],[-101.27975,19.63642],[-101.27917,19.63835],[-101.27812,19.64191],[-101.27775,19.64321],[-101.27727,19.64473],[-101.2771,19.64536],[-101.27692,19.64605],[-101.27665,19.64695],[-101.27621,19.64843],[-101.27574,19.65],[-101.27529,19.65159],[-101.275,19.65241],[-101.27451,19.65414],[-101.27403,19.65579],[-101.27357,19.65736],[-101.27318,19.65869],[-101.27289,19.65967],[-101.27252,19.66089],[-101.27206,19.66242],[-101.27174,19.66354],[-101.27123,19.66526],[-101.2708,19.66672],[-101.26948,19.66827],[-101.26819,19.66979],[-101.26682,19.67142],[-101.26453,19.67412],[-101.26378,19.675],[-101.25648,19.68357],[-101.25271,19.6881],[-101.25211,19.68881],[-101.25116,19.68995],[-101.25106,19.69043]]}}
Línea 115.0 kV | LineString | 115.0 kV | 1 |  |  | CFE |  |  |  |  | OpenStreetMap | {"type":"Feature","properties":{},"geometry":{"type":"LineString","coordinates":[[-108.06847,25.44511],[-108.06785,25.44526],[-108.06694,25.44638],[-108.06694,25.44652],[-108.06724,25.44767],[-108.06751,25.44874],[-108.06809,25.45094],[-108.06881,25.45372],[-108.06915,25.45507],[-108.06945,25.45625],[-108.06994,25.45814],[-108.07053,25.45979],[-108.07074,25.46128],[-108.07124,25.46325],[-108.07273,25.46468],[-108.07422,25.4661],[-108.07574,25.46755],[-108.07609,25.46788],[-108.07725,25.46906],[-108.07805,25.46981],[-108.07881,25.47051],[-108.07996,25.47162],[-108.08032,25.47195],[-108.08083,25.47193],[-108.08277,25.47187],[-108.08403,25.4718],[-108.08524,25.47171],[-108.08754,25.47162],[-108.08988,25.4715],[-108.09248,25.47135],[-108.09377,25.47129],[-108.09584,25.47119],[-108.09841,25.47105],[-108.09973,25.471],[-108.10089,25.47094],[-108.1034,25.47082],[-108.10588,25.47071],[-108.10837,25.47057],[-108.11084,25.47045],[-108.11323,25.47034],[-108.11562,25.47022],[-108.118,25.47011],[-108.12038,25.47],[-108.12279,25.46988],[-108.12476,25.46976],[-108.12718,25.47021],[-108.1296,25.47065],[-108.13207,25.47112],[-108.13451,25.47157],[-108.13692,25.47203],[-108.13935,25.47249],[-108.14181,25.47294],[-108.1442,25.47341],[-108.14666,25.47386],[-108.14913,25.47435],[-108.15156,25.47481],[-108.15401,25.47525],[-108.15645,25.4757],[-108.1589,25.47615],[-108.16132,25.47662],[-108.16384,25.47705],[-108.16626,25.47752],[-108.16867,25.47798],[-108.17114,25.47845],[-108.17362,25.47891],[-108.17606,25.47936],[-108.17853,25.47981],[-108.181,25.48027],[-108.18346,25.48073],[-108.18591,25.4812],[-108.18836,25.48168],[-108.19062,25.48208],[-108.19309,25.48253],[-108.19563,25.48306],[-108.19796,25.48381],[-108.20033,25.48456],[-108.20267,25.48533],[-108.20501,25.48609],[-108.20737,25.48688],[-108.2097,25.48764],[-108.21221,25.48846],[-108.21437,25.48918],[-108.21672,25.48994],[-108.21914,25.49074],[-108.22167,25.49045],[-108.22421,25.49017],[-108.22675,25.48989],[-108.22927,25.48961],[-108.2318,25.48933],[-108.23432,25.48907],[-108.23678,25.4888],[-108.23797,25.4886],[-108.2417,25.48825],[-108.24414,25.48795],[-108.24662,25.48767],[-108.24905,25.4874],[-108.25151,25.48712],[-108.25399,25.48683],[-108.25645,25.48656],[-108.25871,25.48667],[-108.26111,25.48681],[-108.26359,25.48734],[-108.26602,25.48788],[-108.26853,25.48842],[-108.27099,25.48895],[-108.27343,25.48949],[-108.27594,25.49002],[-108.27841,25.49055],[-108.28096,25.49106],[-108.28336,25.49161],[-108.28579,25.49216],[-108.2883,25.4927],[-108.29075,25.49323],[-108.29324,25.49373],[-108.29575,25.49427],[-108.2982,25.4948],[-108.30068,25.49533],[-108.30438,25.49613],[-108.30561,25.49638],[-108.30635,25.49655]]}}
Línea 115.0 kV | LineString | 115.0 kV | 2 |  |  | CFE |  |  |  |  | OpenStreetMap | {"type":"Feature","properties":{},"geometry":{"type":"LineString","coordinates":[[-107.69625,25.09088],[-107.69656,25.09099],[-107.69735,25.09079],[-107.69813,25.0893]]}}
Línea 115.0 kV | LineString | 115.0 kV | 1 |  |  | CFE |  |  |  |  | OpenStreetMap | {"type":"Feature","properties":{},"geometry":{"type":"LineString","coordinates":[[-108.31683,25.48976],[-108.31846,25.4902],[-108.3217,25.49109],[-108.32521,25.49206],[-108.32841,25.49294],[-108.3302,25.49156],[-108.33189,25.49021],[-108.3354,25.48974],[-108.33893,25.48928],[-108.34251,25.4888],[-108.34286,25.48909],[-108.34264,25.49215],[-108.34249,25.49517],[-108.34304,25.49696],[-108.34663,25.49796],[-108.35012,25.4983],[-108.35345,25.49838],[-108.35632,25.49846],[-108.36,25.49855],[-108.36378,25.49865],[-108.36706,25.49873],[-108.37025,25.49881],[-108.37397,25.49891],[-108.37721,25.49882],[-108.38019,25.49891],[-108.38366,25.49901],[-108.38715,25.49912],[-108.39103,25.49923],[-108.3943,25.49933],[-108.39819,25.49945],[-108.40157,25.49955],[-108.40408,25.49962],[-108.4058,25.50302],[-108.40754,25.50641],[-108.41115,25.50512],[-108.41476,25.50383],[-108.41837,25.50254],[-108.42193,25.50127],[-108.4228,25.5006],[-108.42479,25.50098],[-108.42396,25.50465],[-108.4251,25.50736],[-108.42622,25.51006],[-108.4274,25.51284],[-108.42882,25.51671],[-108.42882,25.52017],[-108.43191,25.52099],[-108.43522,25.52188],[-108.44061,25.52331],[-108.44532,25.52456],[-108.44933,25.52564],[-108.45289,25.52657],[-108.45637,25.52749],[-108.45932,25.52827],[-108.46286,25.52921],[-108.46663,25.5302],[-108.47063,25.53127],[-108.47338,25.53409],[-108.47574,25.53651]]}}
Línea 115.0 kV | LineString | 115.0 kV | 1 |  |  | CFE |  |  |  |  | OpenStreetMap | {"type":"Feature","properties":{},"geometry":{"type":"LineString","coordinates":[[-108.31683,25.48976],[-108.31503,25.48927],[-108.31143,25.48829],[-108.30803,25.4873],[-108.30433,25.48628],[-108.29967,25.485],[-108.29404,25.48344],[-108.29047,25.48248],[-108.28648,25.482],[-108.28241,25.48153],[-108.27848,25.48106],[-108.27468,25.48061],[-108.27101,25.48086],[-108.26748,25.48111],[-108.26392,25.48135],[-108.26073,25.48158],[-108.25736,25.48182],[-108.25389,25.48205],[-108.2503,25.48233],[-108.24675,25.48256],[-108.24319,25.48281],[-108.23882,25.4831],[-108.23334,25.48349],[-108.22922,25.48377],[-108.22578,25.48404],[-108.22353,25.4852],[-108.22017,25.48696],[-108.21667,25.48882],[-108.21395,25.49023],[-108.2094,25.49068],[-108.20527,25.4911],[-108.20192,25.49148],[-108.19803,25.49188],[-108.1939,25.49231],[-108.19005,25.49272],[-108.18641,25.49308],[-108.18274,25.49347],[-108.17918,25.49385],[-108.17561,25.49421],[-108.17194,25.49459],[-108.16852,25.49494],[-108.16511,25.49532],[-108.16135,25.49567],[-108.15792,25.49603],[-108.15376,25.49645],[-108.14978,25.49687],[-108.14619,25.49724],[-108.14259,25.49762],[-108.13892,25.49799],[-108.13525,25.49838],[-108.13181,25.49872],[-108.12734,25.49918],[-108.12309,25.49961],[-108.11896,25.50005],[-108.11543,25.5004],[-108.11174,25.50079],[-108.10803,25.50116],[-108.1045,25.50151],[-108.10192,25.50176],[-108.09911,25.49945],[-108.09656,25.49738],[-108.09435,25.49556],[-108.09194,25.49362],[-108.08922,25.49142],[-108.08665,25.48937],[-108.08394,25.48717],[-108.08205,25.48591],[-108.08152,25.48615],[-108.08098,25.48654],[-108.0812,25.4868]]}}
Línea 115.0 kV | LineString | 115.0 kV | 1 |  |  | CFE |  |  |  |  | OpenStreetMap | {"type":"Feature","properties":{},"geometry":{"type":"LineString","coordinates":[[-102.06757,19.36016],[-102.06792,19.36052],[-102.069,19.35976],[-102.07063,19.35971],[-102.07575,19.35954],[-102.07891,19.35946],[-102.0815,19.35936],[-102.08393,19.3535],[-102.08526,19.35016],[-102.08498,19.34951],[-102.08607,19.34687],[-102.08643,19.34596],[-102.08716,19.34404],[-102.08711,19.34301],[-102.0874,19.33369],[-102.08596,19.33197],[-102.08584,19.3309],[-102.08581,19.32997],[-102.08576,19.32897],[-102.08575,19.32808],[-102.08566,19.32553],[-102.08553,19.32264],[-102.08543,19.31995],[-102.08537,19.31877],[-102.08532,19.31796],[-102.08528,19.31663],[-102.08519,19.31542],[-102.0851,19.31253],[-102.08501,19.31059],[-102.08483,19.30599],[-102.08478,19.30474],[-102.08469,19.30266],[-102.08446,19.29667],[-102.08434,19.2938],[-102.08423,19.29111],[-102.08416,19.28928],[-102.0841,19.28762],[-102.08404,19.28596],[-102.08402,19.2852],[-102.08396,19.2839],[-102.08385,19.2811],[-102.0837,19.27696],[-102.08294,19.27644],[-102.07925,19.27386],[-102.07555,19.27206],[-102.0742,19.27131],[-102.07376,19.27042],[-102.07266,19.2679],[-102.07257,19.26769]]}}
Línea 115.0 kV | LineString | 115.0 kV | 1 |  |  | CFE |  |  |  |  | OpenStreetMap | {"type":"Feature","properties":{},"geometry":{"type":"LineString","coordinates":[[-102.06752,19.36025],[-102.06816,19.36074],[-102.06926,19.36078],[-102.07077,19.36089],[-102.07317,19.36102],[-102.07571,19.3612],[-102.07897,19.36135],[-102.0793,19.36059],[-102.07955,19.36],[-102.08164,19.35507],[-102.08266,19.35269],[-102.08391,19.34979],[-102.08507,19.34685],[-102.08611,19.34443],[-102.08595,19.34211],[-102.08545,19.33491],[-102.08526,19.33228],[-102.08654,19.33195]]}}
Línea 115.0 kV | LineString | 115.0 kV | 1 |  |  | CFE |  |  |  |  | OpenStreetMap | {"type":"Feature","properties":{},"geometry":{"type":"LineString","coordinates":[[-102.08723,19.33172],[-102.08685,19.33169],[-102.08683,19.33081],[-102.08643,19.33067],[-102.08638,19.32938],[-102.08621,19.32492],[-102.08603,19.32003],[-102.08577,19.31319],[-102.08772,19.31132],[-102.0899,19.30931],[-102.0919,19.30731],[-102.0948,19.30456],[-102.10075,19.29898],[-102.10736,19.29276],[-102.10951,19.29074],[-102.11255,19.28788],[-102.11597,19.28467],[-102.11962,19.28121],[-102.12474,19.27641],[-102.12638,19.27485],[-102.12933,19.2721],[-102.13056,19.27009],[-102.13459,19.26369],[-102.13603,19.26141],[-102.13764,19.25885],[-102.13899,19.25673],[-102.14112,19.25328],[-102.14355,19.24942],[-102.14647,19.24481],[-102.14807,19.24224],[-102.14954,19.23989],[-102.15319,19.2341],[-102.15767,19.22696],[-102.15948,19.2241],[-102.16168,19.22058],[-102.1643,19.2164],[-102.16716,19.21186],[-102.16867,19.20945],[-102.17109,19.20557],[-102.17259,19.20318],[-102.17539,19.20116],[-102.17863,19.19875],[-102.18186,19.19641],[-102.1854,19.19381],[-102.18854,19.19151],[-102.19136,19.18943],[-102.19508,19.18671],[-102.19818,19.18443],[-102.20203,19.18161],[-102.20758,19.17756],[-102.21036,19.17551],[-102.21401,19.17284],[-102.21776,19.17007],[-102.22124,19.1675],[-102.22585,19.16416],[-102.22925,19.16162],[-102.23378,19.15834],[-102.23669,19.15621],[-102.23833,19.155],[-102.24224,19.15213],[-102.24497,19.15013],[-102.24894,19.14722],[-102.252,19.14498],[-102.25529,19.14256],[-102.25832,19.14034],[-102.26143,19.13806],[-102.26332,19.13478],[-102.26574,19.13059],[-102.2689,19.12511],[-102.27086,19.12174],[-102.27316,19.11775],[-102.27529,19.11409],[-102.27734,19.11053],[-102.2787,19.10817],[-102.28046,19.10514],[-102.28253,19.10152],[-102.28473,19.09772],[-102.28681,19.09412],[-102.28902,19.0903],[-102.29118,19.08657],[-102.29336,19.0828],[-102.29533,19.07939],[-102.29901,19.07763],[-102.30303,19.07572],[-102.30718,19.07372],[-102.31114,19.07184],[-102.31499,19.07],[-102.31905,19.06806],[-102.32285,19.06624],[-102.32403,19.06567],[-102.32544,19.065],[-102.32643,19.06452],[-102.32726,19.06389],[-102.32827,19.06284],[-102.32892,19.06282],[-102.32933,19.06195]]}}
Línea 115.0 kV | LineString | 115.0 kV | 2 |  |  | CFE |  |  |  |  | OpenStreetMap | {"type":"Feature","properties":{},"geometry":{"type":"LineString","coordinates":[[-91.49611,18.7822],[-91.49531,18.78288],[-91.49481,18.7835],[-91.49477,18.78445],[-91.49473,18.7856],[-91.49465,18.78702],[-91.49453,18.78817],[-91.49322,18.78897],[-91.48925,18.79207],[-91.48709,18.79371],[-91.48477,18.79565],[-91.48238,18.79774],[-91.47994,18.79977],[-91.47719,18.80201],[-91.47452,18.80429],[-91.4718,18.80663],[-91.46907,18.80901],[-91.46629,18.81134],[-91.46359,18.81365],[-91.46083,18.816],[-91.45809,18.81835],[-91.45568,18.82039],[-91.45415,18.82321],[-91.45263,18.82603],[-91.45069,18.82863],[-91.44824,18.83145],[-91.44591,18.83411],[-91.44349,18.83684],[-91.44141,18.8392],[-91.43961,18.84125],[-91.43745,18.8437],[-91.43574,18.84568],[-91.43315,18.84865],[-91.43106,18.85107],[-91.42894,18.85356],[-91.42678,18.85604],[-91.42463,18.85848],[-91.42261,18.86081],[-91.42088,18.86304],[-91.4184,18.86573],[-91.41625,18.86822],[-91.41414,18.8707],[-91.41125,18.874],[-91.40924,18.87617],[-91.40672,18.87899],[-91.40423,18.88155],[-91.40247,18.88329],[-91.40036,18.8854],[-91.39709,18.88822],[-91.39499,18.89005],[-91.39295,18.89145],[-91.39074,18.89303],[-91.38851,18.8946],[-91.38599,18.89637],[-91.38399,18.89712],[-91.38093,18.89882],[-91.37773,18.90064],[-91.37481,18.90228],[-91.37193,18.90385],[-91.36843,18.90581],[-91.36443,18.90804],[-91.36045,18.9103],[-91.35763,18.91191],[-91.35474,18.91351],[-91.35181,18.91518],[-91.34889,18.9168],[-91.34598,18.91844],[-91.34314,18.92004],[-91.33969,18.9217],[-91.33638,18.92333],[-91.33341,18.92477],[-91.33046,18.92621],[-91.32746,18.9277],[-91.32477,18.92899],[-91.32184,18.93042],[-91.31884,18.93188],[-91.31595,18.93328],[-91.31328,18.9345],[-91.3116,18.93525]]}}
Línea 115.0 kV | LineString | 115.0 kV | 2 |  |  | CFE |  |  |  |  | OpenStreetMap | {"type":"Feature","properties":{},"geometry":{"type":"LineString","coordinates":[[-93.1133,17.85981],[-93.11139,17.86268],[-93.10919,17.86585],[-93.10803,17.86978],[-93.1069,17.87372],[-93.10567,17.87775],[-93.10286,17.88009],[-93.0995,17.88287],[-93.09657,17.88529],[-93.09453,17.88701],[-93.09194,17.88918],[-93.08823,17.89036],[-93.08364,17.89182],[-93.08041,17.89286],[-93.07628,17.89419],[-93.07257,17.89536],[-93.07013,17.89676],[-93.06683,17.89862],[-93.06341,17.90051],[-93.0603,17.90225],[-93.05773,17.90363],[-93.05709,17.90639],[-93.05638,17.90944],[-93.05566,17.91244],[-93.05451,17.91713],[-93.05375,17.92021],[-93.04923,17.92269],[-93.0474,17.92372],[-93.04455,17.92527],[-93.04156,17.92695],[-93.0384,17.92864],[-93.03723,17.93025],[-93.03606,17.93178],[-93.0351,17.93307],[-93.03403,17.93452],[-93.03211,17.9349],[-93.02872,17.93561],[-93.02468,17.93641],[-93.0207,17.93714],[-93.017,17.93788],[-93.0129,17.93868],[-93.00963,17.93931],[-93.00834,17.94108],[-93.00731,17.94256],[-93.00779,17.94374]]}}
Línea 115.0 kV | LineString | 115.0 kV | 2 |  |  | CFE |  |  |  |  | OpenStreetMap | {"type":"Feature","properties":{},"geometry":{"type":"LineString","coordinates":[[-93.11352,17.86037],[-93.11176,17.86295],[-93.1096,17.8661],[-93.10969,17.86758],[-93.10988,17.87107],[-93.11003,17.87438],[-93.11027,17.87858],[-93.11045,17.88247],[-93.11064,17.88668],[-93.11082,17.89053],[-93.10916,17.89427],[-93.10762,17.89777],[-93.10607,17.90125],[-93.10447,17.90488],[-93.1035,17.90708],[-93.10298,17.90813],[-93.1025,17.90924],[-93.10201,17.91032],[-93.10267,17.91185],[-93.10379,17.91433],[-93.10462,17.91622],[-93.10623,17.91976],[-93.10782,17.92327],[-93.1095,17.92706],[-93.11115,17.93068],[-93.11288,17.93451],[-93.11451,17.93807],[-93.116,17.94147],[-93.11885,17.94303],[-93.12239,17.94504],[-93.12645,17.94732],[-93.1303,17.94948],[-93.13376,17.95142],[-93.13746,17.95347],[-93.14037,17.95514],[-93.14368,17.95767],[-93.14654,17.95996],[-93.14908,17.9619],[-93.15167,17.96389],[-93.15403,17.96713],[-93.15641,17.97036],[-93.15908,17.97396],[-93.16104,17.97664],[-93.16058,17.97855],[-93.16001,17.98077]]}}
Línea 115.0 kV | LineString | 115.0 kV | 2 |  |  | CFE |  |  |  |  | OpenStreetMap | {"type":"Feature","properties":{},"geometry":{"type":"LineString","coordinates":[[-108.99429,25.81785],[-108.99418,25.81801],[-108.99495,25.81936],[-108.99586,25.82095],[-108.99663,25.82228],[-108.99543,25.82398],[-108.99383,25.82626],[-108.99212,25.8287],[-108.99041,25.83114],[-108.98881,25.83341],[-108.98709,25.83587],[-108.98533,25.83841],[-108.98395,25.84037],[-108.98255,25.84236],[-108.98044,25.84354],[-108.97724,25.84226],[-108.97409,25.841],[-108.9709,25.83973],[-108.96814,25.83864],[-108.96555,25.83759],[-108.96271,25.83592],[-108.95971,25.83417],[-108.95668,25.8324],[-108.95364,25.83061],[-108.95133,25.82874],[-108.94908,25.82691],[-108.94684,25.82511],[-108.94421,25.823],[-108.94137,25.82064]]}}
Línea 115.0 kV | LineString | 115.0 kV | 1 |  |  | CFE |  |  |  |  | OpenStreetMap | {"type":"Feature","properties":{},"geometry":{"type":"LineString","coordinates":[[-95.2149,16.23961],[-95.21467,16.23989],[-95.21438,16.23995],[-95.21389,16.24001],[-95.21311,16.24018],[-95.2124,16.24033],[-95.21243,16.24056],[-95.21294,16.24223],[-95.2134,16.24398],[-95.21401,16.24569],[-95.21456,16.24746],[-95.21512,16.24923],[-95.2157,16.25109],[-95.21624,16.25287],[-95.2168,16.25467],[-95.21738,16.25649],[-95.21793,16.25826],[-95.2185,16.26008],[-95.21904,16.26185],[-95.21963,16.26369],[-95.22019,16.2655],[-95.22076,16.26727],[-95.22131,16.26913],[-95.22189,16.27095],[-95.2225,16.27293],[-95.22293,16.27431],[-95.22346,16.27605],[-95.22402,16.27781],[-95.22472,16.28006],[-95.22536,16.28214],[-95.22598,16.28413],[-95.22649,16.28578],[-95.22705,16.28759],[-95.22736,16.29124],[-95.22752,16.2931],[-95.22768,16.29489],[-95.22783,16.29669],[-95.22797,16.29846],[-95.22811,16.3001],[-95.22736,16.30176],[-95.22596,16.30481],[-95.22354,16.31008],[-95.22123,16.31515],[-95.21881,16.32043],[-95.2177,16.32289],[-95.21751,16.32332],[-95.21596,16.32466],[-95.21494,16.32557],[-95.21329,16.32703],[-95.21237,16.32869],[-95.20931,16.3294],[-95.20773,16.32991],[-95.20444,16.33103],[-95.20267,16.3316],[-95.20089,16.33223],[-95.20001,16.33398],[-95.19914,16.33572],[-95.19825,16.33749],[-95.19738,16.33924],[-95.1965,16.341],[-95.19564,16.34273],[-95.19478,16.34444],[-95.19394,16.34612],[-95.19307,16.34785],[-95.19221,16.34956],[-95.19135,16.35128],[-95.19049,16.35301],[-95.18895,16.35465],[-95.18749,16.3562],[-95.18631,16.35746],[-95.18623,16.35756],[-95.18617,16.35762],[-95.18453,16.35847],[-95.18266,16.35941],[-95.18096,16.36027],[-95.17944,16.36102],[-95.17772,16.3619],[-95.17596,16.36279],[-95.17429,16.36361],[-95.17259,16.36447],[-95.17084,16.36534],[-95.1691,16.36621],[-95.16723,16.36714],[-95.1654,16.36809],[-95.16372,16.36891],[-95.16206,16.36975],[-95.16038,16.37059],[-95.15872,16.37143],[-95.15703,16.37228],[-95.15529,16.37315],[-95.15356,16.37403],[-95.15181,16.37489],[-95.1501,16.37577],[-95.1482,16.37673],[-95.14629,16.37767],[-95.14457,16.37853],[-95.14283,16.37939],[-95.1411,16.38028],[-95.13936,16.38115],[-95.1376,16.38202],[-95.13585,16.3829],[-95.1341,16.38377],[-95.13235,16.38466],[-95.13061,16.38555],[-95.12885,16.38642],[-95.1271,16.3873],[-95.12536,16.38818],[-95.12362,16.38906],[-95.12186,16.38993],[-95.12003,16.39087],[-95.11853,16.39161],[-95.11676,16.39183],[-95.11713,16.39245]]}}
Línea 115.0 kV | LineString | 115.0 kV |  |  |  | CFE |  |  |  |  | OpenStreetMap | {"type":"Feature","properties":{},"geometry":{"type":"LineString","coordinates":[[-95.21461,16.24003],[-95.21728,16.23774],[-95.21982,16.23557],[-95.22232,16.23343],[-95.22519,16.23094],[-95.2266,16.22971],[-95.22916,16.2275],[-95.23123,16.22574],[-95.2324,16.22474],[-95.23681,16.22012],[-95.23772,16.21918],[-95.23937,16.21744],[-95.24283,16.21425],[-95.2465,16.21092],[-95.24864,16.20898],[-95.25022,16.20761],[-95.25182,16.20621],[-95.25628,16.20225],[-95.25857,16.20025],[-95.26174,16.19751],[-95.26508,16.19453],[-95.26877,16.19133],[-95.27356,16.18709],[-95.27687,16.18417],[-95.27922,16.18207],[-95.28166,16.17988],[-95.2839,16.17793],[-95.28863,16.17381],[-95.29055,16.17208],[-95.29303,16.1699],[-95.29635,16.16697],[-95.29911,16.16466],[-95.30383,16.16048],[-95.30541,16.15906],[-95.30924,16.15571],[-95.31174,16.15354],[-95.31543,16.15021],[-95.32017,16.14603],[-95.32371,16.14421],[-95.32756,16.14219],[-95.33122,16.14038],[-95.33616,16.13775],[-95.33811,16.13676],[-95.33993,16.13584],[-95.34353,16.13391],[-95.34515,16.13306],[-95.34837,16.13142],[-95.34985,16.13063],[-95.35623,16.12721],[-95.35904,16.12579],[-95.36105,16.12474],[-95.3635,16.12349],[-95.36661,16.12184],[-95.37033,16.11993],[-95.37312,16.11846],[-95.3762,16.11684],[-95.37917,16.11531],[-95.3822,16.1137],[-95.38541,16.11204],[-95.38839,16.11049],[-95.39127,16.10899],[-95.39458,16.10729],[-95.39786,16.10555],[-95.40121,16.10378],[-95.40374,16.09881],[-95.4048,16.09674],[-95.40583,16.09465],[-95.4079,16.09049],[-95.40971,16.08682],[-95.41127,16.08375],[-95.41279,16.08069],[-95.41447,16.07732],[-95.41773,16.07066],[-95.41855,16.06895],[-95.42149,16.06362],[-95.42338,16.05966],[-95.42577,16.05498],[-95.42817,16.05013],[-95.42904,16.0484],[-95.43019,16.04618],[-95.43258,16.04143],[-95.43403,16.03855],[-95.43579,16.03509],[-95.43733,16.032],[-95.43904,16.0286],[-95.44069,16.02535],[-95.44235,16.02203],[-95.44407,16.01863],[-95.44563,16.01555],[-95.44704,16.01273],[-95.44926,16.00844],[-95.45006,16.00677],[-95.4555,16.00551],[-95.45922,16.00452],[-95.46494,16.00323],[-95.46808,16.00254],[-95.47157,16.00176],[-95.4758,16.00075],[-95.47975,15.99983],[-95.48362,15.99898],[-95.48822,15.998],[-95.49248,15.99704],[-95.49795,15.99577],[-95.50115,15.99495],[-95.50415,15.99381],[-95.50909,15.99197],[-95.51424,15.99004],[-95.5166,15.98925],[-95.51917,15.98834],[-95.52133,15.98754],[-95.52241,15.98713],[-95.52572,15.98589],[-95.52944,15.98455],[-95.53271,15.98331],[-95.53594,15.9821],[-95.53921,15.98089],[-95.54281,15.97955],[-95.54749,15.97786],[-95.55599,15.97469],[-95.55804,15.97393],[-95.56107,15.97282],[-95.56369,15.97183],[-95.56534,15.97118],[-95.57017,15.96944],[-95.57212,15.9687],[-95.57345,15.96818],[-95.57866,15.96617],[-95.58081,15.96539],[-95.58483,15.96633],[-95.58803,15.96699],[-95.59209,15.9679],[-95.59518,15.96858],[-95.59845,15.9694],[-95.60137,15.97007],[-95.60635,15.97117],[-95.61346,15.97278],[-95.61688,15.97352],[-95.61949,15.97415],[-95.62294,15.97485],[-95.62702,15.97576],[-95.63041,15.97649],[-95.63395,15.97729],[-95.63664,15.9779],[-95.63911,15.97848],[-95.64341,15.97728],[-95.64725,15.97621],[-95.65036,15.97534],[-95.65421,15.97427],[-95.65608,15.97374],[-95.65879,15.97301],[-95.66455,15.97139],[-95.66867,15.97024],[-95.67165,15.96941],[-95.67734,15.96781],[-95.67953,15.96721],[-95.68618,15.96534],[-95.69026,15.96422],[-95.69354,15.96335],[-95.69707,15.96234],[-95.69969,15.96161],[-95.70506,15.96013],[-95.70722,15.95952],[-95.71166,15.95827],[-95.71483,15.9574],[-95.71861,15.9563],[-95.72081,15.95569],[-95.72684,15.95404],[-95.7306,15.953],[-95.73765,15.95105],[-95.74128,15.95001],[-95.74475,15.94904],[-95.74861,15.94797],[-95.75229,15.94682],[-95.75576,15.94573],[-95.7594,15.94458],[-95.76194,15.94377],[-95.76449,15.94298],[-95.76676,15.94226],[-95.77048,15.94109],[-95.77377,15.94003],[-95.77724,15.93895],[-95.78064,15.93789],[-95.78425,15.93673],[-95.78924,15.9352],[-95.79263,15.93414],[-95.796,15.93309],[-95.79873,15.93221],[-95.80186,15.93123],[-95.80473,15.93031],[-95.80799,15.92928],[-95.81339,15.92756],[-95.81658,15.92654],[-95.81913,15.92571],[-95.82162,15.92494],[-95.82534,15.92377],[-95.82979,15.92245],[-95.83289,15.92148],[-95.83771,15.91994],[-95.84292,15.91829],[-95.84778,15.9168],[-95.85395,15.91477],[-95.85848,15.9114],[-95.86096,15.9096],[-95.86423,15.90721],[-95.86665,15.90544],[-95.86943,15.90345],[-95.87127,15.9021],[-95.87514,15.89923],[-95.87955,15.89602],[-95.88112,15.89488],[-95.88459,15.8923],[-95.88794,15.88987],[-95.89325,15.88597],[-95.89733,15.88295],[-95.90004,15.88105],[-95.90234,15.87938],[-95.9049,15.87909],[-95.90744,15.8788],[-95.90987,15.87852],[-95.91239,15.87825],[-95.91453,15.87793],[-95.91885,15.87746],[-95.92184,15.87712],[-95.9246,15.87682],[-95.92852,15.87638],[-95.9312,15.87608],[-95.93702,15.87544],[-95.93927,15.87517],[-95.94234,15.87313],[-95.9456,15.87096],[-95.94781,15.86952],[-95.95086,15.86751],[-95.95173,15.86693],[-95.95634,15.86389],[-95.95936,15.8619],[-95.96549,15.85785],[-95.96718,15.85673],[-95.97075,15.85438],[-95.97383,15.85234],[-95.97734,15.85004],[-95.97926,15.84876],[-95.98192,15.847],[-95.98715,15.84356],[-95.9917,15.84055],[-95.99912,15.83566],[-96.00228,15.83358],[-96.00522,15.83165],[-96.0081,15.83038],[-96.01142,15.8289],[-96.01549,15.82713],[-96.01791,15.82609],[-96.02096,15.82472],[-96.02282,15.8239],[-96.02681,15.82215],[-96.0288,15.82124],[-96.03293,15.81943],[-96.03471,15.81866],[-96.03827,15.81711],[-96.04302,15.81843],[-96.04552,15.81915],[-96.04893,15.82014],[-96.04983,15.82039],[-96.05123,15.82078],[-96.05277,15.82123],[-96.05568,15.82208],[-96.05805,15.82274],[-96.06267,15.82409],[-96.06391,15.8235],[-96.06595,15.82255],[-96.06966,15.82083],[-96.06763,15.8165]]}}
Línea 115.0 kV | LineString | 115.0 kV |  |  |  | CFE |  |  |  |  | OpenStreetMap | {"type":"Feature","properties":{},"geometry":{"type":"LineString","coordinates":[[-95.23318,16.30667],[-95.23265,16.30494],[-95.23208,16.30315],[-95.23156,16.30146],[-95.23102,16.29971],[-95.23048,16.29798],[-95.22995,16.29626],[-95.22941,16.29452],[-95.22887,16.29282],[-95.22837,16.29119],[-95.22732,16.28779],[-95.22681,16.28614],[-95.22627,16.28443],[-95.22572,16.28268],[-95.22537,16.28156],[-95.22485,16.2799],[-95.22433,16.2782],[-95.22381,16.27654],[-95.2233,16.27487],[-95.22279,16.27325],[-95.22226,16.27158],[-95.22175,16.2699],[-95.22066,16.26643],[-95.21961,16.26305],[-95.21908,16.26133],[-95.21856,16.25963],[-95.21803,16.25789],[-95.21747,16.25617],[-95.21699,16.25463],[-95.21645,16.25291],[-95.21592,16.25119],[-95.21537,16.24943],[-95.21484,16.24773],[-95.2143,16.24597],[-95.21376,16.24425],[-95.21324,16.24259],[-95.21273,16.24089],[-95.21219,16.23919],[-95.21166,16.23749],[-95.21115,16.23585],[-95.21062,16.23413],[-95.20953,16.23066],[-95.20849,16.22732],[-95.20646,16.22211],[-95.20593,16.22087]]}}
Línea 115.0 kV | LineString | 115.0 kV |  |  |  | CFE |  |  |  |  | OpenStreetMap | {"type":"Feature","properties":{},"geometry":{"type":"LineString","coordinates":[[-93.17177,16.69833],[-93.16998,16.69759],[-93.16809,16.69683],[-93.1644,16.69712],[-93.16161,16.69731],[-93.16074,16.69736],[-93.15784,16.69754],[-93.1546,16.69781],[-93.1506,16.69806],[-93.1488,16.69817],[-93.14469,16.69844],[-93.14116,16.69872],[-93.13393,16.69919],[-93.13125,16.69938],[-93.12782,16.70075],[-93.1256,16.70165],[-93.12474,16.70199],[-93.12423,16.70219],[-93.12078,16.70356],[-93.11749,16.70489],[-93.11421,16.70623],[-93.11075,16.7076],[-93.10792,16.70872],[-93.10537,16.70975],[-93.10243,16.70961],[-93.09961,16.70945],[-93.09714,16.71195],[-93.09522,16.7138],[-93.09284,16.71618],[-93.0904,16.71855],[-93.08722,16.72166],[-93.08709,16.72178],[-93.08483,16.72403],[-93.08305,16.72582],[-93.08327,16.72822],[-93.08394,16.72906],[-93.08479,16.73017],[-93.08538,16.73234],[-93.08562,16.73295],[-93.08495,16.73359],[-93.08439,16.73467],[-93.08476,16.73564],[-93.08535,16.73676],[-93.08525,16.73736],[-93.08521,16.73791],[-93.08546,16.73812],[-93.08533,16.73914],[-93.08517,16.74021],[-93.08535,16.74121],[-93.08543,16.74151]]}}
Línea 115.0 kV | LineString | 115.0 kV | 2 |  |  | CFE |  |  |  |  | OpenStreetMap | {"type":"Feature","properties":{},"geometry":{"type":"LineString","coordinates":[[-99.53881,25.65396],[-99.54235,25.65277],[-99.54562,25.65169],[-99.5488,25.65063],[-99.55197,25.64957],[-99.55516,25.64851],[-99.55824,25.64744],[-99.56147,25.64636],[-99.56464,25.6453],[-99.5678,25.64423],[-99.57097,25.64319],[-99.57415,25.64214],[-99.57732,25.64106],[-99.5805,25.64],[-99.58369,25.63894],[-99.58684,25.63787],[-99.59003,25.63682],[-99.59319,25.63574],[-99.59637,25.63468],[-99.59959,25.63363],[-99.60273,25.63255],[-99.60523,25.63127],[-99.60743,25.63105],[-99.61048,25.62979],[-99.6135,25.62857],[-99.61659,25.62738],[-99.61962,25.62616],[-99.62269,25.62494],[-99.62573,25.62372],[-99.6291,25.62236],[-99.63184,25.62127],[-99.63495,25.62005],[-99.63783,25.61886],[-99.64079,25.6177],[-99.64378,25.61655],[-99.64673,25.61534],[-99.64967,25.61418],[-99.65263,25.613],[-99.65557,25.6118],[-99.65855,25.61064],[-99.66237,25.60912],[-99.66549,25.60796],[-99.66805,25.60693],[-99.67108,25.60572],[-99.67407,25.60442],[-99.67711,25.60324],[-99.68021,25.602],[-99.68327,25.6008],[-99.68642,25.59952],[-99.68917,25.59841],[-99.69196,25.59727],[-99.69485,25.59611],[-99.69801,25.59488],[-99.69957,25.59386],[-99.70125,25.59101],[-99.70244,25.59038],[-99.70569,25.58996],[-99.70903,25.58953],[-99.71245,25.5891],[-99.7158,25.58866],[-99.71913,25.58823],[-99.72235,25.58779],[-99.72566,25.58739],[-99.72887,25.58696],[-99.73214,25.58654],[-99.73539,25.58612],[-99.73863,25.5857],[-99.74187,25.58528],[-99.74513,25.58486],[-99.7484,25.58443],[-99.75167,25.58401],[-99.75493,25.58359],[-99.75817,25.58318],[-99.7614,25.58276],[-99.76463,25.58233],[-99.76786,25.58192],[-99.77113,25.5815],[-99.77435,25.58107],[-99.77763,25.58064],[-99.78087,25.58022],[-99.78416,25.5798],[-99.78745,25.57937],[-99.79074,25.57894],[-99.79382,25.57853],[-99.79725,25.57809],[-99.80069,25.5776],[-99.80363,25.57681],[-99.80676,25.57596],[-99.80989,25.57512],[-99.81302,25.57427],[-99.81614,25.57341],[-99.8193,25.57257],[-99.82243,25.57173],[-99.82555,25.57087],[-99.82866,25.57],[-99.83176,25.56919],[-99.83487,25.56834],[-99.83812,25.56758],[-99.84099,25.56669],[-99.84426,25.56584],[-99.84749,25.566],[-99.85069,25.56617],[-99.8539,25.56631],[-99.85719,25.56649],[-99.86039,25.56666],[-99.86349,25.56677],[-99.86662,25.56695],[-99.86964,25.56709],[-99.8728,25.56721],[-99.87575,25.56737],[-99.87976,25.56761],[-99.88308,25.56775],[-99.88643,25.56792],[-99.8897,25.56811],[-99.89308,25.56825],[-99.89643,25.56841],[-99.89974,25.56859],[-99.90304,25.56874],[-99.90642,25.56892],[-99.90972,25.56907],[-99.91305,25.56925],[-99.9164,25.56943],[-99.91977,25.56959],[-99.92341,25.5697],[-99.92561,25.56998],[-99.92793,25.57031],[-99.92995,25.57076]]}}
Línea 115.0 kV | LineString | 115.0 kV | 2 |  |  | CFE |  |  |  |  | OpenStreetMap | {"type":"Feature","properties":{},"geometry":{"type":"LineString","coordinates":[[-100.06081,25.56493],[-100.06105,25.56508],[-100.06106,25.56554]]}}
Línea 115.0 kV | LineString | 115.0 kV | 1 |  |  | CFE |  |  |  |  | OpenStreetMap | {"type":"Feature","properties":{},"geometry":{"type":"LineString","coordinates":[[-100.02143,25.59331],[-100.02172,25.59363],[-100.02308,25.59284],[-100.0246,25.59211],[-100.02549,25.59105],[-100.02748,25.59119],[-100.02958,25.59137],[-100.03033,25.59107],[-100.03061,25.58865],[-100.03089,25.58648],[-100.03148,25.58575],[-100.03094,25.58366],[-100.03045,25.58176],[-100.03078,25.57896],[-100.03111,25.57635],[-100.03152,25.57321],[-100.0319,25.57016],[-100.03226,25.5671],[-100.03264,25.56403],[-100.03313,25.56338],[-100.03311,25.56282]]}}
Línea 115.0 kV | LineString | 115.0 kV |  |  |  | CFE |  |  |  |  | OpenStreetMap | {"type":"Feature","properties":{},"geometry":{"type":"LineString","coordinates":[[-93.19979,16.74433],[-93.19966,16.74418],[-93.19886,16.7432],[-93.19774,16.74056],[-93.19632,16.73719],[-93.19465,16.73318],[-93.19313,16.7295],[-93.19192,16.72664],[-93.1905,16.72324],[-93.18906,16.71988],[-93.18769,16.71661],[-93.18631,16.71328],[-93.18502,16.71024],[-93.18375,16.70719],[-93.18269,16.70459],[-93.18241,16.70442],[-93.17834,16.70202],[-93.17525,16.70015],[-93.17177,16.69833]]}}
Línea 115.0 kV | LineString | 115.0 kV | 1 |  |  | Comisión Federal de Electricidad |  |  |  |  | OpenStreetMap | {"type":"Feature","properties":{},"geometry":{"type":"LineString","coordinates":[[-100.12862,19.22963],[-100.1268,19.23053],[-100.12577,19.23106],[-100.12309,19.2326],[-100.12178,19.23332],[-100.11986,19.23441],[-100.11895,19.23491],[-100.11784,19.23388],[-100.11587,19.232],[-100.11479,19.23094],[-100.11456,19.22956],[-100.11447,19.22889],[-100.11434,19.22823],[-100.1129,19.22612],[-100.11255,19.22505],[-100.1123,19.22438],[-100.111,19.22324],[-100.10757,19.2211],[-100.10263,19.21804],[-100.10163,19.21743],[-100.10041,19.21671],[-100.10031,19.21545],[-100.10023,19.2148],[-100.10038,19.20895],[-100.10035,19.20527],[-100.10036,19.20291],[-100.10038,19.20219],[-100.10039,19.20042],[-100.09957,19.19859],[-100.10011,19.19612],[-100.1004,19.1934],[-100.10044,19.19135],[-100.10032,19.18726],[-100.10032,19.18304],[-100.09982,19.1772],[-100.09967,19.17476],[-100.09941,19.17162],[-100.09911,19.16805],[-100.09881,19.16421],[-100.0987,19.16268],[-100.09856,19.16116],[-100.09721,19.16024],[-100.09591,19.15936],[-100.09454,19.15843],[-100.09317,19.15751],[-100.09082,19.15573],[-100.08756,19.15301],[-100.08659,19.1521],[-100.08541,19.1517],[-100.08052,19.1498],[-100.07642,19.14824],[-100.07438,19.14746],[-100.07269,19.14682],[-100.07242,19.14672],[-100.0722,19.14659]]}}
Línea 115.0 kV | LineString | 115.0 kV |  |  |  | CFE |  |  |  |  | OpenStreetMap | {"type":"Feature","properties":{},"geometry":{"type":"LineString","coordinates":[[-94.94376,16.51041],[-94.9458,16.51145],[-94.94865,16.51144],[-94.94972,16.51334],[-94.95071,16.51509],[-94.95358,16.51479],[-94.95644,16.51449],[-94.95924,16.51416],[-94.96204,16.51387]]}}
Línea 115.0 kV | LineString | 115.0 kV | 1 |  |  | CFE |  |  |  |  | OpenStreetMap | {"type":"Feature","properties":{},"geometry":{"type":"LineString","coordinates":[[-110.33908,24.03537],[-110.34239,24.03388],[-110.34555,24.0325],[-110.34879,24.03109],[-110.35216,24.02962],[-110.35521,24.02831],[-110.35815,24.02703],[-110.36136,24.02564],[-110.36421,24.02441],[-110.36683,24.02473],[-110.3702,24.02506],[-110.37324,24.02539],[-110.37549,24.02563],[-110.37809,24.02593],[-110.3814,24.02627],[-110.38462,24.02661],[-110.38778,24.02698],[-110.39105,24.02736],[-110.39424,24.0277],[-110.39738,24.02804],[-110.4007,24.02838],[-110.40389,24.0287],[-110.40681,24.02903],[-110.40919,24.02931],[-110.41223,24.02962],[-110.41516,24.02996],[-110.4176,24.03021],[-110.42166,24.03068],[-110.42557,24.0311],[-110.42894,24.03147],[-110.4304,24.03162],[-110.43485,24.03211],[-110.43928,24.03256],[-110.44334,24.03301],[-110.44683,24.03339],[-110.45062,24.03379],[-110.45512,24.03428],[-110.46016,24.03484],[-110.46303,24.03511],[-110.46607,24.03545],[-110.46819,24.0357],[-110.47112,24.03601],[-110.47359,24.03628],[-110.47685,24.03662],[-110.47926,24.03692],[-110.48251,24.03723],[-110.48607,24.0376],[-110.48967,24.03801],[-110.49309,24.03837],[-110.49626,24.03871],[-110.49953,24.03905],[-110.50313,24.03947],[-110.50656,24.03986],[-110.50915,24.04011],[-110.51218,24.04041],[-110.5155,24.04083],[-110.51886,24.0412],[-110.5236,24.0417],[-110.52483,24.04182],[-110.52844,24.04221],[-110.5318,24.04254],[-110.53536,24.04291],[-110.54056,24.04349],[-110.54359,24.04383],[-110.54785,24.04426],[-110.55115,24.04467],[-110.55517,24.04507],[-110.5589,24.04545],[-110.56362,24.04594],[-110.56553,24.04618],[-110.56768,24.04643],[-110.571,24.04677],[-110.57426,24.04709],[-110.5771,24.04739],[-110.57886,24.04863],[-110.58154,24.05052],[-110.58462,24.05269],[-110.5872,24.05451],[-110.58963,24.0563],[-110.5919,24.05786],[-110.59431,24.05962],[-110.59669,24.06128],[-110.59956,24.06333],[-110.60255,24.06543],[-110.60561,24.06758],[-110.60803,24.06929],[-110.61027,24.07091],[-110.61298,24.0728],[-110.61645,24.0753],[-110.61928,24.07726],[-110.6218,24.07897],[-110.62507,24.08134],[-110.62742,24.08306],[-110.63001,24.08488],[-110.63342,24.08733],[-110.63451,24.08814],[-110.63738,24.09011],[-110.63985,24.09188],[-110.64214,24.09348],[-110.64369,24.09462],[-110.64692,24.09422],[-110.64971,24.09395],[-110.65251,24.09364],[-110.65604,24.0932],[-110.65829,24.09293],[-110.66122,24.09262],[-110.66412,24.09222],[-110.66864,24.09171],[-110.67236,24.09133],[-110.67443,24.09111],[-110.677,24.09081],[-110.67958,24.09051],[-110.68248,24.09013],[-110.68672,24.08966],[-110.69005,24.08931],[-110.69367,24.0889],[-110.69768,24.08842],[-110.69953,24.08821],[-110.70225,24.08788],[-110.70563,24.08748],[-110.71036,24.08704],[-110.71331,24.0896],[-110.71615,24.09212],[-110.71908,24.09471],[-110.72138,24.09675],[-110.72495,24.09992],[-110.72727,24.102],[-110.72893,24.10347],[-110.73154,24.10582],[-110.73355,24.10755],[-110.73584,24.10965],[-110.73772,24.11129],[-110.73994,24.1133],[-110.74167,24.1148],[-110.74445,24.11725],[-110.74756,24.12003],[-110.75067,24.12281],[-110.75305,24.12488],[-110.75516,24.12677],[-110.75853,24.12982],[-110.76038,24.1305],[-110.76359,24.1317],[-110.76686,24.1329],[-110.76905,24.13372],[-110.77166,24.1347],[-110.7757,24.13615],[-110.78016,24.13781],[-110.78367,24.13909],[-110.78687,24.14029],[-110.78935,24.14121],[-110.79494,24.14326],[-110.79668,24.14391],[-110.79918,24.14482],[-110.80371,24.14536],[-110.80583,24.14562],[-110.80892,24.14597],[-110.81101,24.14622],[-110.81462,24.14664],[-110.81779,24.147],[-110.82078,24.14737],[-110.82524,24.14786],[-110.82918,24.14834],[-110.83184,24.14863],[-110.83429,24.14891],[-110.83701,24.14922],[-110.84057,24.14964],[-110.84449,24.15012],[-110.84792,24.15051],[-110.85109,24.15087],[-110.85395,24.15121],[-110.8572,24.15158],[-110.86043,24.15202],[-110.86557,24.15255],[-110.86965,24.15302],[-110.87374,24.15351],[-110.87695,24.15389],[-110.87984,24.1542],[-110.88425,24.15473],[-110.88709,24.15508],[-110.892,24.15563],[-110.89409,24.15583],[-110.89771,24.15627],[-110.90027,24.15752],[-110.90242,24.1586],[-110.9049,24.15984],[-110.9075,24.16113],[-110.91121,24.16303],[-110.91322,24.16405],[-110.91574,24.1653],[-110.9214,24.16809],[-110.92372,24.16927],[-110.9263,24.17053],[-110.9289,24.1718],[-110.93068,24.17266],[-110.9344,24.1745],[-110.93697,24.17575],[-110.93966,24.17715],[-110.94496,24.17972],[-110.94803,24.18128],[-110.9484,24.18417],[-110.94878,24.18725],[-110.94911,24.18988],[-110.94951,24.19301],[-110.94974,24.19515],[-110.95014,24.19825],[-110.95049,24.20157],[-110.95099,24.20558],[-110.95137,24.20878],[-110.95172,24.21094],[-110.95206,24.21393],[-110.9524,24.21649],[-110.95292,24.22056],[-110.95326,24.2232],[-110.95357,24.22624],[-110.95391,24.22869],[-110.95414,24.2307],[-110.95457,24.23434],[-110.95491,24.23696],[-110.95527,24.23966],[-110.95583,24.24419],[-110.95618,24.24693],[-110.95655,24.24985],[-110.95694,24.25308],[-110.95726,24.25532],[-110.9576,24.25848],[-110.95786,24.26064],[-110.95815,24.26302],[-110.95853,24.26617],[-110.9597,24.26837],[-110.96101,24.27099],[-110.96253,24.27392],[-110.96425,24.27714],[-110.96587,24.28027],[-110.96743,24.28336],[-110.96902,24.28642],[-110.97004,24.28845],[-110.97166,24.29153],[-110.97308,24.29434],[-110.9746,24.29725],[-110.97683,24.30158],[-110.97859,24.30493],[-110.98008,24.30778],[-110.98171,24.31102],[-110.98312,24.31377],[-110.98467,24.31667],[-110.98609,24.31934],[-110.98714,24.32142],[-110.98855,24.32421],[-110.98979,24.32654],[-110.99129,24.32946],[-110.99238,24.3315],[-110.99327,24.33324],[-110.99416,24.33501],[-110.99597,24.33695],[-110.99823,24.33939],[-111.00098,24.34239],[-111.00229,24.34379],[-111.00441,24.34615],[-111.00535,24.34719],[-111.00755,24.34958],[-111.01055,24.35283],[-111.01244,24.35491],[-111.014,24.35655],[-111.01659,24.35944],[-111.01869,24.36167],[-111.02055,24.36208],[-111.02412,24.36282],[-111.02741,24.36353],[-111.03024,24.36413],[-111.03382,24.36494],[-111.03646,24.36549],[-111.03986,24.36623],[-111.04386,24.36709],[-111.04832,24.36805],[-111.05303,24.36908],[-111.05808,24.37016],[-111.06215,24.37103],[-111.06454,24.37152],[-111.06849,24.37244],[-111.07186,24.37318],[-111.07732,24.37437],[-111.07927,24.37481],[-111.08255,24.3755],[-111.08605,24.37624],[-111.08983,24.37703],[-111.09322,24.37777],[-111.09523,24.37949],[-111.09739,24.38134],[-111.10025,24.38382],[-111.10245,24.38576],[-111.10491,24.38784],[-111.10721,24.38985],[-111.10969,24.39202],[-111.11258,24.39455],[-111.11606,24.39753],[-111.11897,24.40008],[-111.12071,24.40157],[-111.12283,24.40344],[-111.12512,24.40541],[-111.12647,24.40654],[-111.129,24.40877],[-111.13062,24.41013],[-111.13285,24.41212],[-111.135,24.41398],[-111.13714,24.41581],[-111.13954,24.41792],[-111.1419,24.41993],[-111.14435,24.42203],[-111.14671,24.4241],[-111.14956,24.42658],[-111.1521,24.42878],[-111.15488,24.43117],[-111.15726,24.43326],[-111.15966,24.4353],[-111.16201,24.43736],[-111.16473,24.4397],[-111.16663,24.44134],[-111.16944,24.44374],[-111.17151,24.44554],[-111.1743,24.448],[-111.17697,24.45032],[-111.17887,24.45198],[-111.18106,24.45385],[-111.18453,24.45486],[-111.18819,24.45592],[-111.19143,24.45686],[-111.19488,24.45784],[-111.1986,24.45893],[-111.20244,24.46007],[-111.2053,24.46089],[-111.20861,24.46187],[-111.21286,24.46308],[-111.21655,24.46416],[-111.21982,24.4651],[-111.2234,24.46614],[-111.22651,24.46705],[-111.22975,24.46798],[-111.23172,24.46855],[-111.23457,24.46937],[-111.23636,24.46991],[-111.23971,24.47087],[-111.24328,24.47193],[-111.24651,24.47286],[-111.24922,24.47364],[-111.25196,24.47445],[-111.25485,24.47528],[-111.25795,24.47615],[-111.26102,24.47703],[-111.26412,24.47795],[-111.2672,24.47885],[-111.2701,24.47969],[-111.27358,24.4807],[-111.27732,24.48182],[-111.28101,24.48287],[-111.28451,24.48391],[-111.2877,24.48481],[-111.2909,24.48574],[-111.29451,24.48679],[-111.29735,24.48761],[-111.30019,24.48842],[-111.30323,24.4893],[-111.30632,24.49022],[-111.30954,24.49115],[-111.31247,24.49199],[-111.31552,24.49288],[-111.31887,24.49383],[-111.32209,24.4948],[-111.32542,24.49575],[-111.32851,24.49664],[-111.33159,24.49751],[-111.33464,24.49842],[-111.33786,24.49933],[-111.34073,24.50016],[-111.34337,24.50093],[-111.34513,24.50363],[-111.34711,24.50661],[-111.34888,24.5094],[-111.3505,24.51185],[-111.3522,24.51449],[-111.35373,24.51685],[-111.35544,24.51943],[-111.35741,24.52227],[-111.35913,24.52504],[-111.36089,24.52769],[-111.36259,24.53023],[-111.36449,24.53322],[-111.36606,24.53558],[-111.36759,24.53783],[-111.37003,24.53908],[-111.37289,24.54051],[-111.37584,24.54199],[-111.37878,24.54343],[-111.38197,24.54502],[-111.38482,24.54646],[-111.38785,24.54795],[-111.39022,24.54914],[-111.39315,24.55064],[-111.39601,24.55206],[-111.39911,24.55357],[-111.40216,24.55512],[-111.40509,24.55656],[-111.4085,24.55833],[-111.41105,24.55956],[-111.41454,24.56129],[-111.41773,24.5629],[-111.42045,24.56424],[-111.424,24.56603],[-111.42749,24.56777],[-111.43079,24.5694],[-111.43369,24.57085],[-111.43675,24.57238],[-111.43903,24.57352],[-111.44195,24.57499],[-111.44472,24.5764],[-111.4467,24.57734],[-111.44976,24.57888],[-111.45277,24.58038],[-111.45586,24.58192],[-111.45914,24.58355],[-111.46238,24.58521],[-111.46654,24.58727],[-111.4697,24.58887],[-111.47164,24.58979],[-111.47254,24.59189],[-111.47392,24.59479],[-111.47527,24.59775],[-111.47657,24.60061],[-111.47794,24.60359],[-111.47933,24.60662],[-111.48066,24.60942],[-111.48179,24.612],[-111.48308,24.61483],[-111.48428,24.61746],[-111.48545,24.62],[-111.4867,24.62278],[-111.48796,24.62548],[-111.48921,24.62822],[-111.49049,24.63097],[-111.49176,24.63369],[-111.49308,24.63664],[-111.49448,24.63967],[-111.49578,24.64252],[-111.49706,24.64526],[-111.4983,24.64806],[-111.49959,24.65086],[-111.50086,24.65353],[-111.50216,24.6564],[-111.50346,24.65927],[-111.50469,24.66186],[-111.50599,24.66476],[-111.5073,24.6676],[-111.50858,24.67037],[-111.50979,24.67307],[-111.51108,24.67578],[-111.51236,24.67853],[-111.51373,24.68162],[-111.51508,24.68448],[-111.51621,24.68698],[-111.51752,24.68983],[-111.51873,24.69246],[-111.52,24.69517],[-111.5213,24.69806],[-111.52255,24.70077],[-111.52384,24.70357],[-111.52511,24.70629],[-111.52639,24.7091],[-111.52766,24.71189],[-111.529,24.71482],[-111.53035,24.71779],[-111.53146,24.72029],[-111.53258,24.72262],[-111.53388,24.7254],[-111.53511,24.72804],[-111.53657,24.7311],[-111.53781,24.73396],[-111.53917,24.73693],[-111.54045,24.73965],[-111.54163,24.74221],[-111.54277,24.74476],[-111.54411,24.74766],[-111.54554,24.75069],[-111.54687,24.75358],[-111.54825,24.7566],[-111.54952,24.75938],[-111.55081,24.76223],[-111.5522,24.7652],[-111.55367,24.76841],[-111.55511,24.77153],[-111.55652,24.7746],[-111.55786,24.77756],[-111.55933,24.78075],[-111.56075,24.78386],[-111.56215,24.78691],[-111.56337,24.78952],[-111.56436,24.79168],[-111.56556,24.79426],[-111.5668,24.79699],[-111.5681,24.79981],[-111.56938,24.80252],[-111.57047,24.80493],[-111.57176,24.80769],[-111.57309,24.81058],[-111.57444,24.81356],[-111.57568,24.81623],[-111.57696,24.81903],[-111.5782,24.82173],[-111.57949,24.82449],[-111.58079,24.82727],[-111.58202,24.83001],[-111.5833,24.83277],[-111.58454,24.83551],[-111.5858,24.83823],[-111.58697,24.84073],[-111.58823,24.84346],[-111.58952,24.84624],[-111.59079,24.84901],[-111.59203,24.85176],[-111.59327,24.85446],[-111.59452,24.85711],[-111.59583,24.86003],[-111.59716,24.86288],[-111.59838,24.8655],[-111.60131,24.86659],[-111.6045,24.86777],[-111.60766,24.86895],[-111.61105,24.87021],[-111.61456,24.87149],[-111.61577,24.87287],[-111.61686,24.87537],[-111.61822,24.87824],[-111.61961,24.88131],[-111.62129,24.88489],[-111.62289,24.88841],[-111.62433,24.89149],[-111.62579,24.89464],[-111.62729,24.89786],[-111.62875,24.90106],[-111.63025,24.90436],[-111.63177,24.90755],[-111.63325,24.91079],[-111.63484,24.91431],[-111.63644,24.91779],[-111.63808,24.92125],[-111.63968,24.92477],[-111.64115,24.92793],[-111.64277,24.93144],[-111.64438,24.93489],[-111.64575,24.93783],[-111.64722,24.941],[-111.64863,24.9441],[-111.65011,24.94726],[-111.65168,24.95077],[-111.65329,24.95426],[-111.65498,24.95785],[-111.65654,24.96121],[-111.65787,24.96414],[-111.65944,24.96752],[-111.66105,24.97103],[-111.66272,24.9746],[-111.66432,24.97804],[-111.66581,24.9813],[-111.66742,24.98477],[-111.66904,24.98829],[-111.67069,24.99183],[-111.67222,24.99503],[-111.67357,24.9979],[-111.6722,25.00088],[-111.67079,25.00413],[-111.66919,25.00759],[-111.66761,25.0111],[-111.66623,25.01418],[-111.66524,25.01644]]}}
Línea 115.0 kV | LineString | 115.0 kV | 1 |  |  | CFE |  |  |  |  | OpenStreetMap | {"type":"Feature","properties":{},"geometry":{"type":"LineString","coordinates":[[-111.23235,24.46967],[-111.23197,24.46955],[-111.2314,24.46894],[-111.22906,24.46824],[-111.22479,24.46704],[-111.22069,24.46581],[-111.21705,24.46475],[-111.2138,24.46384],[-111.21008,24.46273],[-111.20609,24.46161],[-111.20255,24.46052],[-111.19868,24.45944],[-111.19573,24.45857],[-111.1922,24.45754],[-111.18827,24.45642],[-111.18469,24.45537],[-111.18078,24.45423],[-111.17848,24.45228],[-111.17692,24.45091],[-111.17407,24.44842],[-111.17156,24.44625],[-111.16952,24.44445],[-111.16599,24.44142],[-111.16439,24.44008],[-111.16126,24.43734],[-111.15847,24.43493],[-111.15566,24.43247],[-111.15275,24.42998],[-111.1497,24.42733],[-111.14698,24.42495],[-111.14403,24.42242],[-111.14127,24.42001],[-111.13846,24.41761],[-111.13571,24.41524],[-111.13293,24.4128],[-111.12916,24.40955],[-111.12563,24.40647],[-111.12277,24.40401],[-111.12022,24.40175],[-111.11758,24.3995],[-111.11549,24.39767],[-111.1127,24.39526],[-111.10971,24.39262],[-111.10691,24.3902],[-111.10415,24.38787],[-111.10044,24.38465],[-111.09778,24.3823],[-111.09527,24.38012],[-111.09298,24.37818],[-111.08902,24.37734],[-111.08464,24.37641],[-111.08202,24.37587],[-111.07785,24.37498],[-111.07403,24.37415],[-111.07126,24.3736],[-111.06694,24.37267],[-111.06296,24.3718],[-111.05977,24.3711],[-111.05648,24.3704],[-111.05311,24.3697],[-111.05081,24.36923],[-111.04765,24.36856],[-111.04453,24.36787],[-111.04146,24.3672],[-111.03841,24.36654],[-111.03478,24.36575],[-111.03195,24.36515],[-111.02841,24.36441],[-111.0247,24.3636],[-111.02163,24.36298],[-111.01833,24.36232],[-111.0161,24.35975],[-111.01318,24.35662],[-111.01157,24.35493],[-111.00977,24.35286],[-111.00663,24.34942],[-111.00381,24.34626],[-111.00188,24.3442],[-111.0001,24.34225],[-110.9974,24.33926],[-110.99587,24.33759],[-110.99375,24.33527],[-110.992,24.33192],[-110.99051,24.32896],[-110.9888,24.32575],[-110.98689,24.32205],[-110.98525,24.31887],[-110.98421,24.31688],[-110.98242,24.31346],[-110.98078,24.3103],[-110.97953,24.30777],[-110.97836,24.30553],[-110.97652,24.30205],[-110.97434,24.29776],[-110.97312,24.29551],[-110.9714,24.29212],[-110.96946,24.28834],[-110.96779,24.28515],[-110.96611,24.28193],[-110.96449,24.27877],[-110.9629,24.27564],[-110.96153,24.27311],[-110.95978,24.26974],[-110.95811,24.2664],[-110.95769,24.26348],[-110.95727,24.26003],[-110.95673,24.2552],[-110.95626,24.25157],[-110.95572,24.24739],[-110.9554,24.24454],[-110.95485,24.24022],[-110.95454,24.2378],[-110.95418,24.23486],[-110.95355,24.2298],[-110.95311,24.22698],[-110.95278,24.22341],[-110.95238,24.22031],[-110.95188,24.21653],[-110.95149,24.21325],[-110.95116,24.21025],[-110.95062,24.20652],[-110.95006,24.20177],[-110.94962,24.19827],[-110.94925,24.19516],[-110.94883,24.19186],[-110.94845,24.18866],[-110.94792,24.18446],[-110.94754,24.18155],[-110.94456,24.18008],[-110.94074,24.17818],[-110.9364,24.17598],[-110.93348,24.17457],[-110.9298,24.17277],[-110.92634,24.17102],[-110.92346,24.16961],[-110.92023,24.16806],[-110.91511,24.16543],[-110.9113,24.16358],[-110.90762,24.16176],[-110.90429,24.16005],[-110.90122,24.15856],[-110.89747,24.15672],[-110.89456,24.15638],[-110.89185,24.15608],[-110.88679,24.15548],[-110.8844,24.15518],[-110.88044,24.15471],[-110.87706,24.15436],[-110.87365,24.15398],[-110.86936,24.15343],[-110.86442,24.15286],[-110.85855,24.15221],[-110.85577,24.15186],[-110.85203,24.15142],[-110.8483,24.15098],[-110.84473,24.15062],[-110.84117,24.15021],[-110.83595,24.14959],[-110.83175,24.14911],[-110.82808,24.14866],[-110.82372,24.14816],[-110.81784,24.14751],[-110.81437,24.1471],[-110.81025,24.1466],[-110.80634,24.14613],[-110.80266,24.1457],[-110.79896,24.14527],[-110.79585,24.14413],[-110.79267,24.14298],[-110.787,24.14105],[-110.78411,24.14002],[-110.78073,24.13882],[-110.77582,24.13711],[-110.77082,24.13539],[-110.76888,24.1347],[-110.76494,24.13333],[-110.76105,24.13195],[-110.75771,24.13077],[-110.75574,24.12904],[-110.75233,24.12594],[-110.74954,24.12338],[-110.74518,24.11941],[-110.74254,24.11699],[-110.73943,24.11417],[-110.73651,24.11148],[-110.73399,24.10926],[-110.73164,24.10708],[-110.72805,24.1038],[-110.72491,24.10093],[-110.72117,24.09757],[-110.71844,24.09505],[-110.71526,24.0921],[-110.71246,24.08963],[-110.71051,24.08781],[-110.7083,24.08806],[-110.70465,24.08848],[-110.70015,24.08892],[-110.69763,24.0892],[-110.69346,24.08969],[-110.69,24.09005],[-110.68731,24.09038],[-110.68271,24.09085],[-110.67894,24.09129],[-110.67561,24.09163],[-110.67256,24.09196],[-110.66841,24.09238],[-110.66356,24.09288],[-110.65851,24.09348],[-110.65588,24.09377],[-110.65138,24.09426],[-110.64693,24.09471],[-110.64354,24.0951],[-110.64121,24.09345],[-110.63841,24.09144],[-110.63418,24.08845],[-110.63022,24.08564],[-110.6276,24.08373],[-110.62555,24.08232],[-110.62248,24.08011],[-110.61908,24.07775],[-110.61539,24.07509],[-110.61192,24.07265],[-110.60851,24.07024],[-110.60595,24.06841],[-110.60332,24.06652],[-110.60027,24.06438],[-110.59734,24.0623],[-110.59492,24.06055],[-110.59269,24.05902],[-110.59032,24.05729],[-110.58756,24.05537],[-110.58471,24.05338],[-110.58145,24.05103],[-110.57866,24.04905],[-110.57692,24.04782],[-110.57332,24.04745],[-110.56999,24.0471],[-110.56678,24.04675],[-110.5642,24.04647],[-110.55897,24.04594],[-110.55518,24.04552],[-110.55108,24.04506],[-110.54826,24.04471],[-110.54531,24.04443],[-110.54251,24.04417],[-110.5377,24.04362],[-110.53553,24.04341],[-110.53182,24.04303],[-110.52847,24.04264],[-110.52493,24.04227],[-110.52331,24.0421],[-110.51825,24.04158],[-110.51362,24.04106],[-110.51053,24.04075],[-110.50636,24.04032],[-110.50202,24.03978],[-110.49841,24.0394],[-110.4941,24.03893],[-110.49025,24.0385],[-110.4863,24.03809],[-110.48232,24.03766],[-110.47849,24.03726],[-110.47479,24.03683],[-110.47106,24.03646],[-110.46654,24.03593],[-110.46275,24.03554],[-110.45958,24.03523],[-110.45487,24.03473],[-110.45116,24.03433],[-110.44682,24.03386],[-110.44299,24.03343],[-110.43938,24.03303],[-110.43482,24.03251],[-110.43047,24.03207],[-110.42673,24.03167],[-110.42325,24.0313],[-110.41929,24.03087],[-110.41558,24.03046],[-110.41141,24.03001],[-110.40704,24.02955],[-110.4035,24.02917],[-110.40023,24.02881],[-110.39651,24.02842],[-110.39277,24.028],[-110.38906,24.02761],[-110.38539,24.02719],[-110.38159,24.02677],[-110.37777,24.02633],[-110.37427,24.02596],[-110.37083,24.02562],[-110.36763,24.02525],[-110.3643,24.02488],[-110.36146,24.02635],[-110.35816,24.02803],[-110.35502,24.0297],[-110.35142,24.03153],[-110.34761,24.03351],[-110.34437,24.0352],[-110.34157,24.03664],[-110.33986,24.03746],[-110.33941,24.03616],[-110.33908,24.03537]]}}
Línea 115.0 kV | LineString | 115.0 kV |  |  |  | CFE |  |  |  |  | OpenStreetMap | {"type":"Feature","properties":{},"geometry":{"type":"LineString","coordinates":[[-93.12323,16.76942],[-93.12623,16.76925],[-93.12976,16.76904],[-93.13257,16.76495],[-93.13362,16.76338],[-93.13433,16.76232],[-93.13445,16.76187]]}}
Línea 115.0 kV | LineString | 115.0 kV |  |  |  | CFE |  |  |  |  | OpenStreetMap | {"type":"Feature","properties":{},"geometry":{"type":"LineString","coordinates":[[-93.16796,16.77625],[-93.16455,16.77507],[-93.1595,16.7733],[-93.15584,16.77202],[-93.15278,16.77095],[-93.14755,16.7691],[-93.14429,16.76796],[-93.13895,16.76608],[-93.13746,16.76556],[-93.13622,16.76512],[-93.13449,16.76237],[-93.13461,16.76189]]}}
Línea 115.0 kV | LineString | 115.0 kV | 1 |  |  | Comisión Federal de Electricidad |  |  |  |  | OpenStreetMap | {"type":"Feature","properties":{},"geometry":{"type":"LineString","coordinates":[[-102.85079,23.15867],[-102.85022,23.15895],[-102.84935,23.15933],[-102.84848,23.15975],[-102.84769,23.16022],[-102.84908,23.16179],[-102.85064,23.16368],[-102.85211,23.16541],[-102.8537,23.16736],[-102.85411,23.16785],[-102.85354,23.16856],[-102.853,23.16873],[-102.85199,23.16906],[-102.85014,23.16965],[-102.84836,23.17022],[-102.84674,23.17074],[-102.84497,23.17131],[-102.84316,23.17189],[-102.84371,23.17353],[-102.84429,23.17525],[-102.84486,23.17691],[-102.84544,23.17855],[-102.846,23.18022],[-102.84652,23.18175],[-102.84709,23.18346],[-102.84766,23.1851],[-102.84824,23.18675],[-102.84878,23.18837],[-102.84935,23.19],[-102.84993,23.19171],[-102.85047,23.19334],[-102.85102,23.19489],[-102.85141,23.19621],[-102.85205,23.19794],[-102.85246,23.19913],[-102.85272,23.1999],[-102.85312,23.20102],[-102.85557,23.20117],[-102.85725,23.20127],[-102.85915,23.20139],[-102.86148,23.20154],[-102.86318,23.20164],[-102.86496,23.20175],[-102.8669,23.20187],[-102.86884,23.20199],[-102.87079,23.20211],[-102.87268,23.20223],[-102.87462,23.20235],[-102.87646,23.20246],[-102.87833,23.20257],[-102.88025,23.20269],[-102.88212,23.20281],[-102.88398,23.20292],[-102.88603,23.20305],[-102.88757,23.20315],[-102.88952,23.20326],[-102.89169,23.2034],[-102.89256,23.20465],[-102.89368,23.20624],[-102.89467,23.20767],[-102.89565,23.2091],[-102.89656,23.21041],[-102.89749,23.21176],[-102.89845,23.21315],[-102.89953,23.21467],[-102.90052,23.21612],[-102.90152,23.21756],[-102.9025,23.219],[-102.90349,23.22041],[-102.90464,23.22202],[-102.90561,23.22345],[-102.90625,23.22435],[-102.90681,23.22465]]}}
Línea 115.0 kV | LineString | 115.0 kV | 1 |  |  | CFE |  |  |  |  | OpenStreetMap | {"type":"Feature","properties":{},"geometry":{"type":"LineString","coordinates":[[-103.83944,20.91007],[-103.84175,20.91021],[-103.84923,20.9107],[-103.85316,20.91101],[-103.85609,20.91121],[-103.86174,20.91158],[-103.86415,20.91174],[-103.86807,20.91202],[-103.87357,20.9124],[-103.87794,20.9127],[-103.88229,20.913],[-103.88484,20.91347],[-103.88928,20.91427],[-103.89483,20.91528],[-103.89939,20.91613],[-103.90259,20.91497],[-103.9074,20.91327],[-103.91292,20.91128],[-103.91733,20.90975],[-103.91991,20.90881],[-103.92213,20.90801],[-103.92509,20.90825],[-103.92857,20.90852],[-103.93472,20.90898],[-103.93742,20.90923],[-103.94119,20.90949],[-103.9454,20.91068],[-103.94557,20.91079]]}}
Línea 115.0 kV | LineString | 115.0 kV | 2 |  |  | Comisión Federal de Electricidad |  |  |  |  | OpenStreetMap | {"type":"Feature","properties":{},"geometry":{"type":"LineString","coordinates":[[-103.76425,19.25127],[-103.76506,19.25378],[-103.76595,19.25652],[-103.76686,19.25929],[-103.76787,19.2624],[-103.76882,19.26536],[-103.76976,19.26829],[-103.77056,19.27082],[-103.77156,19.27384],[-103.77245,19.27654],[-103.77336,19.27933],[-103.77444,19.27972]]}}
Línea 115.0 kV | LineString | 115.0 kV | 2 |  |  | Comisión Federal de Electricidad |  |  |  |  | OpenStreetMap | {"type":"Feature","properties":{},"geometry":{"type":"LineString","coordinates":[[-103.75379,19.27945],[-103.75475,19.27725],[-103.75509,19.27547],[-103.75518,19.27526]]}}
Línea 115.0 kV | LineString | 115.0 kV | 2 |  |  | Comisión Federal de Electricidad |  |  |  |  | OpenStreetMap | {"type":"Feature","properties":{},"geometry":{"type":"LineString","coordinates":[[-103.77157,19.27904],[-103.77054,19.27991],[-103.76761,19.28238],[-103.7651,19.28448],[-103.76268,19.28653],[-103.75995,19.28879],[-103.75729,19.291],[-103.75457,19.29334],[-103.75196,19.29205],[-103.74887,19.29051],[-103.74564,19.28897],[-103.74272,19.28756],[-103.73988,19.28614],[-103.73691,19.28468],[-103.73419,19.28335],[-103.73132,19.28195],[-103.72833,19.28043],[-103.72507,19.27887],[-103.72166,19.2772],[-103.71853,19.27566],[-103.71547,19.27412],[-103.71259,19.27273],[-103.70956,19.27124],[-103.70807,19.2705],[-103.70617,19.26959],[-103.70298,19.26799],[-103.69967,19.26636],[-103.69706,19.26506],[-103.69472,19.26312],[-103.69198,19.2609],[-103.68858,19.25818],[-103.6857,19.25668],[-103.68291,19.25524]]}}
Línea 115.0 kV | LineString | 115.0 kV | 1 |  |  | CFE |  |  |  |  | OpenStreetMap | {"type":"Feature","properties":{},"geometry":{"type":"LineString","coordinates":[[-103.68291,19.25524],[-103.68225,19.25488],[-103.68059,19.25399],[-103.67911,19.25321],[-103.67791,19.25259],[-103.67668,19.25197],[-103.67549,19.25139],[-103.67415,19.25073],[-103.67278,19.25006],[-103.67161,19.24948],[-103.67009,19.24874],[-103.6678,19.2476],[-103.6663,19.24686],[-103.66503,19.24624],[-103.66359,19.24554],[-103.66181,19.24466],[-103.65991,19.24456],[-103.6581,19.24447],[-103.65623,19.24442],[-103.65471,19.24438],[-103.65309,19.24434],[-103.65108,19.24428],[-103.64913,19.24423],[-103.64741,19.24418],[-103.64526,19.24412],[-103.64395,19.24409],[-103.64177,19.24404],[-103.64011,19.24399],[-103.63848,19.24395],[-103.63695,19.2439],[-103.63499,19.24385],[-103.6336,19.24381],[-103.6318,19.24376],[-103.63119,19.24375],[-103.6279,19.24369],[-103.62591,19.24362],[-103.62344,19.24354],[-103.62155,19.24349],[-103.61824,19.2434],[-103.61622,19.24334],[-103.6145,19.24329],[-103.61104,19.2432],[-103.60921,19.24315],[-103.60694,19.24309],[-103.60514,19.24304],[-103.60344,19.24299],[-103.60161,19.24294],[-103.5999,19.2429],[-103.59814,19.24285],[-103.59633,19.2428],[-103.59477,19.24276],[-103.59287,19.24273],[-103.59106,19.24266],[-103.58912,19.24261],[-103.58705,19.24256],[-103.58521,19.24251],[-103.58327,19.24245],[-103.58175,19.24241],[-103.5797,19.24235],[-103.57769,19.2423],[-103.57559,19.24224],[-103.57361,19.24219],[-103.57084,19.24211],[-103.56819,19.24205],[-103.56621,19.242],[-103.56434,19.24195],[-103.56284,19.24191],[-103.55816,19.24178],[-103.55461,19.24168],[-103.55342,19.24167],[-103.55007,19.24156],[-103.54913,19.24153],[-103.54577,19.24143],[-103.54444,19.24138],[-103.54306,19.24136],[-103.54002,19.24126],[-103.53777,19.2412],[-103.53589,19.24114],[-103.5336,19.24108],[-103.53156,19.24102],[-103.52931,19.23993],[-103.52772,19.23915],[-103.52549,19.23804],[-103.52052,19.23559],[-103.5166,19.23365],[-103.51146,19.23113],[-103.50174,19.22634],[-103.49979,19.22534],[-103.49793,19.22441],[-103.49653,19.22371],[-103.49508,19.223],[-103.49099,19.221],[-103.48951,19.22027],[-103.48648,19.21881],[-103.48534,19.21823],[-103.48259,19.21686],[-103.4803,19.21574],[-103.477,19.21414],[-103.47446,19.21288],[-103.47206,19.21167],[-103.47054,19.21094],[-103.4664,19.21147],[-103.46188,19.21205],[-103.46079,19.2122],[-103.45853,19.21249],[-103.45658,19.21273],[-103.45439,19.21302],[-103.45287,19.21321],[-103.4517,19.21296],[-103.45066,19.2127],[-103.4504,19.21267]]}}
Línea 115.0 kV | LineString | 115.0 kV | 1 |  |  | CFE |  |  |  |  | OpenStreetMap | {"type":"Feature","properties":{},"geometry":{"type":"LineString","coordinates":[[-100.1312,18.86781],[-100.13159,18.86712],[-100.13003,18.86515],[-100.12879,18.86359],[-100.12686,18.86112],[-100.12272,18.85901],[-100.11915,18.85719],[-100.11575,18.85636],[-100.10964,18.85486],[-100.10578,18.85394],[-100.1021,18.85458],[-100.09948,18.85505],[-100.09646,18.85559],[-100.09352,18.85611],[-100.0908,18.85633],[-100.08503,18.85681],[-100.07996,18.85725],[-100.07379,18.85774],[-100.06855,18.85818],[-100.06551,18.85841],[-100.0621,18.85872],[-100.05749,18.85909],[-100.05405,18.85938],[-100.05046,18.85969],[-100.04616,18.86002],[-100.04016,18.86054],[-100.03422,18.86102],[-100.03207,18.86122],[-100.02905,18.86312],[-100.0265,18.86472],[-100.0237,18.86647],[-100.02177,18.86769],[-100.01658,18.86848],[-100.01332,18.86898],[-100.01038,18.8661],[-100.00695,18.86275],[-100.006,18.86072],[-100.00457,18.85762],[-100.00364,18.85564],[-100.00046,18.85529],[-99.99968,18.85518],[-99.99235,18.85429],[-99.98974,18.85397],[-99.98711,18.85365],[-99.97998,18.85279],[-99.9745,18.85212],[-99.97123,18.85172],[-99.96698,18.85121],[-99.96476,18.85095],[-99.96067,18.85045],[-99.95884,18.84837],[-99.95588,18.84501],[-99.95174,18.84031],[-99.94915,18.83738],[-99.9439,18.83142],[-99.94199,18.82925],[-99.94117,18.82859],[-99.93747,18.82559],[-99.93488,18.82349],[-99.93254,18.8216],[-99.92746,18.81756],[-99.92548,18.81599],[-99.92343,18.81418],[-99.91323,18.80593],[-99.91273,18.80552],[-99.91003,18.8033],[-99.9054,18.79955],[-99.90415,18.79974],[-99.90089,18.80018],[-99.89548,18.80069],[-99.89133,18.8013],[-99.8882,18.80169],[-99.88598,18.80198],[-99.88165,18.8017],[-99.87706,18.80135],[-99.87399,18.80108],[-99.87121,18.80088],[-99.86438,18.80037],[-99.86232,18.8002],[-99.85897,18.80085],[-99.85044,18.80251],[-99.84781,18.80301],[-99.84342,18.80381],[-99.83733,18.80494],[-99.83457,18.80544],[-99.82775,18.80671],[-99.82532,18.80716],[-99.82336,18.80755],[-99.81785,18.80864],[-99.81152,18.80973],[-99.80938,18.81017],[-99.80657,18.81069],[-99.80241,18.81142],[-99.80034,18.81177],[-99.79593,18.81265],[-99.79283,18.81321],[-99.78915,18.81329],[-99.78664,18.81323],[-99.77963,18.8126],[-99.77549,18.8121],[-99.772,18.8118],[-99.7682,18.81146],[-99.76385,18.81109],[-99.76025,18.81078],[-99.75546,18.81138],[-99.752,18.81186],[-99.74775,18.81261],[-99.74042,18.81336],[-99.73762,18.81369],[-99.73345,18.81422],[-99.73102,18.81453],[-99.72748,18.81499],[-99.72337,18.81552],[-99.72002,18.81595],[-99.71729,18.81633],[-99.71421,18.81856],[-99.71072,18.82106],[-99.70782,18.82312],[-99.70507,18.82508],[-99.70331,18.82634],[-99.70318,18.83147],[-99.70234,18.8332],[-99.70039,18.83391],[-99.69887,18.83384],[-99.6972,18.83442],[-99.6948,18.83522],[-99.69414,18.83474],[-99.69385,18.83446]]}}
Línea 115.0 kV | LineString | 115.0 kV | 1 |  |  | Comisión Federal de Electricidad |  |  |  |  | OpenStreetMap | {"type":"Feature","properties":{},"geometry":{"type":"LineString","coordinates":[[-103.75379,19.27945],[-103.75319,19.28065],[-103.75265,19.28143],[-103.75034,19.28157],[-103.74671,19.28177],[-103.74365,19.2819],[-103.73992,19.2821],[-103.73682,19.28083],[-103.73393,19.27965],[-103.73069,19.27832],[-103.72715,19.27687],[-103.72319,19.27525],[-103.72022,19.27401],[-103.71645,19.2725],[-103.71343,19.27124],[-103.7097,19.26972],[-103.70602,19.2682],[-103.70242,19.26674],[-103.69958,19.26558],[-103.69692,19.26446],[-103.69536,19.26244],[-103.69364,19.26023],[-103.69155,19.25769],[-103.6903,19.25593],[-103.68894,19.25405],[-103.68732,19.25201],[-103.68619,19.25057],[-103.68819,19.24808],[-103.69066,19.24508],[-103.69271,19.24252],[-103.69514,19.23958],[-103.69733,19.23688],[-103.69931,19.23447],[-103.70185,19.23386],[-103.70578,19.23291],[-103.706,19.23313],[-103.70652,19.23344],[-103.70712,19.2338],[-103.7079,19.23427],[-103.70852,19.23376],[-103.70917,19.23321],[-103.70985,19.23267],[-103.71049,19.2321],[-103.71092,19.232],[-103.71132,19.23222]]}}
Línea 115.0 kV | LineString | 115.0 kV | 2 |  |  | CFE |  |  |  |  | OpenStreetMap | {"type":"Feature","properties":{},"geometry":{"type":"LineString","coordinates":[[-92.99162,17.95936],[-92.98908,17.95762],[-92.98679,17.9561],[-92.98457,17.95458],[-92.98221,17.95407],[-92.97973,17.95345],[-92.97719,17.9528],[-92.97432,17.95211],[-92.97126,17.9514],[-92.9682,17.95063],[-92.96508,17.9499],[-92.96324,17.94946],[-92.96203,17.94916],[-92.95932,17.94848],[-92.95702,17.94792],[-92.95536,17.9475],[-92.95283,17.9469],[-92.94956,17.94611],[-92.94718,17.94553],[-92.94444,17.94484],[-92.9418,17.94419],[-92.93867,17.94341],[-92.93582,17.94274],[-92.93386,17.94223],[-92.93171,17.94172],[-92.92899,17.94104],[-92.92799,17.93897],[-92.92668,17.93603],[-92.92542,17.93336],[-92.92433,17.93098],[-92.92302,17.92799],[-92.92226,17.92637],[-92.92142,17.92461],[-92.92226,17.92251],[-92.92321,17.91993],[-92.92429,17.91692],[-92.92511,17.91475],[-92.92588,17.91259],[-92.92689,17.90982],[-92.92783,17.90721],[-92.92755,17.90537],[-92.92711,17.90274],[-92.92661,17.9],[-92.92607,17.89696],[-92.92553,17.89387],[-92.92508,17.89123],[-92.92449,17.88773],[-92.92412,17.88564],[-92.92514,17.88295],[-92.92642,17.87971],[-92.92654,17.87748],[-92.92662,17.87391],[-92.92674,17.87047],[-92.92685,17.86726],[-92.92693,17.86506],[-92.92698,17.86251],[-92.92727,17.86034],[-92.92757,17.85807],[-92.92778,17.856],[-92.92818,17.85274],[-92.92846,17.84986],[-92.92885,17.84729]]}}
Línea 115.0 kV | LineString | 115.0 kV |  |  |  | CFE |  |  |  |  | OpenStreetMap | {"type":"Feature","properties":{},"geometry":{"type":"LineString","coordinates":[[-89.57253,20.99986],[-89.57178,21.0005]]}}
Línea 115.0 kV | LineString | 115.0 kV | 2 |  |  | CFE |  |  |  |  | OpenStreetMap | {"type":"Feature","properties":{},"geometry":{"type":"LineString","coordinates":[[-101.24958,19.6913],[-101.24906,19.69041],[-101.24833,19.68985],[-101.24737,19.68904],[-101.24641,19.68823],[-101.24544,19.68739],[-101.24419,19.68636],[-101.24336,19.68564],[-101.2424,19.68485],[-101.24151,19.68409],[-101.2406,19.68332],[-101.23966,19.68253],[-101.23869,19.68172],[-101.23772,19.68091],[-101.23688,19.68019],[-101.2359,19.67938],[-101.23513,19.67873],[-101.23425,19.67835],[-101.23337,19.67805],[-101.23231,19.67766],[-101.23163,19.67741],[-101.23085,19.67709],[-101.22995,19.6768],[-101.22897,19.67675],[-101.22793,19.67669],[-101.22692,19.67665],[-101.22593,19.67662],[-101.22492,19.6766],[-101.22392,19.67655],[-101.2229,19.67654],[-101.22191,19.67671],[-101.22081,19.67684],[-101.2198,19.67669],[-101.21889,19.67626],[-101.21795,19.67582],[-101.21692,19.67533],[-101.21599,19.67488],[-101.21505,19.67443],[-101.21412,19.67398],[-101.21318,19.67353],[-101.21221,19.67307],[-101.21141,19.67268]]}}
Línea 115.0 kV | LineString | 115.0 kV | 1 |  |  | CFE |  |  |  |  | OpenStreetMap | {"type":"Feature","properties":{},"geometry":{"type":"LineString","coordinates":[[-103.68291,19.25524],[-103.68064,19.25709],[-103.67811,19.25918],[-103.67557,19.26116],[-103.67294,19.26325],[-103.67039,19.26526],[-103.66791,19.26724],[-103.66508,19.26947],[-103.66246,19.27155],[-103.65992,19.27357],[-103.65737,19.27558],[-103.65489,19.27754],[-103.6519,19.27992],[-103.64936,19.28192],[-103.64638,19.2843],[-103.64361,19.2865],[-103.64071,19.2888],[-103.63772,19.29112],[-103.63514,19.2932],[-103.63259,19.29523],[-103.63013,19.29719],[-103.62757,19.29922],[-103.62523,19.30109],[-103.62216,19.30351],[-103.61924,19.30582],[-103.61639,19.30805],[-103.61337,19.31048],[-103.61075,19.31257],[-103.60813,19.31465],[-103.60696,19.3156],[-103.60596,19.31638],[-103.60335,19.31845],[-103.60115,19.3202],[-103.59834,19.32243],[-103.59577,19.32446],[-103.59373,19.32609],[-103.59068,19.3285],[-103.58837,19.33035],[-103.5858,19.33239],[-103.5832,19.33445],[-103.58102,19.33619],[-103.57831,19.33833],[-103.57589,19.34023],[-103.57323,19.34235],[-103.57068,19.3444],[-103.56835,19.34623],[-103.5659,19.34819],[-103.56328,19.35026],[-103.56083,19.35221],[-103.55916,19.35364],[-103.55904,19.3535]]}}
Línea 115.0 kV | LineString | 115.0 kV | 1 |  |  | CFE |  |  |  |  | OpenStreetMap | {"type":"Feature","properties":{},"geometry":{"type":"LineString","coordinates":[[-103.55887,19.35352],[-103.55873,19.35339],[-103.5586,19.3523],[-103.55841,19.35078],[-103.55806,19.34786],[-103.55766,19.34463],[-103.55732,19.34184],[-103.55699,19.3391],[-103.55774,19.33675],[-103.55864,19.33392],[-103.55859,19.33215],[-103.55847,19.32948],[-103.55831,19.32629],[-103.55813,19.32385],[-103.55791,19.32087],[-103.55763,19.31797],[-103.55635,19.31556],[-103.5554,19.31382],[-103.5552,19.31281],[-103.55538,19.31067],[-103.55551,19.30812],[-103.55564,19.30503],[-103.55574,19.3026],[-103.55492,19.29997],[-103.55397,19.2971],[-103.55304,19.29431],[-103.55195,19.29116],[-103.55098,19.28833],[-103.5499,19.28515],[-103.54895,19.28244],[-103.5479,19.28015],[-103.54752,19.27911],[-103.54712,19.27807],[-103.54675,19.27713],[-103.54633,19.27608],[-103.54554,19.27409],[-103.54517,19.27308],[-103.54475,19.27203],[-103.54441,19.27099],[-103.544,19.26995],[-103.54298,19.26749],[-103.54258,19.26649],[-103.54169,19.2643],[-103.54086,19.26215],[-103.54027,19.26059],[-103.53998,19.26021]]}}
Línea 115.0 kV | LineString | 115.0 kV | 1 |  |  | CFE |  |  |  |  | OpenStreetMap | {"type":"Feature","properties":{},"geometry":{"type":"LineString","coordinates":[[-104.22782,20.07041],[-104.22814,20.07051],[-104.22856,20.07082],[-104.2315,20.07199],[-104.23406,20.07303],[-104.23677,20.0741],[-104.23937,20.07515],[-104.24253,20.07641],[-104.24443,20.07717],[-104.24776,20.0785],[-104.25104,20.07981],[-104.2549,20.08135],[-104.2578,20.0825],[-104.26076,20.08368],[-104.26277,20.08448],[-104.26545,20.08557],[-104.26788,20.08653],[-104.27105,20.0878],[-104.27309,20.08861],[-104.27542,20.08953],[-104.27859,20.0908],[-104.28203,20.09216],[-104.28443,20.09314],[-104.2881,20.0946],[-104.29061,20.09558],[-104.29356,20.09675],[-104.2956,20.09759],[-104.29818,20.09859],[-104.30106,20.09976],[-104.30416,20.10099],[-104.30634,20.10186],[-104.30872,20.10282],[-104.31215,20.10417],[-104.31488,20.10527],[-104.31765,20.10636],[-104.31986,20.10724],[-104.32308,20.11177],[-104.32451,20.11388],[-104.32575,20.11557],[-104.32778,20.11843],[-104.32931,20.12062],[-104.33081,20.12277],[-104.33243,20.12515],[-104.33409,20.12755],[-104.33549,20.12941],[-104.33691,20.13143],[-104.33837,20.13351],[-104.34021,20.13614],[-104.34266,20.13967],[-104.34418,20.14179],[-104.34586,20.14417],[-104.34716,20.14604],[-104.34869,20.14821],[-104.35003,20.15011],[-104.35079,20.15118],[-104.35149,20.15218],[-104.35304,20.15439],[-104.35457,20.15655],[-104.35616,20.1588],[-104.35766,20.16095],[-104.35916,20.16308],[-104.36074,20.16532],[-104.3625,20.16782],[-104.36418,20.17017],[-104.36503,20.17142],[-104.36613,20.17297],[-104.36915,20.17727],[-104.37044,20.17911],[-104.37179,20.18099],[-104.37372,20.18374],[-104.37566,20.18655],[-104.37734,20.18895],[-104.37818,20.19015],[-104.37928,20.19167],[-104.3806,20.19355],[-104.38323,20.19379],[-104.38995,20.19442],[-104.39215,20.19463],[-104.39462,20.19487],[-104.39776,20.19517],[-104.40057,20.19544],[-104.40394,20.19577],[-104.40691,20.19605],[-104.40986,20.19633],[-104.41271,20.1966],[-104.41474,20.19836],[-104.41647,20.19986],[-104.41888,20.20197],[-104.42118,20.20394],[-104.42326,20.20574],[-104.42496,20.20723],[-104.42749,20.20941],[-104.42895,20.21066],[-104.42982,20.21142],[-104.43129,20.21269],[-104.43426,20.21525],[-104.43584,20.21663],[-104.43793,20.21843],[-104.43961,20.21988],[-104.44166,20.22167],[-104.44449,20.22412],[-104.44723,20.22644],[-104.45425,20.23255],[-104.45685,20.23478],[-104.45932,20.23694],[-104.46136,20.23892],[-104.46544,20.243],[-104.46923,20.24658],[-104.47265,20.2499],[-104.47428,20.25144],[-104.47608,20.25317],[-104.48045,20.25743],[-104.48141,20.25824],[-104.48366,20.26048],[-104.48967,20.26624],[-104.49405,20.27048],[-104.49638,20.27268],[-104.50099,20.27714],[-104.50494,20.28094],[-104.50625,20.2822],[-104.5097,20.28549],[-104.51131,20.28704],[-104.51398,20.28962],[-104.51613,20.29168],[-104.51795,20.29342],[-104.52002,20.29543],[-104.52197,20.29727],[-104.52356,20.29882],[-104.52439,20.29961],[-104.526,20.30122],[-104.52728,20.30246],[-104.52875,20.30386],[-104.53071,20.30575],[-104.53238,20.30819],[-104.53354,20.30907],[-104.53603,20.31098],[-104.53705,20.31184],[-104.53902,20.31373],[-104.5413,20.31591],[-104.54423,20.31872],[-104.54588,20.32031],[-104.54736,20.32174],[-104.5494,20.32368],[-104.55122,20.32544],[-104.55407,20.32817],[-104.55674,20.33073],[-104.55886,20.33277],[-104.56096,20.33479],[-104.56262,20.33638],[-104.56454,20.33822],[-104.56661,20.34021],[-104.56847,20.342],[-104.57024,20.34371],[-104.57374,20.34704],[-104.57785,20.35098],[-104.58124,20.35426],[-104.58662,20.35942],[-104.58995,20.36352],[-104.59434,20.36892],[-104.59536,20.37016],[-104.59797,20.37339],[-104.59963,20.37544],[-104.60229,20.3787],[-104.60406,20.38088],[-104.60573,20.38297],[-104.60891,20.3869],[-104.6107,20.38911],[-104.61335,20.39069],[-104.61806,20.3935],[-104.62047,20.39494],[-104.62372,20.39687],[-104.62701,20.39883],[-104.63083,20.4011],[-104.63697,20.40475],[-104.63959,20.4063],[-104.64315,20.40842],[-104.64773,20.41114],[-104.65189,20.41362],[-104.65538,20.41568],[-104.65867,20.41764],[-104.66031,20.41862],[-104.66233,20.41969],[-104.66511,20.41991],[-104.66837,20.42014],[-104.6719,20.42038],[-104.67576,20.42064],[-104.67923,20.4209],[-104.68192,20.42111],[-104.68623,20.42141],[-104.68996,20.42167],[-104.69301,20.42183],[-104.70028,20.42218],[-104.70406,20.42235],[-104.70802,20.42254],[-104.71167,20.42272],[-104.71497,20.42287],[-104.71859,20.42304],[-104.72227,20.42321],[-104.72597,20.4234],[-104.72924,20.42359],[-104.73257,20.42375],[-104.73467,20.42382],[-104.73822,20.42398],[-104.7406,20.42408],[-104.74365,20.42463],[-104.74694,20.42517],[-104.74957,20.42561],[-104.75217,20.42605],[-104.75476,20.42649],[-104.75909,20.42724],[-104.76204,20.42774],[-104.76866,20.42886],[-104.77148,20.42934],[-104.77464,20.42987],[-104.77837,20.43051],[-104.78086,20.43095],[-104.78484,20.43161],[-104.78871,20.43227],[-104.79061,20.4326],[-104.79207,20.43112],[-104.79614,20.42696],[-104.79895,20.42408],[-104.80309,20.41892],[-104.80914,20.40798],[-104.81061,20.4053],[-104.81247,20.40193],[-104.81403,20.39909],[-104.81504,20.39726],[-104.81518,20.39732]]}}
Línea 115.0 kV | LineString | 115.0 kV | 1 |  |  | CFE |  |  |  |  | OpenStreetMap | {"type":"Feature","properties":{},"geometry":{"type":"LineString","coordinates":[[-114.80268,32.48457],[-114.80461,32.48656],[-114.80691,32.48861],[-114.80886,32.49035],[-114.81055,32.49191],[-114.81069,32.49209]]}}
Línea 115.0 kV | LineString | 115.0 kV | 2 |  |  | CFE |  |  |  |  | OpenStreetMap | {"type":"Feature","properties":{},"geometry":{"type":"LineString","coordinates":[[-116.93336,32.44358],[-116.93289,32.44327],[-116.93285,32.44229],[-116.93283,32.44181],[-116.93282,32.44134],[-116.9324,32.44107],[-116.93151,32.44056],[-116.93087,32.44018],[-116.9302,32.43981],[-116.92954,32.43941],[-116.92889,32.43903],[-116.92823,32.43865],[-116.92768,32.43832],[-116.92709,32.43798],[-116.92642,32.43756],[-116.92565,32.4377],[-116.92463,32.43791],[-116.9244,32.43776],[-116.92077,32.43543],[-116.91319,32.43052],[-116.91315,32.42971],[-116.91502,32.42856],[-116.91516,32.42717],[-116.91225,32.42472],[-116.91095,32.42362],[-116.90948,32.42238]]}}
Línea 115.0 kV | LineString | 115.0 kV | 2 |  |  | CFE |  |  |  |  | OpenStreetMap | {"type":"Feature","properties":{},"geometry":{"type":"LineString","coordinates":[[-117.06624,32.37113],[-117.06591,32.37114],[-117.06564,32.3705],[-117.06484,32.36979],[-117.06394,32.36894],[-117.06277,32.36876]]}}
Línea 115.0 kV | LineString | 115.0 kV | 2 |  |  | CFE |  |  |  |  | OpenStreetMap | {"type":"Feature","properties":{},"geometry":{"type":"LineString","coordinates":[[-116.90841,32.27479],[-116.90911,32.27434],[-116.91106,32.27177],[-116.91299,32.2693],[-116.91462,32.26725],[-116.91708,32.26407],[-116.91981,32.26052],[-116.92332,32.25723],[-116.92396,32.25666],[-116.92454,32.25613],[-116.92512,32.25561],[-116.92568,32.25507],[-116.92628,32.25435],[-116.92687,32.25362],[-116.92685,32.25333],[-116.92499,32.25154],[-116.92503,32.25131],[-116.92564,32.25087],[-116.9263,32.25041],[-116.92697,32.24995],[-116.92763,32.2495],[-116.92831,32.249],[-116.9288,32.24872],[-116.92943,32.24866],[-116.93031,32.24868],[-116.93118,32.24872],[-116.93215,32.24876],[-116.93296,32.24877],[-116.93373,32.24851],[-116.93471,32.24791]]}}
Línea 115.0 kV | LineString | 115.0 kV | 2 |  |  | CFE |  |  |  |  | OpenStreetMap | {"type":"Feature","properties":{},"geometry":{"type":"LineString","coordinates":[[-116.84721,32.46026],[-116.8464,32.46091],[-116.8456,32.46156],[-116.84509,32.46224],[-116.84395,32.46354],[-116.84336,32.46413],[-116.84275,32.46471],[-116.84179,32.4654],[-116.8408,32.46609],[-116.83979,32.46675],[-116.83878,32.46742],[-116.83777,32.46808],[-116.83676,32.46874],[-116.83583,32.46934],[-116.83482,32.47],[-116.83381,32.47065],[-116.83279,32.47131],[-116.83178,32.47197],[-116.83081,32.47264],[-116.8298,32.4733],[-116.82878,32.47396],[-116.82757,32.47453],[-116.82659,32.47508],[-116.82552,32.47564],[-116.82444,32.47613],[-116.82328,32.47661],[-116.82211,32.47702],[-116.82091,32.47742],[-116.81976,32.47775],[-116.81851,32.47805],[-116.81726,32.47835],[-116.81603,32.47863],[-116.81479,32.4789],[-116.81355,32.47917],[-116.81231,32.47944],[-116.81114,32.47969],[-116.80992,32.48006],[-116.80906,32.48035],[-116.80812,32.48067],[-116.80719,32.48037],[-116.80545,32.47985],[-116.80322,32.47916],[-116.79958,32.47802],[-116.79807,32.47753],[-116.79665,32.47709],[-116.79509,32.4766],[-116.79351,32.47611],[-116.79208,32.47566],[-116.79054,32.47519],[-116.78886,32.47465],[-116.78736,32.47419],[-116.78564,32.47366],[-116.78408,32.47318]]}}
Línea 115.0 kV | LineString | 115.0 kV | 2 |  |  | CFE |  |  |  |  | OpenStreetMap | {"type":"Feature","properties":{},"geometry":{"type":"LineString","coordinates":[[-117.06609,32.37194],[-117.06636,32.37168]]}}
Línea 115.0 kV | LineString | 115.0 kV | 2 |  |  | CFE |  |  |  |  | OpenStreetMap | {"type":"Feature","properties":{},"geometry":{"type":"LineString","coordinates":[[-100.26004,25.76765],[-100.26201,25.76951],[-100.26383,25.77122],[-100.26685,25.77086],[-100.26965,25.77053],[-100.27252,25.77017],[-100.27544,25.76982],[-100.27824,25.76947],[-100.28117,25.76912],[-100.28383,25.7688],[-100.2871,25.76841],[-100.29007,25.76806],[-100.29134,25.76791]]}}
Línea 115.0 kV | LineString | 115.0 kV | 2 |  |  | CFE |  |  |  |  | OpenStreetMap | {"type":"Feature","properties":{},"geometry":{"type":"LineString","coordinates":[[-106.41267,23.29076],[-106.41405,23.28908],[-106.41572,23.28705],[-106.41644,23.28619],[-106.41782,23.28449],[-106.41959,23.28235],[-106.41913,23.28004],[-106.41874,23.278],[-106.41927,23.27551],[-106.41985,23.27275],[-106.42042,23.27007],[-106.42109,23.26691],[-106.42174,23.2638],[-106.42167,23.26287],[-106.41868,23.2626],[-106.41498,23.26231],[-106.41136,23.262],[-106.40803,23.26173],[-106.40569,23.25994],[-106.4028,23.25778],[-106.40017,23.25577],[-106.39762,23.25382],[-106.39434,23.25135],[-106.39186,23.24948],[-106.38933,23.24755],[-106.38807,23.24661],[-106.38637,23.24532],[-106.38341,23.24308],[-106.38061,23.24095],[-106.37828,23.23918],[-106.37731,23.23444],[-106.37687,23.23212],[-106.37608,23.22833],[-106.37537,23.22477],[-106.37484,23.22213],[-106.37424,23.21915],[-106.37637,23.21722],[-106.37683,23.21651]]}}
Línea 115.0 kV | LineString | 115.0 kV | 2 |  |  | CFE |  |  |  |  | OpenStreetMap | {"type":"Feature","properties":{},"geometry":{"type":"LineString","coordinates":[[-106.35455,23.19221],[-106.35426,23.19251],[-106.35385,23.1934],[-106.35433,23.19463],[-106.35621,23.19558],[-106.35991,23.19614],[-106.36206,23.19826],[-106.36354,23.19971],[-106.36669,23.20279],[-106.36858,23.20467],[-106.36963,23.20843],[-106.37119,23.2106],[-106.37308,23.21318],[-106.37469,23.21469],[-106.37683,23.21651]]}}
Línea 115.0 kV | LineString | 115.0 kV | 2 |  |  | CFE |  |  |  |  | OpenStreetMap | {"type":"Feature","properties":{},"geometry":{"type":"LineString","coordinates":[[-106.35402,23.19179],[-106.3538,23.19205],[-106.35315,23.19302],[-106.35395,23.1949],[-106.35561,23.19574],[-106.35788,23.19619],[-106.35958,23.19654],[-106.36145,23.19855],[-106.36326,23.20051],[-106.36507,23.20246],[-106.36658,23.20444],[-106.3679,23.20613],[-106.36821,23.20696],[-106.36891,23.20916],[-106.37012,23.21078],[-106.37134,23.21237],[-106.37254,23.21276]]}}
Línea 115.0 kV | LineString | 115.0 kV | 1 |  |  | CFE |  |  |  |  | OpenStreetMap | {"type":"Feature","properties":{},"geometry":{"type":"LineString","coordinates":[[-106.37748,23.21636],[-106.37735,23.21624],[-106.37901,23.21464],[-106.38101,23.21503],[-106.38354,23.21594],[-106.38781,23.21775],[-106.38809,23.21789],[-106.38901,23.21797],[-106.38992,23.21807],[-106.3906,23.21825],[-106.39137,23.21833],[-106.39214,23.2184],[-106.39292,23.21848],[-106.39402,23.21861],[-106.39517,23.21843],[-106.39525,23.21782],[-106.39531,23.21729],[-106.3954,23.21655],[-106.3955,23.21579],[-106.39601,23.21547],[-106.39675,23.21535],[-106.39768,23.21523],[-106.39839,23.21514],[-106.39914,23.21503],[-106.39997,23.21492]]}}
Línea 115.0 kV | LineString | 115.0 kV | 1 |  |  | CFE |  |  |  |  | OpenStreetMap | {"type":"Feature","properties":{},"geometry":{"type":"LineString","coordinates":[[-100.53051,25.73638],[-100.53081,25.73724],[-100.53091,25.73738]]}}
Línea 115.0 kV | LineString | 115.0 kV | 2 |  |  | CFE |  |  |  |  | OpenStreetMap | {"type":"Feature","properties":{},"geometry":{"type":"LineString","coordinates":[[-99.77743,19.62294],[-99.77816,19.62546],[-99.77891,19.62797],[-99.7795,19.631],[-99.78014,19.63428],[-99.781,19.63769],[-99.78142,19.64033],[-99.78187,19.64295],[-99.78251,19.64626],[-99.78313,19.64937],[-99.78383,19.65292],[-99.78445,19.65595],[-99.78491,19.65834],[-99.78641,19.65871],[-99.78722,19.66169],[-99.78889,19.66438],[-99.79049,19.66693],[-99.79205,19.66941],[-99.79346,19.67167],[-99.795,19.6741],[-99.79665,19.67674],[-99.79845,19.67966],[-99.80011,19.68228],[-99.80186,19.68506],[-99.80371,19.68802],[-99.80557,19.69098],[-99.80761,19.69423],[-99.80971,19.69756],[-99.81175,19.70082],[-99.81351,19.7036],[-99.81505,19.7061],[-99.81676,19.70813],[-99.8183,19.71],[-99.82013,19.71203],[-99.82147,19.71355],[-99.82356,19.7159],[-99.8251,19.71762],[-99.82725,19.72003],[-99.82915,19.72217],[-99.83078,19.724],[-99.83305,19.72652],[-99.83547,19.72925],[-99.83768,19.73165],[-99.83934,19.73421],[-99.84098,19.73678],[-99.8426,19.73876],[-99.84434,19.74096],[-99.84583,19.7441],[-99.8472,19.74708],[-99.84828,19.74939],[-99.84964,19.75228],[-99.85095,19.75515],[-99.85239,19.75814],[-99.8537,19.76101],[-99.85501,19.76377],[-99.85612,19.76612],[-99.85656,19.766]]}}
Línea 115.0 kV | LineString | 115.0 kV |  |  |  | Belize Electricity Limited (BEL) |  |  |  |  | OpenStreetMap | {"type":"Feature","properties":{},"geometry":{"type":"LineString","coordinates":[[-88.29572,17.46822],[-88.29573,17.46848],[-88.29569,17.46888],[-88.29566,17.46935],[-88.29558,17.47049],[-88.29718,17.47061],[-88.29877,17.47076],[-88.30045,17.47089],[-88.30197,17.47108],[-88.30358,17.47121],[-88.30526,17.47127],[-88.30686,17.47144],[-88.30846,17.4716],[-88.31005,17.47173],[-88.31167,17.47187],[-88.31306,17.47202],[-88.31441,17.47214],[-88.31577,17.47224],[-88.31711,17.47238],[-88.31841,17.47247],[-88.31947,17.47359],[-88.32056,17.47474],[-88.32164,17.47593],[-88.32272,17.47706],[-88.32374,17.47825],[-88.32482,17.47939],[-88.32582,17.48051],[-88.32695,17.48167],[-88.32802,17.48286],[-88.32899,17.48386],[-88.32989,17.4848],[-88.33077,17.4858],[-88.3317,17.48682],[-88.33324,17.48706],[-88.33458,17.48731],[-88.33589,17.48756],[-88.33722,17.48781],[-88.33856,17.48809],[-88.33991,17.48834],[-88.34124,17.48856],[-88.34269,17.48884],[-88.34425,17.48913],[-88.34564,17.4894],[-88.3457,17.4909],[-88.34585,17.4921],[-88.34572,17.49392],[-88.34572,17.49525],[-88.34569,17.49668],[-88.34568,17.49816],[-88.34569,17.49971],[-88.34571,17.50129],[-88.34572,17.50279],[-88.34573,17.50433],[-88.34573,17.50575],[-88.34572,17.50705],[-88.34575,17.50837],[-88.34572,17.50972],[-88.34577,17.51111],[-88.34573,17.51267],[-88.34577,17.5141],[-88.3458,17.51538],[-88.34582,17.51668],[-88.34582,17.51796],[-88.34583,17.51929],[-88.34584,17.52059],[-88.34585,17.52189],[-88.34587,17.52318],[-88.34588,17.52447],[-88.34588,17.52579],[-88.34588,17.5271],[-88.34589,17.52852],[-88.34591,17.52992],[-88.3459,17.53134],[-88.34594,17.53292],[-88.34594,17.53447],[-88.34593,17.53599],[-88.34595,17.53719],[-88.34597,17.53857],[-88.34596,17.53968],[-88.34602,17.5411],[-88.34729,17.54219],[-88.34835,17.54311],[-88.34947,17.54405],[-88.35058,17.54501],[-88.35195,17.54609],[-88.35313,17.5471],[-88.35452,17.54826],[-88.35562,17.54918],[-88.35664,17.55007],[-88.35691,17.55163],[-88.35717,17.55314],[-88.35747,17.55466],[-88.35768,17.55617],[-88.35798,17.55774],[-88.35824,17.55917],[-88.35847,17.56057],[-88.35876,17.5621],[-88.35901,17.56364],[-88.35927,17.56516],[-88.35955,17.56671],[-88.3598,17.56821],[-88.3601,17.56978],[-88.36033,17.57127],[-88.36058,17.57264],[-88.36081,17.574],[-88.36111,17.57554],[-88.36138,17.57708],[-88.36163,17.57859],[-88.36187,17.58013],[-88.36214,17.58166],[-88.36239,17.58307],[-88.36263,17.58459],[-88.36294,17.58613],[-88.36319,17.58766],[-88.36345,17.58905],[-88.36306,17.59062],[-88.36268,17.59209],[-88.36236,17.59348],[-88.3621,17.59442],[-88.36176,17.59576],[-88.36138,17.59735],[-88.36101,17.59885],[-88.3606,17.60038],[-88.36026,17.60181],[-88.3599,17.60332],[-88.35949,17.60487],[-88.35909,17.60641],[-88.35875,17.60792],[-88.35846,17.60906],[-88.35805,17.61052],[-88.35768,17.61205],[-88.35735,17.61349],[-88.35702,17.61475],[-88.3567,17.61608],[-88.35665,17.61758],[-88.35666,17.61923],[-88.35667,17.6208],[-88.35664,17.62235],[-88.35666,17.62387],[-88.35664,17.62562],[-88.35666,17.62707],[-88.35667,17.62866],[-88.35672,17.63003],[-88.35665,17.63166],[-88.35666,17.63308],[-88.35663,17.63462],[-88.35668,17.63617],[-88.35665,17.63772],[-88.35669,17.63925],[-88.35669,17.64082],[-88.35668,17.64237],[-88.35665,17.64374],[-88.35666,17.6453],[-88.35668,17.64668],[-88.35667,17.64826],[-88.35667,17.64966],[-88.35666,17.65118],[-88.3567,17.6527],[-88.35669,17.654],[-88.35667,17.6551],[-88.35681,17.65638],[-88.35679,17.65788],[-88.35679,17.65895],[-88.35679,17.65929],[-88.35678,17.66088],[-88.35679,17.66239],[-88.35677,17.66396],[-88.35677,17.66549],[-88.35677,17.66704],[-88.35675,17.66849],[-88.35677,17.66956],[-88.35678,17.67017],[-88.3568,17.67168],[-88.35679,17.67325],[-88.35679,17.67481],[-88.35675,17.67648],[-88.35673,17.67813],[-88.35588,17.67918],[-88.35512,17.68041],[-88.35438,17.68145],[-88.35386,17.68211],[-88.35348,17.6826],[-88.35268,17.68372],[-88.35163,17.68516],[-88.35068,17.68647],[-88.34985,17.68761],[-88.34889,17.68891],[-88.34795,17.6902],[-88.34706,17.69138],[-88.34615,17.69265],[-88.3452,17.69393],[-88.34419,17.6953],[-88.34333,17.6965],[-88.34261,17.69748],[-88.34163,17.69883],[-88.3408,17.69993],[-88.34003,17.70101],[-88.33924,17.70203],[-88.33851,17.70297],[-88.33843,17.7046],[-88.33835,17.70614],[-88.33825,17.70767],[-88.33816,17.70924],[-88.33804,17.71097],[-88.33794,17.71283],[-88.33786,17.71439],[-88.33779,17.71549],[-88.3377,17.71704],[-88.33759,17.71834],[-88.33751,17.72013],[-88.33741,17.72163],[-88.33734,17.72323],[-88.33641,17.72418],[-88.33539,17.72533],[-88.33461,17.72615],[-88.33417,17.72775],[-88.33455,17.72917],[-88.33487,17.73051],[-88.33525,17.73191],[-88.33558,17.73328],[-88.33482,17.73476],[-88.3334,17.73568],[-88.33223,17.73643],[-88.3311,17.73717],[-88.32971,17.73815],[-88.32857,17.73886],[-88.32746,17.73962],[-88.32634,17.74033],[-88.32505,17.74116],[-88.32375,17.74202],[-88.32245,17.74289],[-88.32089,17.74392],[-88.31984,17.74463],[-88.31859,17.74543],[-88.31719,17.74634],[-88.31612,17.74707],[-88.31527,17.74759],[-88.31412,17.74832],[-88.3129,17.74917],[-88.31155,17.75003],[-88.31131,17.75138],[-88.31105,17.75281],[-88.31079,17.75443],[-88.31047,17.75591],[-88.31023,17.75732],[-88.30987,17.75897],[-88.30964,17.76019],[-88.30946,17.76134],[-88.30925,17.76253],[-88.309,17.76379],[-88.30965,17.7653],[-88.31028,17.7668],[-88.31092,17.76822],[-88.31158,17.76969],[-88.31218,17.77102],[-88.31276,17.77239],[-88.31329,17.77365],[-88.3138,17.77482],[-88.31446,17.77631],[-88.31501,17.7775],[-88.31551,17.77866],[-88.31612,17.78007],[-88.31503,17.78132],[-88.31398,17.78244],[-88.31279,17.78383],[-88.31182,17.78503],[-88.31076,17.78616],[-88.30978,17.78742],[-88.30768,17.78977],[-88.30663,17.79094],[-88.30558,17.79219],[-88.30472,17.79323],[-88.30392,17.79411],[-88.30289,17.79523],[-88.30151,17.79694],[-88.29996,17.79876],[-88.29901,17.79976],[-88.29772,17.80121],[-88.29686,17.80224],[-88.29527,17.80413],[-88.29389,17.80581],[-88.29783,17.81169],[-88.29852,17.81281],[-88.29916,17.81373],[-88.30078,17.81622],[-88.30138,17.81718],[-88.3024,17.81863],[-88.30318,17.81995],[-88.30727,17.82608],[-88.30852,17.82796],[-88.30906,17.82887],[-88.31024,17.83064],[-88.31191,17.83312],[-88.31117,17.8381],[-88.31066,17.84155],[-88.31041,17.84393],[-88.31016,17.84556],[-88.30939,17.85091],[-88.30877,17.8551],[-88.30797,17.86119],[-88.30751,17.8649],[-88.30669,17.86709],[-88.30568,17.86965],[-88.30579,17.87118],[-88.30581,17.87157],[-88.30587,17.87274],[-88.30594,17.87404],[-88.306,17.87532],[-88.30601,17.87536],[-88.30601,17.87548],[-88.30614,17.87716],[-88.30626,17.87886],[-88.30833,17.88058],[-88.30934,17.88142],[-88.30981,17.88184],[-88.30988,17.88191],[-88.30995,17.88197],[-88.31034,17.88242],[-88.31116,17.8834],[-88.31147,17.88379],[-88.31213,17.88454],[-88.31248,17.88494],[-88.31346,17.88617],[-88.31409,17.88691],[-88.31488,17.88791],[-88.31597,17.88915],[-88.31695,17.89035],[-88.31781,17.89136],[-88.31877,17.89255],[-88.3197,17.89365],[-88.32061,17.8947],[-88.32169,17.89605],[-88.32253,17.89703],[-88.32348,17.89814],[-88.32461,17.8994],[-88.32555,17.90067],[-88.32653,17.9018],[-88.32758,17.903],[-88.32853,17.90419],[-88.32953,17.90539],[-88.33058,17.90661],[-88.33157,17.90783],[-88.33261,17.90902],[-88.33372,17.91035],[-88.33514,17.9121],[-88.33661,17.9138],[-88.33763,17.91492],[-88.33738,17.91618],[-88.33712,17.91754],[-88.33695,17.91884],[-88.33675,17.92016],[-88.33789,17.92077],[-88.3393,17.92139],[-88.34071,17.92216],[-88.34216,17.92279],[-88.34368,17.92357],[-88.34543,17.92441],[-88.34767,17.92552],[-88.35072,17.92694],[-88.35323,17.92825],[-88.35446,17.92855],[-88.35558,17.92887],[-88.35717,17.92934],[-88.35855,17.92971],[-88.36032,17.93017],[-88.36819,17.93242],[-88.36826,17.93373],[-88.36774,17.94026],[-88.36697,17.95301],[-88.36848,17.95404],[-88.36975,17.95479],[-88.37098,17.95571],[-88.37356,17.95745],[-88.39792,17.97385],[-88.40213,17.97669],[-88.40359,17.9776],[-88.40521,17.97868],[-88.40637,17.97953],[-88.40819,17.98068],[-88.41408,17.9847],[-88.42174,17.98998],[-88.42344,17.99047],[-88.42474,17.99081],[-88.42607,17.99116],[-88.42735,17.99156],[-88.42865,17.99185],[-88.43127,17.9926],[-88.43812,17.99464],[-88.44393,17.99611],[-88.45086,17.99803],[-88.45577,17.99804],[-88.45761,17.99804],[-88.46099,17.99804],[-88.46259,17.99797],[-88.46391,17.99795],[-88.46625,17.99797],[-88.4693,17.99791],[-88.47483,17.99795],[-88.47632,17.99793],[-88.47657,17.99793],[-88.47776,17.99793],[-88.47915,17.99792],[-88.48073,17.99793],[-88.48214,17.99785],[-88.48295,17.99849],[-88.50428,18.01477],[-88.52388,18.01793],[-88.52431,18.01956],[-88.52471,18.02107],[-88.52504,18.02233],[-88.5255,18.02407],[-88.52592,18.02557],[-88.52632,18.02706],[-88.52673,18.02858],[-88.52714,18.03006],[-88.52764,18.0318],[-88.52801,18.03321],[-88.5284,18.03465],[-88.52881,18.03621],[-88.52925,18.0377],[-88.52946,18.03875],[-88.53009,18.04091],[-88.53121,18.045],[-88.5323,18.049],[-88.53368,18.05403],[-88.53409,18.0555],[-88.53453,18.05693],[-88.53492,18.05837],[-88.53537,18.05973],[-88.5359,18.07945],[-88.53598,18.08098],[-88.5361,18.08266],[-88.53618,18.08397],[-88.53628,18.0854],[-88.53638,18.0869],[-88.53645,18.08838],[-88.53657,18.08988],[-88.53669,18.0914],[-88.53675,18.09295],[-88.53688,18.0944],[-88.53699,18.09585],[-88.53712,18.09737],[-88.53614,18.09886],[-88.53364,18.10306],[-88.52958,18.10966],[-88.52924,18.1104],[-88.52834,18.11234],[-88.52783,18.11372],[-88.5272,18.11523],[-88.5266,18.11688],[-88.52636,18.11753],[-88.52508,18.12093],[-88.52502,18.12107],[-88.52282,18.1269],[-88.52177,18.12961],[-88.52076,18.13206],[-88.5202,18.13375],[-88.51975,18.13503],[-88.51822,18.139],[-88.51773,18.14035],[-88.5189,18.14135],[-88.5201,18.14238],[-88.52126,18.14337],[-88.52236,18.14431],[-88.52345,18.14524],[-88.5244,18.14605],[-88.52568,18.14711],[-88.52682,18.14812],[-88.526,18.14937],[-88.52516,18.15066],[-88.52439,18.15183],[-88.5237,18.15289],[-88.52297,18.154],[-88.52223,18.15512],[-88.5215,18.15624],[-88.52076,18.15738],[-88.52002,18.15851],[-88.52002,18.16014],[-88.52001,18.16177],[-88.52001,18.16323],[-88.52001,18.16472],[-88.52001,18.16613],[-88.52001,18.16757],[-88.52001,18.16903],[-88.52001,18.17048],[-88.52001,18.17193],[-88.52001,18.1734],[-88.52001,18.17483],[-88.52001,18.17628],[-88.52001,18.17773],[-88.52001,18.17916],[-88.52001,18.18062],[-88.52001,18.1821],[-88.52102,18.18332],[-88.52202,18.18453],[-88.52299,18.18575],[-88.52401,18.18695],[-88.52497,18.18821],[-88.52599,18.18943],[-88.52698,18.19063],[-88.52795,18.19187],[-88.52896,18.1931],[-88.52995,18.1943],[-88.53096,18.19552],[-88.53196,18.19674],[-88.5326,18.19801],[-88.53318,18.19958],[-88.53302,18.20008],[-88.53271,18.2011],[-88.53235,18.20243],[-88.53195,18.20385],[-88.53156,18.20529],[-88.53116,18.20673],[-88.53077,18.20815],[-88.53036,18.20963],[-88.52998,18.211],[-88.52954,18.21245],[-88.52914,18.21388],[-88.52875,18.2153],[-88.52834,18.21676],[-88.52794,18.21819],[-88.52754,18.21962],[-88.52714,18.22107],[-88.52674,18.2225],[-88.52634,18.22392],[-88.52595,18.22531],[-88.52554,18.22679],[-88.52514,18.22822],[-88.52474,18.22964],[-88.52435,18.23112],[-88.52393,18.23251],[-88.52353,18.23394],[-88.52295,18.23601],[-88.52292,18.23611],[-88.52276,18.23671],[-88.52237,18.2381],[-88.52197,18.23954],[-88.52156,18.24098],[-88.52116,18.24243],[-88.52076,18.24387],[-88.52035,18.24534],[-88.51994,18.24679],[-88.51953,18.24826],[-88.51913,18.2497],[-88.51874,18.25108],[-88.51836,18.25246],[-88.51799,18.25385],[-88.51761,18.25523],[-88.51723,18.25663],[-88.51686,18.25801],[-88.51648,18.2594],[-88.51611,18.26075],[-88.51577,18.26218],[-88.51539,18.26356],[-88.51501,18.26494],[-88.51463,18.26631],[-88.51425,18.2677],[-88.51387,18.26908],[-88.51352,18.27048],[-88.51317,18.27187],[-88.51272,18.27325],[-88.51227,18.27459],[-88.5118,18.27598],[-88.51147,18.27695],[-88.51101,18.27832],[-88.51034,18.2803],[-88.50996,18.28142],[-88.50953,18.28267],[-88.50906,18.28416],[-88.5086,18.28551],[-88.50767,18.28825],[-88.50721,18.28961],[-88.50674,18.29098],[-88.50627,18.29236],[-88.50584,18.29373],[-88.50539,18.2951],[-88.50493,18.29641],[-88.50444,18.29782],[-88.50403,18.2992],[-88.50357,18.30055],[-88.50311,18.30194],[-88.50266,18.30327],[-88.50217,18.30464],[-88.50172,18.30603],[-88.50126,18.30739],[-88.5008,18.30875],[-88.50037,18.31012],[-88.49989,18.31147],[-88.49944,18.31287],[-88.49899,18.31423],[-88.49855,18.31559],[-88.49812,18.31697],[-88.49837,18.31839],[-88.49866,18.31983],[-88.49895,18.32126],[-88.49952,18.32414],[-88.50012,18.32707],[-88.50043,18.32855],[-88.50155,18.33422],[-88.50188,18.33564],[-88.50217,18.33707],[-88.50244,18.3386],[-88.50273,18.34002],[-88.50307,18.34145],[-88.50345,18.34293],[-88.50395,18.34588],[-88.50425,18.34731],[-88.50452,18.34855],[-88.50481,18.34998],[-88.50359,18.35271],[-88.50306,18.3541],[-88.50253,18.35538],[-88.50189,18.35667],[-88.50118,18.35838],[-88.50012,18.36067],[-88.49948,18.362],[-88.49875,18.36375],[-88.49782,18.36527],[-88.49731,18.36741],[-88.49668,18.36873],[-88.49616,18.37005],[-88.49548,18.37135],[-88.49436,18.37406],[-88.49352,18.37588],[-88.4926,18.37801],[-88.49196,18.37943],[-88.49142,18.38072],[-88.49083,18.382],[-88.49022,18.38344],[-88.4897,18.38474],[-88.48909,18.38603],[-88.4885,18.38732],[-88.48788,18.38872],[-88.48729,18.39008],[-88.48673,18.39139],[-88.48614,18.39276],[-88.48558,18.39408],[-88.48499,18.3954],[-88.4844,18.39678],[-88.48386,18.39844],[-88.48207,18.40206],[-88.48149,18.40333],[-88.48091,18.40466],[-88.47993,18.40721],[-88.47922,18.40873],[-88.47869,18.41016],[-88.4779,18.41153],[-88.47739,18.41284],[-88.47678,18.41428],[-88.4768,18.41595],[-88.47691,18.41904],[-88.47692,18.42054],[-88.47699,18.42206],[-88.47702,18.42357],[-88.47705,18.42509],[-88.47704,18.42635],[-88.47712,18.42965],[-88.47716,18.43115],[-88.47737,18.44282],[-88.47765,18.4524],[-88.47769,18.4539],[-88.4777,18.45541],[-88.4777,18.45686],[-88.47782,18.46131],[-88.47787,18.46276],[-88.47792,18.46556],[-88.47798,18.46727],[-88.47799,18.46874],[-88.47802,18.47023],[-88.47807,18.47171],[-88.47811,18.47322],[-88.47811,18.47454],[-88.47828,18.48117],[-88.47832,18.48269],[-88.47835,18.48569],[-88.47842,18.48718],[-88.47826,18.49145],[-88.47823,18.49284],[-88.47809,18.49449]]}}
Línea 115.0 kV | LineString | 115.0 kV | 1 |  |  | CFE |  |  |  |  | OpenStreetMap | {"type":"Feature","properties":{},"geometry":{"type":"LineString","coordinates":[[-107.53313,28.40644],[-107.53493,28.4068],[-107.53796,28.40735],[-107.53964,28.40764],[-107.54123,28.40795],[-107.54276,28.40824],[-107.54447,28.40858],[-107.54607,28.40887],[-107.55068,28.40974],[-107.55189,28.40995],[-107.55651,28.41085],[-107.55951,28.41017],[-107.56203,28.40957],[-107.56353,28.40921],[-107.56767,28.40824],[-107.56999,28.4077],[-107.57333,28.40693],[-107.57609,28.40628],[-107.57955,28.40546],[-107.58065,28.4052],[-107.58222,28.40482],[-107.58346,28.40454],[-107.58756,28.40359],[-107.5934,28.40222],[-107.59624,28.40156],[-107.59793,28.40103],[-107.59899,28.40069],[-107.60175,28.39983],[-107.60288,28.39949],[-107.60431,28.39903],[-107.60609,28.39847],[-107.61056,28.39627],[-107.61215,28.3955],[-107.61306,28.39505],[-107.61619,28.39351],[-107.61799,28.39267],[-107.61895,28.39215],[-107.62332,28.39001],[-107.6241,28.38962],[-107.62568,28.38886],[-107.62697,28.38822],[-107.62857,28.38743],[-107.63269,28.38541],[-107.63365,28.38494],[-107.64099,28.38133],[-107.64297,28.38181],[-107.64391,28.38203],[-107.64597,28.38249],[-107.6485,28.3831],[-107.65028,28.38351],[-107.65159,28.38384],[-107.65484,28.38462],[-107.65698,28.38513],[-107.66023,28.3859],[-107.66574,28.38722],[-107.66762,28.38766],[-107.66896,28.38799],[-107.67551,28.38908],[-107.68073,28.38844],[-107.68386,28.38805],[-107.68782,28.38754],[-107.69349,28.38682],[-107.69527,28.38661],[-107.70339,28.38558],[-107.71085,28.38467],[-107.71723,28.38386],[-107.7193,28.3836],[-107.72067,28.38341],[-107.72258,28.38318],[-107.72448,28.38403],[-107.7252,28.38436],[-107.72887,28.38599],[-107.73098,28.38695],[-107.73667,28.38951],[-107.74019,28.39105],[-107.74573,28.39049],[-107.74933,28.39014],[-107.75321,28.38975],[-107.75677,28.38938],[-107.75853,28.39185],[-107.75931,28.39291],[-107.76153,28.3923],[-107.76261,28.39201],[-107.76875,28.3903],[-107.77217,28.38936],[-107.77823,28.39085],[-107.77987,28.39125],[-107.78338,28.38853],[-107.788,28.38498],[-107.78937,28.38392],[-107.79074,28.38287],[-107.79435,28.38007],[-107.79961,28.37766],[-107.80311,28.37605],[-107.80595,28.37478],[-107.81016,28.37282],[-107.81524,28.36907],[-107.81853,28.36662],[-107.81944,28.36598],[-107.82342,28.36307],[-107.82546,28.36155],[-107.82946,28.3586],[-107.82981,28.35835],[-107.83238,28.35851],[-107.8336,28.35859],[-107.84,28.35902],[-107.84189,28.35915],[-107.84558,28.35938],[-107.85022,28.35967],[-107.85705,28.36343],[-107.85961,28.3648],[-107.86091,28.36551],[-107.86237,28.3663],[-107.86445,28.36741],[-107.87142,28.37116],[-107.87175,28.37112],[-107.88095,28.37024],[-107.88412,28.36992],[-107.88725,28.36964],[-107.89179,28.36918],[-107.89564,28.36881],[-107.90073,28.36832],[-107.90259,28.36814],[-107.90336,28.36778],[-107.90642,28.36635],[-107.90838,28.36548],[-107.90948,28.36499],[-107.9101,28.36482],[-107.9122,28.36424],[-107.91571,28.36327],[-107.91817,28.3626],[-107.92209,28.36152],[-107.92459,28.36131],[-107.92653,28.36115],[-107.92906,28.36093],[-107.93569,28.35931],[-107.93945,28.35913],[-107.94224,28.35896],[-107.94822,28.35866],[-107.96042,28.35802],[-107.96293,28.35695],[-107.96894,28.35453],[-107.97251,28.35349],[-107.97886,28.35176],[-107.98691,28.34942],[-107.98942,28.34846],[-107.99298,28.34705],[-108.00011,28.34378],[-108.00565,28.34079],[-108.01155,28.34091],[-108.01428,28.33915],[-108.0225,28.32915],[-108.02302,28.3282],[-108.02557,28.32402],[-108.02673,28.32235],[-108.02901,28.31916],[-108.03,28.31765],[-108.03068,28.31633],[-108.03104,28.31584],[-108.03165,28.31482],[-108.03197,28.31374],[-108.03292,28.31072],[-108.03463,28.30799],[-108.03588,28.30561],[-108.03673,28.30419],[-108.03795,28.30209],[-108.03871,28.30059],[-108.04227,28.29665],[-108.04537,28.29304],[-108.04875,28.2885],[-108.05354,28.28459],[-108.05443,28.28386],[-108.06205,28.27953],[-108.06404,28.27469],[-108.06534,28.27133],[-108.06743,28.26596],[-108.06777,28.26517],[-108.06731,28.26116],[-108.06578,28.2526],[-108.06716,28.25124],[-108.06933,28.24896],[-108.0714,28.24685],[-108.07321,28.245],[-108.07783,28.24017],[-108.07937,28.237],[-108.08188,28.23175],[-108.08349,28.22833],[-108.08425,28.22723],[-108.08527,28.22586],[-108.08694,28.22357],[-108.08751,28.22282],[-108.08978,28.22223],[-108.09216,28.22162],[-108.09564,28.22036],[-108.09879,28.2196],[-108.09972,28.21937],[-108.10017,28.2207],[-108.10218,28.2205],[-108.10415,28.22033],[-108.10589,28.22016],[-108.10739,28.22002],[-108.11037,28.21974],[-108.1124,28.21957],[-108.11442,28.21852],[-108.11812,28.21655],[-108.11938,28.21576],[-108.12077,28.21481],[-108.12445,28.21241],[-108.12566,28.21167],[-108.13031,28.20916],[-108.13128,28.20753],[-108.13564,28.20491],[-108.14118,28.20235],[-108.14517,28.20045],[-108.14676,28.19966],[-108.15884,28.19887],[-108.16697,28.20074],[-108.16921,28.20125],[-108.1782,28.20333],[-108.18093,28.20659],[-108.18434,28.20794],[-108.1873,28.20911],[-108.18765,28.20922]]}}
Línea 115.0 kV | LineString | 115.0 kV | 2 |  |  | CFE |  |  |  |  | OpenStreetMap | {"type":"Feature","properties":{},"geometry":{"type":"LineString","coordinates":[[-106.40543,31.55657],[-106.40496,31.55693],[-106.40429,31.55724],[-106.40357,31.55777],[-106.40238,31.55866],[-106.40119,31.55952],[-106.3999,31.56047],[-106.39851,31.56149],[-106.39738,31.56232],[-106.39613,31.56323],[-106.3973,31.56421],[-106.39848,31.56518],[-106.39965,31.56616],[-106.40082,31.56712],[-106.40195,31.56808],[-106.40312,31.56904],[-106.40428,31.57003],[-106.40541,31.57096],[-106.40578,31.57126]]}}
Línea 115.0 kV | LineString | 115.0 kV | 2 |  |  | CFE |  |  |  |  | OpenStreetMap | {"type":"Feature","properties":{},"geometry":{"type":"LineString","coordinates":[[-106.40525,31.55639],[-106.40477,31.55683],[-106.40367,31.55742]]}}
Línea 115.0 kV | LineString | 115.0 kV | 2 |  |  | CFE |  |  |  |  | OpenStreetMap | {"type":"Feature","properties":{},"geometry":{"type":"LineString","coordinates":[[-106.40506,31.5562],[-106.4046,31.55666],[-106.40367,31.55742]]}}
Línea 115.0 kV | LineString | 115.0 kV | 2 |  |  | CFE |  |  |  |  | OpenStreetMap | {"type":"Feature","properties":{},"geometry":{"type":"LineString","coordinates":[[-106.40494,31.55608],[-106.40451,31.55647],[-106.4032,31.55642],[-106.40189,31.55632],[-106.40056,31.55623],[-106.39943,31.55705],[-106.39831,31.55789],[-106.39719,31.5587],[-106.39606,31.55953],[-106.39493,31.56036],[-106.39379,31.56119],[-106.39425,31.56156],[-106.39305,31.56243],[-106.39189,31.56339],[-106.39071,31.5644]]}}
Línea 115.0 kV | LineString | 115.0 kV | 4 |  |  | CFE |  |  |  |  | OpenStreetMap | {"type":"Feature","properties":{},"geometry":{"type":"LineString","coordinates":[[-106.40367,31.55742],[-106.40237,31.55838],[-106.40094,31.55943],[-106.3995,31.5605],[-106.39798,31.5616],[-106.39647,31.56272],[-106.39495,31.56384],[-106.39344,31.56496],[-106.39191,31.56607],[-106.3904,31.56718],[-106.38883,31.56832],[-106.38727,31.56948],[-106.38579,31.57057],[-106.38717,31.57169],[-106.38864,31.57291],[-106.39007,31.57411],[-106.39154,31.57534],[-106.39302,31.57657],[-106.39445,31.57777],[-106.39588,31.57896],[-106.39736,31.5802],[-106.39884,31.58145],[-106.40021,31.5826],[-106.39896,31.58372],[-106.39765,31.58487],[-106.39633,31.58605],[-106.39498,31.5872],[-106.39364,31.58833],[-106.39232,31.5895],[-106.39099,31.59066],[-106.38968,31.59182],[-106.38834,31.59298],[-106.38709,31.59405],[-106.38555,31.59515],[-106.38409,31.59642],[-106.38264,31.59766],[-106.38112,31.59897],[-106.37944,31.60012],[-106.37828,31.60105],[-106.37726,31.60193]]}}
Línea 115.0 kV | LineString | 115.0 kV |  |  |  | CFE |  |  |  |  | OpenStreetMap | {"type":"Feature","properties":{},"geometry":{"type":"LineString","coordinates":[[-97.06843,18.86172],[-97.06664,18.85978],[-97.06588,18.85989],[-97.0645,18.8601],[-97.06338,18.8603],[-97.06238,18.86049],[-97.06102,18.86073],[-97.06005,18.86088],[-97.05882,18.86112],[-97.05778,18.86133],[-97.05713,18.86146],[-97.05594,18.86155],[-97.05483,18.86174],[-97.05361,18.86196],[-97.05318,18.8604],[-97.05254,18.85821],[-97.05205,18.85646]]}}
Línea 115.0 kV | LineString | 115.0 kV | 2 |  |  | TRANSMISION |  |  |  |  | OpenStreetMap | {"type":"Feature","properties":{},"geometry":{"type":"LineString","coordinates":[[-108.74502,25.68242],[-108.7463,25.68305],[-108.74923,25.68452],[-108.75145,25.68562],[-108.75368,25.6868],[-108.75706,25.6886],[-108.76046,25.69038],[-108.76379,25.69213],[-108.76701,25.69382],[-108.77025,25.69553],[-108.7732,25.69707],[-108.77587,25.69848],[-108.77891,25.70007],[-108.77908,25.70105],[-108.78265,25.703],[-108.78403,25.70279],[-108.78675,25.70423],[-108.78881,25.70532],[-108.79113,25.70654],[-108.79275,25.70839],[-108.79583,25.71003],[-108.79904,25.71173],[-108.80228,25.71345],[-108.80547,25.71513],[-108.80868,25.71686],[-108.81187,25.71855],[-108.81465,25.72001],[-108.81708,25.72131],[-108.81616,25.72279],[-108.81893,25.72428],[-108.82234,25.72611],[-108.82524,25.72765],[-108.82623,25.72615],[-108.82909,25.7277],[-108.83256,25.72953],[-108.836,25.73137],[-108.83946,25.7332],[-108.84251,25.73481],[-108.84528,25.73628],[-108.84763,25.73753],[-108.846,25.74005],[-108.84427,25.74275],[-108.84265,25.74524],[-108.84483,25.74678],[-108.84701,25.74838],[-108.84914,25.74981],[-108.84944,25.75326],[-108.84975,25.75695],[-108.84904,25.76214],[-108.84584,25.76482],[-108.84488,25.76692],[-108.84399,25.76884],[-108.84313,25.77064],[-108.84279,25.77086],[-108.84172,25.77328]]}}
Línea 115.0 kV | LineString | 115.0 kV | 2 |  |  | CFE |  |  |  |  | OpenStreetMap | {"type":"Feature","properties":{},"geometry":{"type":"LineString","coordinates":[[-108.48614,25.58173],[-108.48806,25.5813],[-108.48963,25.5809],[-108.4916,25.58184],[-108.49282,25.58011],[-108.49621,25.57932],[-108.5001,25.5784],[-108.50397,25.5775],[-108.50782,25.57659],[-108.51119,25.57581],[-108.51418,25.5751],[-108.51509,25.57677],[-108.51868,25.57671],[-108.52257,25.57665],[-108.52562,25.57674],[-108.52897,25.57684],[-108.53283,25.57698],[-108.5352,25.57826],[-108.53856,25.58009],[-108.542,25.58196],[-108.54536,25.58379],[-108.54756,25.58499],[-108.54928,25.58237],[-108.55119,25.57948],[-108.55309,25.58053],[-108.55614,25.58218],[-108.55919,25.58384],[-108.56251,25.58565],[-108.5653,25.58716],[-108.56781,25.58853],[-108.56966,25.5886],[-108.57258,25.59013],[-108.57604,25.59197],[-108.579,25.59353],[-108.58189,25.59507],[-108.58482,25.59661],[-108.58603,25.59792],[-108.58912,25.5996],[-108.59253,25.60146],[-108.59595,25.60333],[-108.59941,25.60521],[-108.60241,25.60683],[-108.6036,25.6067],[-108.60618,25.60807],[-108.60874,25.60946],[-108.61103,25.61068],[-108.61158,25.61168],[-108.61423,25.61308],[-108.61687,25.61449],[-108.61944,25.61586],[-108.62075,25.61591],[-108.62354,25.61737],[-108.62668,25.61903],[-108.62977,25.62066],[-108.63268,25.6222],[-108.63572,25.6238],[-108.63775,25.62574],[-108.64093,25.62744],[-108.6436,25.62888],[-108.64552,25.6299]]}}
Línea 115.0 kV | LineString | 115.0 kV | 1 |  |  | CFE |  |  |  |  | OpenStreetMap | {"type":"Feature","properties":{},"geometry":{"type":"LineString","coordinates":[[-101.16765,20.57105],[-101.16722,20.57089]]}}
Línea 115.0 kV | LineString | 115.0 kV | 1 |  |  | CFE |  |  |  |  | OpenStreetMap | {"type":"Feature","properties":{},"geometry":{"type":"LineString","coordinates":[[-101.16771,20.57086],[-101.16735,20.57072],[-101.16722,20.57089]]}}
Línea 115.0 kV | LineString | 115.0 kV | 1 |  |  | CFE |  |  |  |  | OpenStreetMap | {"type":"Feature","properties":{},"geometry":{"type":"LineString","coordinates":[[-101.16816,20.56957],[-101.16772,20.5695],[-101.16733,20.57058]]}}
Línea 115.0 kV | LineString | 115.0 kV | 4 |  |  | CFE |  |  |  |  | OpenStreetMap | {"type":"Feature","properties":{},"geometry":{"type":"LineString","coordinates":[[-101.16722,20.57089],[-101.16691,20.5717],[-101.16658,20.57254],[-101.16566,20.57222],[-101.16521,20.57262],[-101.16485,20.5737],[-101.1645,20.57482]]}}
Línea 115.0 kV | LineString | 115.0 kV | 1 |  |  | CFE |  |  |  |  | OpenStreetMap | {"type":"Feature","properties":{},"geometry":{"type":"LineString","coordinates":[[-107.53073,24.76929],[-107.5287,24.76941],[-107.52647,24.7696],[-107.52417,24.76979],[-107.52196,24.77001],[-107.52037,24.77019],[-107.51915,24.77029],[-107.51757,24.77042],[-107.51542,24.7706],[-107.51335,24.7708],[-107.51093,24.771],[-107.50867,24.77118],[-107.50649,24.77135],[-107.50469,24.77153],[-107.50342,24.77165],[-107.50242,24.77322],[-107.50171,24.77434],[-107.50146,24.77633],[-107.50121,24.77823],[-107.50119,24.77837],[-107.50092,24.78027],[-107.50065,24.78255],[-107.49868,24.78293],[-107.49681,24.78441],[-107.49496,24.78529],[-107.49355,24.78601],[-107.49193,24.78676],[-107.49047,24.78744],[-107.48835,24.78679],[-107.48636,24.78617],[-107.48579,24.7855],[-107.48581,24.78542]]}}
Línea 115.0 kV | LineString | 115.0 kV | 1 |  |  | CFE |  |  |  |  | OpenStreetMap | {"type":"Feature","properties":{},"geometry":{"type":"LineString","coordinates":[[-98.26775,19.06058],[-98.26778,19.06089],[-98.26847,19.06292],[-98.27018,19.06346],[-98.27229,19.06403],[-98.27481,19.06467],[-98.27722,19.06531],[-98.27949,19.06589],[-98.28189,19.06653],[-98.2842,19.06713],[-98.28649,19.06773],[-98.28826,19.06819],[-98.29054,19.06878],[-98.29292,19.06942],[-98.29679,19.07048],[-98.3064,19.073],[-98.31194,19.07439],[-98.31649,19.07558],[-98.32107,19.07679],[-98.32322,19.07736],[-98.32732,19.0784],[-98.32968,19.07902],[-98.33193,19.0796],[-98.33423,19.08022],[-98.33686,19.08092],[-98.33933,19.08155],[-98.34175,19.08219],[-98.34431,19.08262],[-98.34683,19.08305],[-98.34926,19.0833],[-98.35173,19.08346],[-98.35424,19.08368],[-98.35666,19.0839],[-98.35899,19.08407],[-98.36159,19.08432],[-98.36398,19.08458],[-98.36639,19.0848],[-98.36886,19.08497],[-98.37108,19.08523],[-98.37358,19.08544],[-98.37602,19.08564],[-98.37846,19.08586],[-98.38085,19.08604],[-98.38326,19.08631],[-98.38571,19.08652],[-98.38829,19.08675],[-98.39048,19.08692],[-98.39285,19.08714],[-98.39543,19.08742],[-98.39732,19.08755],[-98.39977,19.0878],[-98.40214,19.08802],[-98.40459,19.08821],[-98.40705,19.08842],[-98.40943,19.08864],[-98.4118,19.08883],[-98.41406,19.08905],[-98.41731,19.08936],[-98.41909,19.08953],[-98.42109,19.08971],[-98.42384,19.08995],[-98.42573,19.0901],[-98.42845,19.09036],[-98.42989,19.09046],[-98.43237,19.09061],[-98.43558,19.09073],[-98.43847,19.09086],[-98.44027,19.09092],[-98.44375,19.09106],[-98.44549,19.09118],[-98.44708,19.09129],[-98.44993,19.09138],[-98.45249,19.09151],[-98.45536,19.09157],[-98.45751,19.09166],[-98.45964,19.09105],[-98.4621,19.09032],[-98.46479,19.08951],[-98.46624,19.08904],[-98.47092,19.08762],[-98.47235,19.08719],[-98.47434,19.08658],[-98.47765,19.08556],[-98.47969,19.08494],[-98.48183,19.08427],[-98.4839,19.08363],[-98.48767,19.08253],[-98.48899,19.08208],[-98.49369,19.08061],[-98.49582,19.08002],[-98.49731,19.07958],[-98.49869,19.07916],[-98.50015,19.07871],[-98.50132,19.07957],[-98.50249,19.08047],[-98.50506,19.08239],[-98.50669,19.08359],[-98.51075,19.08607],[-98.51281,19.08714],[-98.515,19.08826],[-98.51625,19.08891],[-98.51787,19.08974],[-98.51996,19.09083],[-98.52209,19.09203],[-98.52451,19.09315],[-98.52622,19.09408],[-98.52803,19.09392],[-98.53014,19.09374],[-98.53253,19.09353],[-98.53931,19.09295],[-98.54249,19.09267],[-98.54625,19.09236],[-98.54942,19.09207],[-98.5565,19.09168],[-98.57236,19.09189],[-98.57425,19.09192],[-98.5766,19.09195],[-98.57769,19.092],[-98.58004,19.09203],[-98.58308,19.09207],[-98.58493,19.09209],[-98.58635,19.09211],[-98.58801,19.09213],[-98.58962,19.09215],[-98.59153,19.09218],[-98.5932,19.0922],[-98.59476,19.09226],[-98.59786,19.09226],[-98.59933,19.09249],[-98.60134,19.09267],[-98.60374,19.09303],[-98.60552,19.09324],[-98.60907,19.09364],[-98.61146,19.09391],[-98.61455,19.09426],[-98.62829,19.09468],[-98.63026,19.09474],[-98.63164,19.09478],[-98.63432,19.09486],[-98.63766,19.09496],[-98.64732,19.09525],[-98.64948,19.09532],[-98.65121,19.09537],[-98.65132,19.09537],[-98.65143,19.09537],[-98.65313,19.09543],[-98.65431,19.09546],[-98.65642,19.09553],[-98.65917,19.09561],[-98.66087,19.09566],[-98.66249,19.09571],[-98.66934,19.09591],[-98.67166,19.09601],[-98.67475,19.0961],[-98.67925,19.09621],[-98.68155,19.09624],[-98.68473,19.09634],[-98.69034,19.09651],[-98.69236,19.09658],[-98.69414,19.09662],[-98.69531,19.09665],[-98.69655,19.09667],[-98.6996,19.09674],[-98.70196,19.09685],[-98.70471,19.09691],[-98.70624,19.09694],[-98.70811,19.097],[-98.71276,19.09715],[-98.71651,19.09721],[-98.71852,19.09727],[-98.71936,19.09807],[-98.72809,19.10646],[-98.72939,19.10778],[-98.7308,19.1091],[-98.73421,19.11236],[-98.737,19.11502],[-98.73915,19.11713],[-98.74122,19.11912],[-98.74308,19.12089],[-98.74447,19.12261],[-98.74583,19.12424],[-98.74715,19.12585],[-98.74872,19.1277],[-98.75163,19.13114],[-98.75319,19.13301],[-98.75804,19.13875],[-98.75961,19.1406],[-98.76125,19.14261],[-98.76296,19.14465],[-98.76449,19.14649],[-98.76601,19.14828],[-98.76819,19.15085],[-98.76857,19.15125]]}}
Línea 115.0 kV | LineString | 115.0 kV | 2 |  |  | CFE |  |  |  |  | OpenStreetMap | {"type":"Feature","properties":{},"geometry":{"type":"LineString","coordinates":[[-109.86267,22.95186],[-109.86387,22.95127],[-109.86742,22.94928],[-109.86948,22.94815],[-109.8735,22.94593],[-109.87581,22.94465],[-109.87851,22.94311],[-109.87974,22.94241],[-109.88358,22.94041],[-109.88653,22.93876],[-109.88942,22.93717],[-109.89146,22.93595]]}}
Línea 115.0 kV | LineString | 115.0 kV | 2 |  |  | CFE |  |  |  |  | OpenStreetMap | {"type":"Feature","properties":{},"geometry":{"type":"LineString","coordinates":[[-109.96406,22.91518],[-109.96461,22.91543],[-109.96575,22.91595],[-109.96679,22.91644],[-109.96797,22.91698],[-109.96885,22.91738],[-109.96987,22.91789],[-109.97078,22.91847],[-109.97184,22.91925],[-109.97253,22.91976],[-109.97327,22.92029],[-109.9741,22.92092],[-109.97502,22.92161],[-109.97601,22.92233],[-109.97694,22.923],[-109.97789,22.92373],[-109.9787,22.92433],[-109.97968,22.92504],[-109.98039,22.92558],[-109.98112,22.92612],[-109.98201,22.92678],[-109.98272,22.9273],[-109.98363,22.92798],[-109.98439,22.92856],[-109.98489,22.92893],[-109.98585,22.92977],[-109.98659,22.93061],[-109.98729,22.93159],[-109.98789,22.93268],[-109.98833,22.93369],[-109.98864,22.93439],[-109.98897,22.93512],[-109.98926,22.93579],[-109.98961,22.93675],[-109.98976,22.9376],[-109.98975,22.93837],[-109.98975,22.93914],[-109.9899,22.94021],[-109.99023,22.94114],[-109.99081,22.94204],[-109.99154,22.94291],[-109.99224,22.94373],[-109.99271,22.9443],[-109.99343,22.94515],[-109.9939,22.94572],[-109.99456,22.94647],[-109.99517,22.9472],[-109.99594,22.94812],[-109.99644,22.94871],[-109.99727,22.94957],[-109.99794,22.95023],[-109.99866,22.95096],[-109.99951,22.95185],[-110.00015,22.9525],[-110.0008,22.95317],[-110.00145,22.95384],[-110.00219,22.95461],[-110.00303,22.95546],[-110.00385,22.95629],[-110.00463,22.95707],[-110.00528,22.95774],[-110.00601,22.95846],[-110.00675,22.95922],[-110.00748,22.95997],[-110.00848,22.96084],[-110.00948,22.96152],[-110.01037,22.96204],[-110.01129,22.96259],[-110.01206,22.96325],[-110.01283,22.96418],[-110.01326,22.96478],[-110.01424,22.96614],[-110.01493,22.96699],[-110.01721,22.96929],[-110.01854,22.97062],[-110.01945,22.97155],[-110.01985,22.97174]]}}
Línea 115.0 kV | LineString | 115.0 kV | 2 |  |  | CFE |  |  |  |  | OpenStreetMap | {"type":"Feature","properties":{},"geometry":{"type":"LineString","coordinates":[[-109.89146,22.93595],[-109.89502,22.93413],[-109.89892,22.93188],[-109.90446,22.92881],[-109.9052,22.92845],[-109.9088,22.92645],[-109.91174,22.92484],[-109.91443,22.92336],[-109.91731,22.92178],[-109.92018,22.92018],[-109.92042,22.91697],[-109.92063,22.9142],[-109.92069,22.91235],[-109.9207,22.91161],[-109.9203,22.9083],[-109.91993,22.90497],[-109.92084,22.90421],[-109.9207,22.90393]]}}
Línea 115.0 kV | LineString | 115.0 kV |  |  |  | CFE |  |  |  |  | OpenStreetMap | {"type":"Feature","properties":{},"geometry":{"type":"LineString","coordinates":[[-94.40154,18.03222],[-94.40224,18.03305],[-94.40266,18.03411],[-94.40006,18.03755],[-94.39844,18.03962],[-94.39539,18.04103],[-94.3911,18.043],[-94.3801,18.04811],[-94.37983,18.04825],[-94.3761,18.04997],[-94.37337,18.05136],[-94.36725,18.05398],[-94.3652,18.05494],[-94.3605,18.0572],[-94.35656,18.05896],[-94.35306,18.06057],[-94.34952,18.06219],[-94.34565,18.06395],[-94.34236,18.06552],[-94.33859,18.06723],[-94.33509,18.0688],[-94.33231,18.07008],[-94.32843,18.07136],[-94.32536,18.07238],[-94.32275,18.07322],[-94.32013,18.07415],[-94.3178,18.07495],[-94.31315,18.07648],[-94.31053,18.07737],[-94.30934,18.07777],[-94.30654,18.07782],[-94.30295,18.07787],[-94.29838,18.07796],[-94.29748,18.07798],[-94.29734,18.07798],[-94.2962,18.078],[-94.29542,18.07801],[-94.29164,18.07805],[-94.28795,18.07812],[-94.28445,18.07818],[-94.28095,18.07825],[-94.27753,18.07829],[-94.27321,18.07834],[-94.26937,18.07844],[-94.26478,18.07859],[-94.26229,18.07792],[-94.25978,18.07735],[-94.25579,18.07644],[-94.25338,18.07586],[-94.25047,18.0752],[-94.24692,18.07435],[-94.24397,18.07364],[-94.24089,18.07295],[-94.23747,18.07213],[-94.23334,18.07118],[-94.22881,18.07012],[-94.22509,18.0693],[-94.22294,18.06884],[-94.21812,18.06764],[-94.21511,18.06693],[-94.21093,18.06593],[-94.20371,18.06433],[-94.19968,18.06338],[-94.19681,18.06272],[-94.19296,18.0624],[-94.19067,18.06224],[-94.1852,18.06186],[-94.18209,18.06161],[-94.17782,18.06132],[-94.17609,18.06116],[-94.17306,18.06096],[-94.16898,18.06073],[-94.16404,18.06048],[-94.1583,18.06017],[-94.15367,18.05987],[-94.15102,18.05975],[-94.14815,18.05959],[-94.1448,18.05942],[-94.14092,18.05923],[-94.13667,18.059],[-94.13319,18.05882],[-94.13052,18.05865],[-94.12625,18.05842],[-94.12328,18.05828],[-94.11885,18.05802],[-94.11478,18.05782],[-94.11175,18.05765],[-94.10852,18.05747],[-94.10488,18.05726],[-94.10151,18.05709],[-94.09861,18.05633],[-94.09566,18.05551],[-94.09295,18.05479],[-94.08991,18.05395],[-94.08697,18.05313],[-94.08402,18.05235],[-94.08087,18.05148],[-94.07738,18.05051],[-94.07357,18.04952],[-94.07045,18.04868],[-94.06814,18.04996],[-94.0655,18.05142],[-94.06281,18.0529],[-94.06009,18.05442],[-94.05747,18.05589],[-94.0548,18.05734],[-94.05184,18.059],[-94.04918,18.06045],[-94.04683,18.06177],[-94.04418,18.06323],[-94.04204,18.06442],[-94.04158,18.06706],[-94.0411,18.06983],[-94.04062,18.07257],[-94.04018,18.07534],[-94.0397,18.07811],[-94.03922,18.08082],[-94.0389,18.08271],[-94.03871,18.08388],[-94.03826,18.0866],[-94.03925,18.09045],[-94.04104,18.09175],[-94.04268,18.0941],[-94.045,18.09412]]}}
Línea 115.0 kV | LineString | 115.0 kV |  |  |  | CFE |  |  |  |  | OpenStreetMap | {"type":"Feature","properties":{},"geometry":{"type":"LineString","coordinates":[[-94.3773,18.13844],[-94.37801,18.13849],[-94.37945,18.13644],[-94.38053,18.13425],[-94.38006,18.13253],[-94.37537,18.13145],[-94.37438,18.13115],[-94.37391,18.1313],[-94.3725,18.13097],[-94.37127,18.13082],[-94.37086,18.13083]]}}
Línea 115.0 kV | LineString | 115.0 kV |  |  |  | CFE |  |  |  |  | OpenStreetMap | {"type":"Feature","properties":{},"geometry":{"type":"LineString","coordinates":[[-94.36086,18.10177],[-94.36101,18.10184],[-94.36501,18.10249],[-94.36913,18.10316],[-94.37106,18.10345],[-94.37382,18.10393],[-94.37462,18.10558],[-94.37615,18.10876],[-94.37718,18.11097],[-94.37685,18.11313],[-94.37606,18.11826],[-94.3759,18.11888]]}}
Línea 115.0 kV | LineString | 115.0 kV |  |  |  | CFE |  |  |  |  | OpenStreetMap | {"type":"Feature","properties":{},"geometry":{"type":"LineString","coordinates":[[-94.3759,18.11888],[-94.376,18.11877],[-94.37142,18.1177],[-94.36703,18.11666],[-94.36304,18.11571],[-94.36015,18.11501],[-94.35807,18.11453],[-94.35675,18.11421],[-94.35584,18.11399],[-94.35352,18.11344],[-94.34964,18.11253],[-94.34604,18.11167],[-94.34467,18.10899],[-94.34383,18.1074],[-94.34231,18.10443],[-94.34043,18.1008],[-94.33908,18.09817],[-94.33723,18.09553],[-94.33628,18.09411],[-94.3336,18.09025],[-94.33096,18.08637],[-94.3289,18.08342],[-94.32551,18.08196],[-94.32111,18.08004],[-94.31755,18.07853],[-94.31248,18.07634],[-94.30871,18.07472],[-94.30601,18.07355],[-94.30467,18.07296],[-94.3035,18.07206],[-94.30382,18.06931],[-94.30436,18.06526],[-94.30498,18.06051],[-94.30531,18.05815],[-94.30487,18.05514],[-94.30512,18.05462]]}}
Línea 115.0 kV | LineString | 115.0 kV |  |  |  | CFE |  |  |  |  | OpenStreetMap | {"type":"Feature","properties":{},"geometry":{"type":"LineString","coordinates":[[-94.30521,18.05466],[-94.30487,18.05514],[-94.30547,18.0582],[-94.3051,18.06157],[-94.30452,18.06613],[-94.30387,18.07091],[-94.30469,18.072],[-94.30851,18.07193],[-94.31297,18.0739],[-94.31725,18.0758],[-94.3212,18.07753],[-94.32718,18.08014],[-94.32778,18.08103],[-94.33016,18.08445],[-94.33125,18.08602],[-94.33412,18.09021],[-94.33637,18.09347],[-94.3377,18.09539],[-94.33955,18.09807],[-94.34085,18.10069],[-94.34252,18.10402],[-94.34315,18.10531],[-94.34488,18.10875],[-94.34623,18.11143],[-94.34948,18.11221],[-94.35352,18.11315],[-94.35743,18.1141],[-94.36018,18.11474],[-94.36338,18.11553],[-94.36718,18.11643],[-94.37129,18.1174],[-94.37607,18.11859],[-94.37889,18.1193],[-94.38279,18.12017],[-94.38419,18.11866],[-94.38492,18.11785],[-94.38736,18.11719],[-94.38802,18.1171]]}}
Línea 115.0 kV | LineString | 115.0 kV |  |  |  | CFE |  |  |  |  | OpenStreetMap | {"type":"Feature","properties":{},"geometry":{"type":"LineString","coordinates":[[-92.92588,17.86217],[-92.92619,17.85911],[-92.92655,17.85588],[-92.92734,17.84937],[-92.92774,17.84646],[-92.92777,17.84619]]}}
Línea 115.0 kV | LineString | 115.0 kV | 1 |  |  | CFE |  |  |  |  | OpenStreetMap | {"type":"Feature","properties":{},"geometry":{"type":"LineString","coordinates":[[-92.92871,17.97427],[-92.92851,17.97398],[-92.92675,17.97226],[-92.92462,17.97015],[-92.92253,17.9681],[-92.92174,17.96513],[-92.92081,17.96172],[-92.91985,17.95817],[-92.91898,17.95492],[-92.91909,17.95199],[-92.91921,17.94859],[-92.9193,17.94513],[-92.91943,17.94215],[-92.91947,17.93916],[-92.91961,17.93624],[-92.91841,17.93325],[-92.91703,17.93002],[-92.91565,17.9268],[-92.91725,17.9239],[-92.91881,17.92103],[-92.92001,17.91881],[-92.92156,17.91318],[-92.92302,17.91058],[-92.92436,17.90817],[-92.92572,17.90572],[-92.92528,17.90253],[-92.92484,17.8993],[-92.92444,17.89605],[-92.92411,17.89337],[-92.92374,17.89056],[-92.92339,17.8879],[-92.92303,17.88521],[-92.92341,17.88194],[-92.9236,17.88041],[-92.92365,17.88007],[-92.92383,17.87868],[-92.92404,17.87707],[-92.92425,17.87542],[-92.92465,17.87232],[-92.92546,17.86565],[-92.92588,17.86217]]}}
Línea 115.0 kV | LineString | 115.0 kV | 1 |  |  | CFE |  |  |  |  | OpenStreetMap | {"type":"Feature","properties":{},"geometry":{"type":"LineString","coordinates":[[-92.92827,17.84609],[-92.92807,17.84764],[-92.92783,17.84946],[-92.92737,17.85306],[-92.92691,17.85686],[-92.92641,17.86071],[-92.92589,17.86571],[-92.92525,17.87099],[-92.92477,17.87474],[-92.92429,17.87842],[-92.92426,17.87872],[-92.92391,17.88169],[-92.92351,17.88516],[-92.92406,17.88816],[-92.92466,17.89146],[-92.92529,17.89497],[-92.92595,17.89858],[-92.9266,17.90217],[-92.92727,17.90585],[-92.92538,17.90924],[-92.92369,17.91229],[-92.92218,17.91505],[-92.92056,17.918],[-92.92013,17.91942],[-92.92014,17.9248],[-92.9201,17.9286],[-92.92009,17.9324],[-92.92009,17.93651],[-92.92012,17.93878],[-92.92009,17.94169],[-92.92013,17.946],[-92.92014,17.95125],[-92.92013,17.95545],[-92.92309,17.9619]]}}
Línea 115.0 kV | LineString | 115.0 kV | 1 |  |  | CFE |  |  |  |  | OpenStreetMap | {"type":"Feature","properties":{},"geometry":{"type":"LineString","coordinates":[[-93.16001,17.98077],[-93.15964,17.98116],[-93.15884,17.98203],[-93.15828,17.98267],[-93.15552,17.98162],[-93.15216,17.98026],[-93.14866,17.97893],[-93.14499,17.97759],[-93.14249,17.97664],[-93.13984,17.97565],[-93.13627,17.97565],[-93.13244,17.97561],[-93.12913,17.97571],[-93.12566,17.97565],[-93.12247,17.97562],[-93.11906,17.97562],[-93.11572,17.97559],[-93.11234,17.97559],[-93.10884,17.97635],[-93.10525,17.97713],[-93.10164,17.97789],[-93.09809,17.97864],[-93.09438,17.97894],[-93.09032,17.97929],[-93.08532,17.9796],[-93.07953,17.97985],[-93.07571,17.97997],[-93.07229,17.98011],[-93.06835,17.98027],[-93.06452,17.98039],[-93.06088,17.98054],[-93.05728,17.98068],[-93.05346,17.9808],[-93.04968,17.98097],[-93.04774,17.98104],[-93.04494,17.98115],[-93.03909,17.98138],[-93.03662,17.98147],[-93.03325,17.98196],[-93.0296,17.98242],[-93.02579,17.98291],[-93.02202,17.98342],[-93.01827,17.98392],[-93.01428,17.98444],[-93.01042,17.98497],[-93.00683,17.98544],[-93.00372,17.98585],[-92.99903,17.98647],[-92.99546,17.98694],[-92.99215,17.98737]]}}
Línea 115.0 kV | LineString | 115.0 kV | 2 |  |  | CFE |  |  |  |  | OpenStreetMap | {"type":"Feature","properties":{},"geometry":{"type":"LineString","coordinates":[[-92.96475,17.96395],[-92.96694,17.96322],[-92.97076,17.96198],[-92.97119,17.96117],[-92.97217,17.96048],[-92.97361,17.95988],[-92.97405,17.959],[-92.97396,17.95875]]}}
Línea 115.0 kV | LineString | 115.0 kV | 2 |  |  | CFE |  |  |  |  | OpenStreetMap | {"type":"Feature","properties":{},"geometry":{"type":"LineString","coordinates":[[-92.97431,17.95863],[-92.97432,17.95891],[-92.97471,17.95988],[-92.97558,17.9598],[-92.97596,17.96045],[-92.97736,17.9602],[-92.97896,17.95998],[-92.98095,17.96079],[-92.9816,17.95982],[-92.98227,17.95881],[-92.98291,17.95782],[-92.98378,17.95862],[-92.98459,17.95939],[-92.98525,17.96001],[-92.98523,17.96108],[-92.98655,17.96207],[-92.98714,17.96229],[-92.9907,17.96088]]}}
Línea 115.0 kV | LineString | 115.0 kV | 1 |  |  | CFE |  |  |  |  | OpenStreetMap | {"type":"Feature","properties":{},"geometry":{"type":"LineString","coordinates":[[-93.34141,18.00041],[-93.33749,18.00039],[-93.33359,18.00048],[-93.33008,18.00053],[-93.32678,18.0005],[-93.3233,18.00049],[-93.31964,18.00048],[-93.31596,18.00046],[-93.31237,18.00045],[-93.30848,18.00048],[-93.30509,18.00044],[-93.30317,18.00041],[-93.30169,18.00041],[-93.29804,18.00042],[-93.29417,18.0005],[-93.29028,18.00051],[-93.28648,18.00052],[-93.28262,18.00053],[-93.27871,18.00053],[-93.27491,18.00056],[-93.27223,18.00057],[-93.26859,18.00059],[-93.26557,18.00059],[-93.26286,18.00057],[-93.2591,18.00056],[-93.25574,18.00057],[-93.25199,18.0006],[-93.24825,18.0006],[-93.2444,18.00061],[-93.24104,18.00062],[-93.23779,18.00062],[-93.23424,18.00064],[-93.2309,18.00064],[-93.22721,18.00064],[-93.22317,18.00065],[-93.21924,18.00064],[-93.21657,17.99915],[-93.21351,17.9974],[-93.21005,17.99544],[-93.20672,17.99357],[-93.20349,17.99173],[-93.20011,17.9898],[-93.19676,17.9879],[-93.19311,17.98777],[-93.18933,17.98767],[-93.18551,17.98754],[-93.18161,17.98741],[-93.17781,17.98715],[-93.17439,17.98688],[-93.17126,17.98665],[-93.16811,17.98641],[-93.16605,17.98562],[-93.16321,17.98456],[-93.16165,17.98378],[-93.15944,17.98311],[-93.15993,17.98243],[-93.15998,17.98127],[-93.16001,17.98077]]}}
Línea 115.0 kV | LineString | 115.0 kV | 1 |  |  | CFE |  |  |  |  | OpenStreetMap | {"type":"Feature","properties":{},"geometry":{"type":"LineString","coordinates":[[-93.39376,17.9984],[-93.39376,17.99796],[-93.39414,17.99796],[-93.39414,17.99879],[-93.3941,18.00045],[-93.39407,18.00145],[-93.39539,18.00157],[-93.39778,18.00184],[-93.40052,18.00215],[-93.4032,18.00256],[-93.40581,18.003],[-93.40893,18.00341],[-93.41145,18.00374],[-93.41308,18.00285],[-93.41352,18.00034],[-93.41397,17.99784],[-93.41433,17.9956],[-93.41578,17.99488],[-93.41928,17.99488],[-93.42293,17.99504],[-93.42632,17.99515],[-93.42986,17.99516],[-93.43324,17.99516],[-93.43621,17.99518],[-93.43935,17.99515],[-93.44235,17.99515],[-93.44523,17.99518],[-93.44808,17.99516],[-93.45125,17.99519],[-93.45464,17.99523],[-93.458,17.99525],[-93.4609,17.99525],[-93.46462,17.99525],[-93.46769,17.99525],[-93.47048,17.99523],[-93.47358,17.99516],[-93.47639,17.99521],[-93.47982,17.9952],[-93.48352,17.99521],[-93.48709,17.99524],[-93.49081,17.99525],[-93.49468,17.99524],[-93.49812,17.99524],[-93.50176,17.9952],[-93.50544,17.9952],[-93.50926,17.99527],[-93.51278,17.99527],[-93.51608,17.99527],[-93.51968,17.99526],[-93.52354,17.99526],[-93.52716,17.99527],[-93.53056,17.99528],[-93.53384,17.99528],[-93.53751,17.99532],[-93.54122,17.99532],[-93.54515,17.99532],[-93.54884,17.9953],[-93.55053,17.99756],[-93.5512,17.99846],[-93.5522,17.99845],[-93.55334,17.99842],[-93.55432,17.99841],[-93.55529,17.99841],[-93.55631,17.9984],[-93.55744,17.9984],[-93.55856,17.9984],[-93.55988,17.9984],[-93.56114,17.9984],[-93.56111,17.99967],[-93.56111,18.00301],[-93.56109,18.00645],[-93.56109,18.01007],[-93.56109,18.01357],[-93.56113,18.01686],[-93.56146,18.01752],[-93.56146,18.01785],[-93.56131,18.01784]]}}
Línea 115.0 kV | LineString | 115.0 kV |  |  |  | CFE |  |  |  |  | OpenStreetMap | {"type":"Feature","properties":{},"geometry":{"type":"LineString","coordinates":[[-93.19686,18.15303],[-93.19435,18.15227],[-93.19184,18.15147],[-93.1884,18.15038],[-93.18548,18.14947],[-93.18267,18.14858],[-93.18197,18.14582],[-93.18141,18.14318],[-93.18068,18.14],[-93.18019,18.13782],[-93.17959,18.13516],[-93.17812,18.13202],[-93.17923,18.12864],[-93.17928,18.12751],[-93.17934,18.12646],[-93.17958,18.12608],[-93.18033,18.12546],[-93.18118,18.12482],[-93.18099,18.12454],[-93.18075,18.1247]]}}
Línea 115.0 kV | LineString | 115.0 kV |  |  |  | CFE |  |  |  |  | OpenStreetMap | {"type":"Feature","properties":{},"geometry":{"type":"LineString","coordinates":[[-93.09013,18.17895],[-93.09008,18.1795],[-93.0902,18.18084],[-93.09254,18.18088],[-93.09481,18.18088],[-93.09817,18.18091],[-93.1012,18.18096],[-93.10386,18.18022],[-93.10691,18.17937],[-93.11006,18.1785],[-93.11321,18.17763],[-93.11633,18.17673],[-93.11909,18.17597],[-93.12072,18.17776],[-93.12251,18.17964],[-93.12455,18.18179],[-93.12661,18.184],[-93.13006,18.1849],[-93.13346,18.18578],[-93.13627,18.18648],[-93.13958,18.18733],[-93.14272,18.18814],[-93.14572,18.18744],[-93.14851,18.18679],[-93.15107,18.18617],[-93.15393,18.18556],[-93.15612,18.18507],[-93.1594,18.18427],[-93.16276,18.18348],[-93.16549,18.18291],[-93.16872,18.18219],[-93.17196,18.18143],[-93.17524,18.18069],[-93.17822,18.17996],[-93.18142,18.17924],[-93.18419,18.17857],[-93.18557,18.17593],[-93.18699,18.17301],[-93.18809,18.17086],[-93.18942,18.16819],[-93.19105,18.16483],[-93.19217,18.16268],[-93.19379,18.15944],[-93.19552,18.15589],[-93.19686,18.15303]]}}
Línea 115.0 kV | LineString | 115.0 kV |  |  |  | CFE |  |  |  |  | OpenStreetMap | {"type":"Feature","properties":{},"geometry":{"type":"LineString","coordinates":[[-93.34141,18.00041],[-93.34127,18.00432],[-93.33882,18.00547],[-93.33564,18.00683],[-93.33252,18.00821],[-93.3295,18.00952],[-93.32639,18.01088],[-93.32431,18.01173],[-93.32096,18.01319],[-93.31767,18.01463],[-93.31456,18.016],[-93.311,18.0175],[-93.30728,18.0191],[-93.30298,18.02086],[-93.29816,18.02302],[-93.29494,18.02433],[-93.29184,18.02564],[-93.28859,18.0269],[-93.28537,18.02825],[-93.28206,18.02963],[-93.2789,18.03099],[-93.2757,18.03227],[-93.2725,18.0336],[-93.26942,18.03487],[-93.26656,18.03609],[-93.26342,18.03735],[-93.26047,18.03859],[-93.25764,18.03977],[-93.255,18.04084],[-93.25227,18.04199],[-93.2509,18.04476],[-93.24944,18.04766],[-93.24799,18.05059],[-93.24642,18.0537],[-93.24512,18.05631],[-93.24585,18.0586],[-93.24656,18.06097],[-93.24726,18.06324],[-93.24561,18.06621],[-93.24409,18.06902],[-93.24254,18.07194],[-93.24097,18.07474],[-93.23945,18.07759],[-93.23793,18.08036],[-93.2364,18.08316],[-93.23339,18.08457],[-93.23056,18.08604],[-93.2289,18.08902],[-93.22735,18.09202],[-93.22605,18.09462],[-93.22484,18.09716],[-93.2231,18.10067],[-93.22148,18.10387],[-93.21995,18.107],[-93.2185,18.10993],[-93.217,18.11282],[-93.21554,18.11585],[-93.21417,18.11862],[-93.2128,18.12133],[-93.21125,18.12443],[-93.2098,18.12735],[-93.20843,18.13014],[-93.20696,18.13306],[-93.20548,18.13598],[-93.20399,18.13899],[-93.20255,18.14186],[-93.20122,18.14447],[-93.19988,18.14718],[-93.19846,18.15],[-93.19686,18.15303]]}}
Línea 115.0 kV | LineString | 115.0 kV |  |  |  | CFE |  |  |  |  | OpenStreetMap | {"type":"Feature","properties":{},"geometry":{"type":"LineString","coordinates":[[-93.34197,17.99831],[-93.34198,17.99856],[-93.34201,18.00036],[-93.34491,18.00037],[-93.34799,18.00037],[-93.35123,18.00035],[-93.35383,18.00202],[-93.35717,18.00424],[-93.36001,18.00606],[-93.36271,18.00783],[-93.36586,18.00797],[-93.36969,18.00816],[-93.37371,18.00835],[-93.3776,18.00854],[-93.38119,18.00871],[-93.38449,18.00887],[-93.38798,18.00907],[-93.39132,18.00921],[-93.39316,18.00645],[-93.39319,18.00372],[-93.39321,18.00098],[-93.39323,17.99861],[-93.39323,17.99822],[-93.39338,17.99821],[-93.39338,17.99838]]}}
Línea 115.0 kV | LineString | 115.0 kV |  |  |  | CFE |  |  |  |  | OpenStreetMap | {"type":"Feature","properties":{},"geometry":{"type":"LineString","coordinates":[[-93.19548,18.30326],[-93.19575,18.30352],[-93.19788,18.30557],[-93.19993,18.30624],[-93.20333,18.30736],[-93.20581,18.30768],[-93.20753,18.30864],[-93.211,18.30735],[-93.21388,18.30969],[-93.21681,18.30938],[-93.21751,18.30573],[-93.21824,18.30219],[-93.21891,18.29888],[-93.21957,18.29541],[-93.21753,18.29093],[-93.21766,18.2902]]}}
Línea 115.0 kV | LineString | 115.0 kV |  |  |  | CFE |  |  |  |  | OpenStreetMap | {"type":"Feature","properties":{},"geometry":{"type":"LineString","coordinates":[[-94.95695,16.44465],[-94.95652,16.44412],[-94.95567,16.44144],[-94.95769,16.44023],[-94.95968,16.43906],[-94.9617,16.43788],[-94.9624,16.43535],[-94.96308,16.43283],[-94.96555,16.43138],[-94.96839,16.42974],[-94.97105,16.42817],[-94.97101,16.42504],[-94.97099,16.42184],[-94.97093,16.41858],[-94.97089,16.4154],[-94.97087,16.41227],[-94.97264,16.4097],[-94.97419,16.40752],[-94.97588,16.40514],[-94.97551,16.40226],[-94.97382,16.40001],[-94.9737,16.39958]]}}
Línea 115.0 kV | LineString | 115.0 kV |  |  |  | CFE |  |  |  |  | OpenStreetMap | {"type":"Feature","properties":{},"geometry":{"type":"LineString","coordinates":[[-94.96203,16.53127],[-94.96091,16.53341],[-94.95993,16.53518],[-94.95845,16.53804],[-94.95697,16.54074],[-94.95541,16.54363],[-94.95386,16.54659],[-94.95254,16.54909],[-94.95247,16.55146],[-94.95242,16.55484],[-94.95238,16.55688],[-94.95225,16.55999],[-94.95222,16.56363],[-94.95214,16.56688],[-94.95206,16.57065],[-94.95201,16.57382],[-94.95194,16.57717],[-94.95187,16.58057],[-94.95181,16.58366],[-94.9517,16.58691],[-94.95391,16.58783],[-94.95662,16.58822],[-94.95932,16.58856],[-94.96178,16.58888]]}}
Línea 115.0 kV | LineString | 115.0 kV |  |  |  | CFE |  |  |  |  | OpenStreetMap | {"type":"Feature","properties":{},"geometry":{"type":"LineString","coordinates":[[-94.96203,16.53127],[-94.9629,16.52952],[-94.96325,16.52886],[-94.9637,16.52801],[-94.9642,16.52705],[-94.96491,16.52571],[-94.96546,16.52465],[-94.96618,16.5233],[-94.96663,16.52245],[-94.96712,16.52151],[-94.96767,16.52061]]}}
Línea 115.0 kV | LineString | 115.0 kV |  |  |  | CFE |  |  |  |  | OpenStreetMap | {"type":"Feature","properties":{},"geometry":{"type":"LineString","coordinates":[[-94.96203,16.53127],[-94.96305,16.52964],[-94.9634,16.52898],[-94.96385,16.52813],[-94.96436,16.52716],[-94.96506,16.52582],[-94.96562,16.52477],[-94.96633,16.52341],[-94.96678,16.52256],[-94.96727,16.52162],[-94.96767,16.52061]]}}
Línea 115.0 kV | LineString | 115.0 kV |  |  |  | CFE |  |  |  |  | OpenStreetMap | {"type":"Feature","properties":{},"geometry":{"type":"LineString","coordinates":[[-94.96701,16.51662],[-94.96872,16.5175],[-94.96887,16.51841],[-94.96767,16.52061]]}}
Línea 115.0 kV | LineString | 115.0 kV |  |  |  | CFE |  |  |  |  | OpenStreetMap | {"type":"Feature","properties":{},"geometry":{"type":"LineString","coordinates":[[-95.00925,16.45175],[-95.00779,16.45202],[-95.00637,16.45225],[-95.00498,16.45247],[-95.00334,16.45273],[-95.00146,16.45314],[-94.99822,16.45369],[-94.99575,16.4553],[-94.99284,16.45718],[-94.98991,16.45907],[-94.98692,16.46098],[-94.98384,16.463],[-94.98085,16.4649],[-94.97803,16.4667],[-94.9754,16.46831],[-94.9727,16.46996],[-94.97042,16.47139],[-94.96799,16.47287],[-94.96644,16.47363],[-94.96501,16.47451],[-94.96362,16.47537],[-94.96223,16.47624],[-94.9603,16.47745],[-94.95991,16.4777],[-94.95864,16.47848],[-94.95737,16.47925],[-94.95604,16.48006],[-94.95469,16.48089],[-94.95331,16.48176],[-94.95226,16.4824],[-94.9509,16.48322],[-94.94961,16.48402],[-94.94825,16.48489],[-94.94715,16.48554],[-94.94678,16.48632]]}}
Línea 115.0 kV | LineString | 115.0 kV |  |  |  | CFE |  |  |  |  | OpenStreetMap | {"type":"Feature","properties":{},"geometry":{"type":"LineString","coordinates":[[-94.94745,16.48357],[-94.94708,16.48359],[-94.94671,16.48364],[-94.94637,16.48463],[-94.94602,16.48566],[-94.94565,16.48669],[-94.94629,16.48767],[-94.94768,16.48978],[-94.94937,16.49239],[-94.95114,16.49513],[-94.95281,16.49765],[-94.95436,16.5],[-94.95614,16.5027],[-94.9579,16.50543],[-94.95946,16.50783],[-94.96104,16.51028],[-94.96262,16.51272],[-94.96444,16.51546],[-94.96502,16.51601],[-94.96532,16.51609],[-94.96547,16.51618],[-94.96539,16.51647]]}}
Línea 115.0 kV | LineString | 115.0 kV |  |  |  | CFE |  |  |  |  | OpenStreetMap | {"type":"Feature","properties":{},"geometry":{"type":"LineString","coordinates":[[-94.96624,16.51606],[-94.96476,16.51378],[-94.96312,16.51126],[-94.96154,16.50884],[-94.95994,16.50644],[-94.95842,16.50406],[-94.95682,16.50163],[-94.95549,16.4996],[-94.95399,16.49726],[-94.95243,16.49493],[-94.95079,16.49239],[-94.94915,16.48988],[-94.94799,16.48808],[-94.94678,16.48632]]}}
Línea 115.0 kV | LineString | 115.0 kV | 1 |  |  | CFE |  |  |  |  | OpenStreetMap | {"type":"Feature","properties":{},"geometry":{"type":"LineString","coordinates":[[-96.52072,15.73324],[-96.52097,15.73554],[-96.52384,15.73708],[-96.52844,15.73582],[-96.53123,15.73509],[-96.53386,15.7344],[-96.5375,15.73341],[-96.54054,15.73258],[-96.54474,15.73148],[-96.54813,15.73241],[-96.55102,15.73334],[-96.5558,15.73471],[-96.55873,15.73559],[-96.56334,15.73716],[-96.56641,15.73667],[-96.56928,15.73625],[-96.57215,15.73576],[-96.57445,15.73541],[-96.57818,15.73342],[-96.58217,15.73104],[-96.58325,15.72903],[-96.58498,15.72593],[-96.5869,15.72598],[-96.59071,15.72611],[-96.59438,15.72632],[-96.59822,15.72646],[-96.60252,15.72665],[-96.60835,15.72695],[-96.61509,15.72714],[-96.62153,15.7273],[-96.62536,15.72749],[-96.62899,15.72758],[-96.63114,15.72765],[-96.63506,15.72785],[-96.63928,15.72802],[-96.64337,15.72818],[-96.64559,15.72846],[-96.64968,15.7291],[-96.65271,15.72965],[-96.65592,15.73013],[-96.65906,15.73071],[-96.66315,15.73139],[-96.6658,15.73172],[-96.67081,15.73255],[-96.67419,15.73306],[-96.67736,15.7336],[-96.68065,15.73411],[-96.68401,15.73401],[-96.6867,15.73392],[-96.68845,15.73385],[-96.69208,15.73379],[-96.69725,15.73362],[-96.70089,15.73353],[-96.70347,15.73345],[-96.70883,15.73327],[-96.71059,15.7332],[-96.71444,15.73309],[-96.71631,15.73302],[-96.71918,15.73297],[-96.72201,15.73274],[-96.7251,15.73268],[-96.72869,15.73262],[-96.73158,15.73251],[-96.73496,15.73337],[-96.73832,15.73427],[-96.74282,15.73545],[-96.74598,15.73621],[-96.74986,15.73723],[-96.75418,15.73829],[-96.76061,15.73997],[-96.76323,15.74058],[-96.76678,15.74146],[-96.76986,15.74142],[-96.77274,15.74133],[-96.77692,15.74123],[-96.78125,15.74117],[-96.78389,15.74108],[-96.78796,15.74103],[-96.79239,15.74095],[-96.79606,15.74085],[-96.79948,15.7408],[-96.80312,15.74073],[-96.80533,15.74322],[-96.80796,15.74628],[-96.8104,15.74906],[-96.81253,15.75151],[-96.81524,15.75467],[-96.81749,15.75727],[-96.81937,15.75945],[-96.82196,15.76239],[-96.82565,15.76379],[-96.82957,15.76528],[-96.83371,15.76685],[-96.83769,15.76841],[-96.84132,15.76984],[-96.84489,15.77038],[-96.84999,15.77121],[-96.85322,15.77172],[-96.85647,15.77222],[-96.86006,15.77281],[-96.86368,15.77341],[-96.86707,15.77394],[-96.87158,15.77465],[-96.87526,15.77525],[-96.87879,15.77581],[-96.88224,15.77636],[-96.88593,15.77698],[-96.88918,15.77889],[-96.89294,15.78103],[-96.89608,15.78288],[-96.89919,15.78469],[-96.9037,15.78739],[-96.90668,15.78915],[-96.90962,15.79085],[-96.9128,15.79271],[-96.91628,15.7937],[-96.92112,15.79511],[-96.92599,15.79646],[-96.92963,15.79752],[-96.9335,15.79865],[-96.93689,15.79961],[-96.94043,15.80066],[-96.94422,15.80175],[-96.94809,15.80284],[-96.9527,15.80415],[-96.95638,15.80521],[-96.95974,15.80621],[-96.96296,15.8071],[-96.96647,15.80815],[-96.97098,15.80939],[-96.97499,15.81054],[-96.97897,15.81167],[-96.98268,15.81275],[-96.98614,15.81375],[-96.98983,15.81479],[-96.99319,15.81576],[-96.99898,15.81745],[-97.00102,15.81947],[-97.00362,15.82202],[-97.00653,15.82487],[-97.00879,15.82709],[-97.01104,15.82936],[-97.01335,15.83164],[-97.01584,15.83406],[-97.01781,15.83605],[-97.01989,15.83813],[-97.02261,15.84085],[-97.02449,15.84271],[-97.02868,15.84687],[-97.03045,15.84858],[-97.03261,15.85074],[-97.03624,15.85433],[-97.03901,15.85708],[-97.04218,15.86026],[-97.04444,15.86247],[-97.04717,15.86522],[-97.04967,15.86761],[-97.05113,15.86907]]}}
Línea 115.0 kV | LineString | 115.0 kV |  |  |  | CFE |  |  |  |  | OpenStreetMap | {"type":"Feature","properties":{},"geometry":{"type":"LineString","coordinates":[[-96.58152,16.29314],[-96.58197,16.29319],[-96.58238,16.29325]]}}
Línea 115.0 kV | LineString | 115.0 kV |  |  |  | CFE |  |  |  |  | OpenStreetMap | {"type":"Feature","properties":{},"geometry":{"type":"LineString","coordinates":[[-96.58152,16.29314],[-96.58104,16.2922],[-96.57921,16.28861],[-96.57785,16.28603],[-96.57621,16.28279],[-96.57463,16.27964],[-96.57294,16.27639],[-96.57129,16.27322],[-96.56973,16.27018],[-96.56841,16.26756],[-96.56606,16.26299],[-96.5627,16.25639],[-96.56165,16.25436],[-96.56106,16.25321],[-96.55861,16.25229],[-96.55319,16.25036],[-96.54947,16.24907],[-96.54266,16.24653],[-96.53854,16.24504],[-96.53167,16.24258],[-96.52575,16.24049],[-96.52401,16.23795],[-96.52423,16.23395],[-96.52438,16.22552],[-96.52459,16.22132],[-96.52492,16.2124],[-96.5208,16.20308],[-96.5197,16.20061],[-96.5191,16.1992],[-96.51875,16.1966],[-96.51779,16.19016],[-96.5172,16.18603],[-96.51469,16.18261],[-96.50961,16.17569],[-96.5069,16.17197],[-96.50402,16.16796],[-96.50274,16.16252],[-96.50221,16.1604],[-96.4999,16.1511],[-96.49915,16.14782],[-96.49813,16.14371],[-96.49725,16.13991],[-96.49542,16.1326],[-96.49421,16.12796],[-96.48837,16.12315],[-96.48435,16.12002],[-96.4813,16.1177],[-96.47661,16.11395],[-96.47549,16.11306],[-96.47522,16.11108],[-96.47408,16.10129],[-96.4733,16.09444],[-96.47593,16.09059],[-96.47773,16.08783],[-96.48082,16.08305],[-96.48471,16.07715],[-96.48555,16.07383],[-96.48627,16.07123],[-96.48746,16.06659],[-96.48835,16.06324],[-96.4894,16.0593],[-96.49048,16.05527],[-96.49541,16.05025],[-96.50239,16.04307],[-96.50629,16.0391],[-96.50971,16.03564],[-96.51443,16.03078],[-96.51985,16.02527],[-96.5251,16.01988],[-96.5258,16.01034],[-96.52623,16.00436],[-96.52344,15.99632],[-96.52212,15.99262],[-96.51959,15.98548],[-96.5191,15.9841],[-96.51558,15.98205],[-96.51203,15.97998],[-96.50347,15.97489],[-96.50331,15.9722],[-96.50263,15.95829],[-96.50247,15.95542],[-96.50213,15.94859],[-96.50202,15.94627],[-96.50164,15.93901],[-96.50147,15.93516],[-96.50076,15.92104],[-96.50035,15.91281],[-96.49983,15.90336],[-96.49881,15.89829],[-96.49586,15.89455],[-96.49113,15.88848],[-96.48882,15.88559],[-96.48637,15.88256],[-96.48372,15.87907],[-96.48207,15.87699],[-96.47811,15.87193],[-96.47509,15.86812],[-96.47247,15.86478],[-96.46597,15.85644],[-96.46218,15.85159],[-96.46023,15.84915],[-96.45763,15.84581],[-96.45569,15.84337],[-96.45431,15.84162],[-96.45219,15.83889],[-96.45203,15.83472],[-96.45186,15.8301],[-96.45262,15.82306],[-96.453,15.81994],[-96.45372,15.81365],[-96.45428,15.80839],[-96.45454,15.80599],[-96.45513,15.80117],[-96.4555,15.79782],[-96.45598,15.79379],[-96.45637,15.79017],[-96.45687,15.78582],[-96.4572,15.78278],[-96.4575,15.78009],[-96.45783,15.77724],[-96.46146,15.77479],[-96.46423,15.77295],[-96.4676,15.77064],[-96.47067,15.76864],[-96.47396,15.76648],[-96.47547,15.76548],[-96.47897,15.76309],[-96.48192,15.76106],[-96.4846,15.75934],[-96.48581,15.75856],[-96.48818,15.75699],[-96.49074,15.75529],[-96.49382,15.75314],[-96.49651,15.75134],[-96.49949,15.74939],[-96.50077,15.74849],[-96.50474,15.74591],[-96.50902,15.74307],[-96.51405,15.73973],[-96.5186,15.73668],[-96.52084,15.73553],[-96.5206,15.73324]]}}
Línea 115.0 kV | LineString | 115.0 kV |  |  |  | CFE |  |  |  |  | OpenStreetMap | {"type":"Feature","properties":{},"geometry":{"type":"LineString","coordinates":[[-96.62828,16.34184],[-96.62513,16.33895],[-96.6229,16.33698],[-96.62011,16.33445],[-96.61749,16.33209],[-96.61541,16.33027],[-96.61305,16.3282],[-96.60942,16.32505],[-96.60629,16.32221],[-96.60376,16.31997],[-96.60167,16.31808],[-96.59947,16.31611],[-96.59617,16.31321],[-96.59138,16.30897],[-96.58819,16.30615],[-96.58542,16.30074],[-96.58387,16.29772],[-96.58239,16.29488],[-96.58152,16.29314]]}}
Línea 115.0 kV | LineString | 115.0 kV |  |  |  | CFE |  |  |  |  | OpenStreetMap | {"type":"Feature","properties":{},"geometry":{"type":"LineString","coordinates":[[-96.62828,16.34184],[-96.62488,16.34435],[-96.62246,16.34608],[-96.62182,16.34648],[-96.62001,16.3474],[-96.61752,16.34859],[-96.61507,16.34865],[-96.61355,16.34766],[-96.61139,16.34742],[-96.61092,16.34804],[-96.61062,16.34812]]}}
Línea 115.0 kV | LineString | 115.0 kV |  |  |  | CFE |  |  |  |  | OpenStreetMap | {"type":"Feature","properties":{},"geometry":{"type":"LineString","coordinates":[[-96.73284,16.57732],[-96.73234,16.57768],[-96.72989,16.57794],[-96.72776,16.5748],[-96.72583,16.57193],[-96.72432,16.56972],[-96.72258,16.56716],[-96.71996,16.56326],[-96.72079,16.5607],[-96.72192,16.55725],[-96.72303,16.55374],[-96.72417,16.55028],[-96.72507,16.54743],[-96.72654,16.54292],[-96.72812,16.53805],[-96.72939,16.53405],[-96.73078,16.52983],[-96.73166,16.52706],[-96.73282,16.52342],[-96.73398,16.51994],[-96.73408,16.51543],[-96.73414,16.51321],[-96.73426,16.50904],[-96.73437,16.50609],[-96.73444,16.50287],[-96.73452,16.50097],[-96.73459,16.49806],[-96.73469,16.49497],[-96.73479,16.49099],[-96.73275,16.48661],[-96.73058,16.48192],[-96.72936,16.47926],[-96.72804,16.47642],[-96.72615,16.47228],[-96.72426,16.46814],[-96.72273,16.46477],[-96.719,16.46231],[-96.71664,16.46068],[-96.7123,16.45773],[-96.70794,16.44958],[-96.70415,16.44233],[-96.70219,16.43877],[-96.69988,16.43447],[-96.69842,16.43172],[-96.6936,16.42778],[-96.68849,16.42362],[-96.68574,16.42141],[-96.68336,16.41937],[-96.68104,16.4175],[-96.67743,16.41458],[-96.67603,16.41343],[-96.67068,16.40905],[-96.66722,16.40627],[-96.66566,16.40499],[-96.66225,16.40219],[-96.66089,16.39939],[-96.65838,16.39432],[-96.65618,16.38991],[-96.65506,16.38759],[-96.65392,16.38531],[-96.65189,16.38115],[-96.64943,16.3762],[-96.64778,16.37286],[-96.64525,16.36771],[-96.64346,16.36409],[-96.64216,16.36145],[-96.64014,16.35737],[-96.63859,16.35424],[-96.63674,16.35052],[-96.63566,16.34829],[-96.63349,16.34639],[-96.63091,16.34411],[-96.62828,16.34184]]}}
Línea 115.0 kV | LineString | 115.0 kV | 1 |  |  | CFE |  |  |  |  | OpenStreetMap | {"type":"Feature","properties":{},"geometry":{"type":"LineString","coordinates":[[-97.05113,15.86907],[-97.04988,15.86971],[-97.04974,15.87226],[-97.0495,15.87527],[-97.0494,15.87788],[-97.05144,15.88034],[-97.05369,15.88305],[-97.05515,15.88482],[-97.05813,15.8884],[-97.06024,15.89092],[-97.06251,15.89366],[-97.06478,15.8964],[-97.06664,15.89869],[-97.0684,15.90079],[-97.07078,15.90366],[-97.07281,15.90608],[-97.07375,15.90722],[-97.07585,15.9098],[-97.07757,15.91187],[-97.07923,15.91385],[-97.0801,15.91488],[-97.08465,15.92039],[-97.08695,15.92116],[-97.08998,15.9222],[-97.09312,15.92326],[-97.0954,15.92401],[-97.09817,15.92494],[-97.10303,15.92654],[-97.10546,15.92733],[-97.1073,15.92793],[-97.10989,15.92881],[-97.11311,15.92979],[-97.11575,15.93062],[-97.11895,15.93173],[-97.12542,15.93392],[-97.12794,15.93477],[-97.13031,15.93549],[-97.13192,15.93596],[-97.13787,15.93799],[-97.14295,15.93966],[-97.145,15.94031],[-97.14799,15.94129],[-97.15149,15.94247],[-97.15345,15.94312],[-97.15625,15.94407],[-97.15816,15.94467],[-97.16312,15.94632],[-97.16639,15.9474],[-97.17005,15.94861],[-97.17437,15.95007],[-97.17642,15.95065],[-97.18209,15.95255],[-97.18327,15.95291],[-97.18517,15.95356],[-97.18769,15.95439],[-97.18951,15.95497],[-97.19272,15.95532],[-97.19745,15.95597],[-97.20361,15.95678],[-97.20611,15.95709],[-97.2105,15.95767],[-97.21433,15.95823],[-97.21705,15.95855],[-97.22026,15.95898],[-97.22429,15.95947],[-97.2274,15.95981],[-97.23199,15.9604],[-97.23516,15.9608],[-97.23895,15.96133],[-97.24142,15.96164],[-97.2434,15.96297],[-97.24703,15.96428],[-97.25295,15.96421],[-97.25473,15.96341],[-97.25804,15.96283],[-97.26292,15.96198],[-97.26579,15.96142],[-97.26809,15.96104],[-97.27195,15.9604],[-97.275,15.95988],[-97.27869,15.95921],[-97.28102,15.9588],[-97.28355,15.95833],[-97.2864,15.95788],[-97.2901,15.95722],[-97.29371,15.95662],[-97.29686,15.95609],[-97.29992,15.95554],[-97.3041,15.95483],[-97.30874,15.95404],[-97.31161,15.95353],[-97.31578,15.95279],[-97.31836,15.95234],[-97.32083,15.95287],[-97.32596,15.95413],[-97.32919,15.95489],[-97.33252,15.95566],[-97.33401,15.956],[-97.33991,15.9574],[-97.344,15.9583],[-97.34635,15.95882],[-97.35157,15.96007],[-97.35353,15.96056],[-97.35493,15.96086],[-97.35702,15.96134],[-97.35949,15.96191],[-97.36433,15.96303],[-97.36764,15.9638],[-97.36973,15.96427],[-97.3722,15.96484],[-97.37642,15.9659],[-97.37836,15.96629],[-97.38118,15.96691],[-97.38424,15.96763],[-97.38775,15.9685],[-97.39067,15.96921],[-97.39261,15.97231],[-97.39377,15.97429],[-97.39556,15.97738],[-97.39777,15.9811],[-97.39997,15.98475],[-97.40171,15.98766],[-97.40319,15.99018],[-97.40462,15.99263],[-97.40657,15.99595],[-97.40923,16.00042],[-97.41098,16.0034],[-97.41337,16.00743],[-97.4142,16.00885],[-97.41565,16.01122],[-97.41777,16.01482],[-97.41911,16.01711],[-97.42085,16.02006],[-97.42216,16.02223],[-97.42376,16.02496],[-97.42508,16.0272],[-97.42968,16.02771],[-97.43295,16.02812],[-97.4373,16.0287],[-97.43964,16.02896],[-97.44213,16.02929],[-97.44491,16.02967],[-97.4473,16.02993],[-97.45024,16.03032],[-97.45459,16.03098],[-97.45825,16.03146],[-97.46422,16.03222],[-97.47154,16.0331],[-97.47299,16.03331],[-97.47858,16.03402],[-97.48129,16.03433],[-97.48456,16.03472],[-97.48973,16.03544],[-97.49541,16.03612],[-97.49958,16.03669],[-97.50192,16.03697],[-97.50439,16.03727],[-97.50745,16.03767],[-97.51061,16.03807],[-97.51552,16.03868],[-97.51698,16.03889],[-97.52535,16.03998],[-97.52629,16.04012],[-97.52972,16.04058],[-97.53264,16.04092],[-97.53635,16.04134],[-97.53969,16.04179],[-97.54324,16.04226],[-97.54799,16.04283],[-97.55006,16.04308],[-97.55301,16.04347],[-97.55622,16.04388],[-97.55974,16.0443],[-97.56218,16.04463],[-97.56577,16.04509],[-97.56878,16.04548],[-97.57219,16.0459],[-97.575,16.04627],[-97.57825,16.04671],[-97.58166,16.04711],[-97.58402,16.04742],[-97.58621,16.04773],[-97.58743,16.04832],[-97.58916,16.04919],[-97.59108,16.05018],[-97.59484,16.05206],[-97.59782,16.05351],[-97.59987,16.05457],[-97.60201,16.05561],[-97.60452,16.05687],[-97.60951,16.05941],[-97.61376,16.06154],[-97.61615,16.06269],[-97.61772,16.06351],[-97.61946,16.06439],[-97.62145,16.0654],[-97.62381,16.06655],[-97.62609,16.06773],[-97.62823,16.06878],[-97.62854,16.07084],[-97.62909,16.07431],[-97.62858,16.07517],[-97.62835,16.07553]]}}
Línea 115.0 kV | LineString | 115.0 kV | 1 |  |  | CFE |  |  |  |  | OpenStreetMap | {"type":"Feature","properties":{},"geometry":{"type":"LineString","coordinates":[[-97.62845,16.0756],[-97.62859,16.07536],[-97.63013,16.07632],[-97.63178,16.07735],[-97.6333,16.07826],[-97.63462,16.07908],[-97.63621,16.07945],[-97.63806,16.07986],[-97.63988,16.08027],[-97.64188,16.08071],[-97.64378,16.08116],[-97.64593,16.08161],[-97.6475,16.08197],[-97.64916,16.08235],[-97.65097,16.08274],[-97.6528,16.08318],[-97.6548,16.08362],[-97.65668,16.08404],[-97.65837,16.08443],[-97.66025,16.08487],[-97.66212,16.08529],[-97.66357,16.08561],[-97.66594,16.08616],[-97.66786,16.08659],[-97.66959,16.08696],[-97.67139,16.08736],[-97.67327,16.0878],[-97.67497,16.0887],[-97.67702,16.08982],[-97.67897,16.09084],[-97.68274,16.09289],[-97.68638,16.09481],[-97.68881,16.09611],[-97.69148,16.09754],[-97.69323,16.09848],[-97.6952,16.09952],[-97.69794,16.10101],[-97.69859,16.10244],[-97.69939,16.10404],[-97.70046,16.10626],[-97.70184,16.10903],[-97.70277,16.11094],[-97.70441,16.11425],[-97.70557,16.11659],[-97.70666,16.11881],[-97.70851,16.12252],[-97.70918,16.12384],[-97.71085,16.12722],[-97.71168,16.12884],[-97.7125,16.13055],[-97.7134,16.13234],[-97.71423,16.13403],[-97.71508,16.13573],[-97.71582,16.13727],[-97.71666,16.13896],[-97.7183,16.14228],[-97.71968,16.14512],[-97.72176,16.14948],[-97.72303,16.15201],[-97.72442,16.15488],[-97.72512,16.15638],[-97.72945,16.15971],[-97.73268,16.16115],[-97.73552,16.16245],[-97.74058,16.16478],[-97.7437,16.16685],[-97.74794,16.16977],[-97.75257,16.17142],[-97.7544,16.17209],[-97.75549,16.17249],[-97.75692,16.17303],[-97.7567,16.17522],[-97.75654,16.17664],[-97.75633,16.17867],[-97.75622,16.1801],[-97.75604,16.18191],[-97.7558,16.18432],[-97.75559,16.18644],[-97.75518,16.19033],[-97.75485,16.19387],[-97.7546,16.19651],[-97.7553,16.19723],[-97.75758,16.19952],[-97.75814,16.20007],[-97.76053,16.20247],[-97.76199,16.20394],[-97.76453,16.20661],[-97.76662,16.20857],[-97.76979,16.21177],[-97.77335,16.21534],[-97.77451,16.21652],[-97.77599,16.218],[-97.77738,16.21938],[-97.77974,16.22181],[-97.78109,16.22314],[-97.78251,16.22457],[-97.78386,16.22595],[-97.78665,16.22872],[-97.78835,16.23044],[-97.79054,16.23269],[-97.79199,16.23408],[-97.7933,16.23541],[-97.79463,16.23673],[-97.79629,16.23842],[-97.79782,16.23996],[-97.79876,16.2409],[-97.80072,16.24287],[-97.80137,16.24351],[-97.80348,16.24562],[-97.80425,16.24641],[-97.80546,16.24762],[-97.80766,16.24955],[-97.80801,16.24984],[-97.81052,16.25204],[-97.81084,16.25231],[-97.81205,16.25341],[-97.81314,16.25434],[-97.81483,16.25583],[-97.81539,16.25631],[-97.81645,16.25725],[-97.81915,16.25962],[-97.82176,16.2619],[-97.82315,16.26309],[-97.82426,16.26408],[-97.82863,16.26791],[-97.8328,16.2715],[-97.83462,16.27315],[-97.83712,16.27534],[-97.84009,16.2779],[-97.84198,16.27954],[-97.84535,16.28253],[-97.84652,16.28359],[-97.85101,16.28748],[-97.85441,16.29047],[-97.85516,16.29118],[-97.86261,16.29758],[-97.8639,16.29874],[-97.86541,16.30009],[-97.8669,16.30141],[-97.86828,16.30267],[-97.86979,16.30397],[-97.87118,16.30519],[-97.87282,16.30663],[-97.87387,16.30752],[-97.87508,16.30857],[-97.87646,16.30982],[-97.87788,16.31106],[-97.87966,16.31172],[-97.88138,16.31238],[-97.8832,16.31309],[-97.8849,16.31375],[-97.88667,16.3144],[-97.89014,16.31574],[-97.89146,16.31627],[-97.89439,16.3174],[-97.89782,16.31865],[-97.90304,16.32077],[-97.90788,16.32259],[-97.90983,16.32335],[-97.91229,16.32433],[-97.91481,16.3253],[-97.91855,16.32672],[-97.92213,16.32808],[-97.92403,16.32879],[-97.92524,16.32927],[-97.9268,16.3299],[-97.92863,16.33061],[-97.93117,16.33159],[-97.93342,16.33242],[-97.93837,16.33437],[-97.94088,16.33536],[-97.94432,16.33669],[-97.94601,16.33652],[-97.94793,16.33631],[-97.95269,16.33582],[-97.95459,16.33563],[-97.95692,16.3354],[-97.95978,16.33512],[-97.96423,16.33467],[-97.96684,16.33394],[-97.9723,16.33241],[-97.97551,16.3315],[-97.9797,16.33032],[-97.9822,16.32961],[-97.98497,16.32885],[-97.98808,16.32797],[-97.99182,16.32692],[-97.9958,16.32579],[-97.99812,16.32515],[-98.00047,16.32538],[-98.00373,16.32582],[-98.00696,16.32617],[-98.01348,16.32697],[-98.01695,16.32735],[-98.02019,16.32772],[-98.02313,16.32803],[-98.03002,16.32881],[-98.03233,16.32908],[-98.03397,16.32924],[-98.03622,16.32956],[-98.04032,16.33],[-98.04356,16.33036],[-98.04633,16.33067],[-98.05045,16.3311],[-98.05483,16.33158],[-98.05658,16.33258],[-98.05866,16.33378],[-98.05998,16.3346],[-98.05957,16.33674],[-98.05835,16.3392],[-98.05776,16.33905]]}}
Línea 115.0 kV | LineString | 115.0 kV | 1 |  |  | CFE |  |  |  |  | OpenStreetMap | {"type":"Feature","properties":{},"geometry":{"type":"LineString","coordinates":[[-96.46136,16.9778],[-96.46143,16.97783],[-96.46155,16.9774],[-96.45878,16.97652],[-96.45598,16.97563],[-96.4508,16.97402],[-96.44947,16.97363],[-96.44816,16.97111],[-96.44735,16.96957],[-96.44648,16.96793],[-96.44565,16.96633],[-96.44495,16.96499],[-96.44421,16.96355],[-96.44353,16.96225],[-96.44277,16.96077],[-96.44209,16.95949],[-96.44049,16.95642],[-96.43925,16.95407],[-96.43767,16.951],[-96.4361,16.94805],[-96.43555,16.94702],[-96.43396,16.94396],[-96.43273,16.94157],[-96.43113,16.93853],[-96.43022,16.93675],[-96.42949,16.9354],[-96.42803,16.93464],[-96.42644,16.93382],[-96.42243,16.93167],[-96.42064,16.93076],[-96.41927,16.93006],[-96.41803,16.92941],[-96.41639,16.92855],[-96.41359,16.92708],[-96.41251,16.92652],[-96.41115,16.92579],[-96.40947,16.9249],[-96.40793,16.92408],[-96.40567,16.92293],[-96.40437,16.92225],[-96.40258,16.92129],[-96.40218,16.92027],[-96.40181,16.91928],[-96.40157,16.91867],[-96.40113,16.91853],[-96.40103,16.91884]]}}
Línea 115.0 kV | LineString | 115.0 kV | 2 |  |  | CFE |  |  |  |  | OpenStreetMap | {"type":"Feature","properties":{},"geometry":{"type":"LineString","coordinates":[[-96.26664,18.43347],[-96.267,18.43589],[-96.26734,18.4384],[-96.26775,18.44118],[-96.26811,18.44389],[-96.2685,18.44661],[-96.26889,18.44939],[-96.26927,18.45202],[-96.26959,18.45484],[-96.26989,18.45742],[-96.27021,18.45953],[-96.2706,18.46231],[-96.27097,18.46489],[-96.27128,18.46728],[-96.27163,18.46994],[-96.27209,18.47285],[-96.27251,18.47604],[-96.2728,18.47841],[-96.27319,18.48115],[-96.27366,18.48434],[-96.27413,18.48763],[-96.27288,18.48983],[-96.27167,18.49197],[-96.27058,18.49393],[-96.26931,18.49609],[-96.268,18.4984],[-96.26665,18.5009],[-96.26518,18.50343],[-96.26401,18.50555],[-96.2626,18.50803],[-96.26126,18.51039],[-96.25984,18.5128],[-96.25841,18.51524],[-96.25702,18.51769],[-96.25579,18.51996],[-96.25453,18.52215],[-96.25315,18.5246],[-96.25175,18.5271],[-96.25039,18.52944],[-96.24887,18.53218],[-96.24737,18.53479],[-96.24704,18.53712],[-96.24678,18.53965],[-96.24637,18.54229],[-96.24607,18.54491],[-96.24565,18.54771],[-96.24527,18.5504],[-96.24497,18.55295],[-96.24457,18.55566],[-96.24423,18.55836],[-96.24382,18.56115],[-96.24345,18.56387],[-96.24314,18.56646],[-96.24279,18.56899],[-96.24242,18.57183],[-96.24205,18.57455],[-96.24169,18.57706],[-96.24134,18.57987],[-96.24096,18.58259],[-96.24057,18.58554],[-96.24024,18.58785],[-96.23919,18.59016],[-96.23802,18.59272],[-96.23697,18.59504],[-96.23591,18.59741],[-96.235,18.59954],[-96.23397,18.60169],[-96.23293,18.60402],[-96.2319,18.60634],[-96.23083,18.60879],[-96.2297,18.61117],[-96.22869,18.6135],[-96.22811,18.61596],[-96.22752,18.61851],[-96.22693,18.62096],[-96.22632,18.62349],[-96.22564,18.62615],[-96.22505,18.62866],[-96.22449,18.63114],[-96.22382,18.63386],[-96.22317,18.63662],[-96.22237,18.64003],[-96.22162,18.643],[-96.22108,18.64532],[-96.22046,18.64793],[-96.21982,18.65058],[-96.21859,18.65324],[-96.21763,18.65532],[-96.21648,18.6579],[-96.21525,18.66048],[-96.21418,18.66279],[-96.21312,18.66513],[-96.21206,18.66741],[-96.211,18.66969],[-96.2098,18.67229],[-96.20863,18.67483],[-96.20762,18.67702],[-96.20639,18.67961],[-96.20529,18.68202],[-96.20434,18.68419],[-96.20316,18.68667],[-96.20214,18.68894],[-96.20108,18.6913],[-96.19992,18.69373],[-96.19883,18.69609],[-96.19766,18.6986],[-96.19653,18.7012],[-96.19534,18.70369],[-96.19429,18.706],[-96.19323,18.70828],[-96.19202,18.71093],[-96.19091,18.71326],[-96.18974,18.71578],[-96.18864,18.71812],[-96.18741,18.72084],[-96.18633,18.72321],[-96.18521,18.72564],[-96.18402,18.72814],[-96.18296,18.73057],[-96.18181,18.73287],[-96.18046,18.73594],[-96.17927,18.73851],[-96.17806,18.74109],[-96.17718,18.74349],[-96.17637,18.74575],[-96.17564,18.74781],[-96.17477,18.7502],[-96.17402,18.75235],[-96.17307,18.75496],[-96.1722,18.75728],[-96.17131,18.75987],[-96.17028,18.76278],[-96.16944,18.76531],[-96.16917,18.76514]]}}
Línea 115.0 kV | LineString | 115.0 kV | 2 |  |  | CFE |  |  |  |  | OpenStreetMap | {"type":"Feature","properties":{},"geometry":{"type":"LineString","coordinates":[[-96.32942,18.45569],[-96.3284,18.45521],[-96.32539,18.45457],[-96.32263,18.45406],[-96.32097,18.45377],[-96.31882,18.45344],[-96.31656,18.45306],[-96.31418,18.45269],[-96.31248,18.45204],[-96.3107,18.45137],[-96.30775,18.45015],[-96.30571,18.44933],[-96.30333,18.44838],[-96.30131,18.44752],[-96.29908,18.44664],[-96.29707,18.44584],[-96.29471,18.44487],[-96.29259,18.44399],[-96.29065,18.44321],[-96.28841,18.44229],[-96.28619,18.44139],[-96.28407,18.44053],[-96.28188,18.4396],[-96.28014,18.43892],[-96.27765,18.43791],[-96.27563,18.43708],[-96.27353,18.43622],[-96.27128,18.4353],[-96.26867,18.43427],[-96.26674,18.43345],[-96.26664,18.43347]]}}
Línea 115.0 kV | LineString | 115.0 kV | 2 |  |  | CFE |  |  |  |  | OpenStreetMap | {"type":"Feature","properties":{},"geometry":{"type":"LineString","coordinates":[[-96.16903,18.76531],[-96.16927,18.76552],[-96.16832,18.76823],[-96.16749,18.77044],[-96.16637,18.77357],[-96.16536,18.77603],[-96.16448,18.77838],[-96.16349,18.78117],[-96.1624,18.78423],[-96.16128,18.78732],[-96.16015,18.79047],[-96.15916,18.79308],[-96.15799,18.79534],[-96.15667,18.79778],[-96.15538,18.80016],[-96.15419,18.80245],[-96.15246,18.80559],[-96.15096,18.80842],[-96.14946,18.81115],[-96.14797,18.81401],[-96.14654,18.81671],[-96.14498,18.81957],[-96.14341,18.82248],[-96.14181,18.82542],[-96.14082,18.82854],[-96.13987,18.83157],[-96.13887,18.83467],[-96.13783,18.83786],[-96.13679,18.84106],[-96.13582,18.84413],[-96.13482,18.84709],[-96.13384,18.85019],[-96.13282,18.85332],[-96.13184,18.85641],[-96.13089,18.85927],[-96.13002,18.862],[-96.12901,18.86523],[-96.12801,18.86835],[-96.12699,18.87149],[-96.12596,18.87469],[-96.12494,18.87789],[-96.1239,18.88116],[-96.1229,18.88422],[-96.12194,18.88721],[-96.12132,18.88947],[-96.12022,18.89306],[-96.11913,18.89636],[-96.11798,18.89995],[-96.11705,18.90232],[-96.11623,18.90492],[-96.11541,18.90743],[-96.11452,18.91024],[-96.11368,18.91285],[-96.11287,18.91539],[-96.11269,18.91821],[-96.11257,18.92086],[-96.11241,18.92391],[-96.11222,18.92691],[-96.11202,18.93042],[-96.11185,18.93379],[-96.11168,18.93675],[-96.11151,18.93994],[-96.11135,18.94342],[-96.11114,18.9468],[-96.11097,18.94955],[-96.11079,18.95302],[-96.11126,18.95588],[-96.11177,18.95885],[-96.1124,18.96268],[-96.11296,18.96602],[-96.11355,18.9697],[-96.11412,18.97303],[-96.11469,18.97616],[-96.11517,18.97925],[-96.11577,18.98284],[-96.11637,18.98644],[-96.11691,18.9893],[-96.11738,18.99215],[-96.11789,18.99553],[-96.11852,18.99932],[-96.11893,19.00193],[-96.11944,19.00491],[-96.11991,19.00801],[-96.12041,19.01049],[-96.12118,19.01074],[-96.12163,19.01158],[-96.12133,19.01197]]}}
Línea 115.0 kV | LineString | 115.0 kV | 2 |  |  | CFE |  |  |  |  | OpenStreetMap | {"type":"Feature","properties":{},"geometry":{"type":"LineString","coordinates":[[-96.12117,19.01184],[-96.12141,19.01153],[-96.12118,19.01074],[-96.12045,19.01085],[-96.12052,19.01131],[-96.12106,19.01495],[-96.12174,19.01888],[-96.12233,19.02241],[-96.12284,19.02561],[-96.12339,19.02889],[-96.1236,19.03237],[-96.12377,19.036],[-96.12397,19.03934],[-96.12414,19.04263],[-96.12457,19.04503],[-96.12474,19.04827],[-96.12489,19.05195],[-96.12508,19.05504],[-96.12528,19.0583],[-96.12515,19.06084],[-96.12532,19.0641],[-96.12545,19.06681],[-96.12563,19.07023],[-96.1258,19.0735],[-96.1265,19.0743],[-96.12767,19.07568],[-96.12951,19.07786],[-96.13151,19.08021],[-96.13333,19.08231]]}}
Línea 115.0 kV | LineString | 115.0 kV | 1 |  |  | CFE |  |  |  |  | OpenStreetMap | {"type":"Feature","properties":{},"geometry":{"type":"LineString","coordinates":[[-109.01789,25.76153],[-109.01807,25.76173]]}}
Línea 115.0 kV | LineString | 115.0 kV | 2 |  |  | CFE |  |  |  |  | OpenStreetMap | {"type":"Feature","properties":{},"geometry":{"type":"LineString","coordinates":[[-109.018,25.76127],[-109.01789,25.76153]]}}
Línea 115.0 kV | LineString | 115.0 kV | 1 |  |  | CFE |  |  |  |  | OpenStreetMap | {"type":"Feature","properties":{},"geometry":{"type":"LineString","coordinates":[[-111.47322,28.56821],[-111.4732,28.56782],[-111.47374,28.56759],[-111.47373,28.56586],[-111.47371,28.56413],[-111.47376,28.56239],[-111.47373,28.56066],[-111.47374,28.55891],[-111.47374,28.55718],[-111.47373,28.55543],[-111.47373,28.55361],[-111.47373,28.55181],[-111.47371,28.55002],[-111.47372,28.54823],[-111.47372,28.54647],[-111.47372,28.54465],[-111.47371,28.54287],[-111.47371,28.54107],[-111.47371,28.53926],[-111.47371,28.53746],[-111.47371,28.53566],[-111.4737,28.5339],[-111.4737,28.53209],[-111.4737,28.5303],[-111.47369,28.52851],[-111.4737,28.5267],[-111.47369,28.52491],[-111.4737,28.52312],[-111.4737,28.52132],[-111.47369,28.51955],[-111.47559,28.51802],[-111.47808,28.51851],[-111.47824,28.51787],[-111.47832,28.5161],[-111.4784,28.51433],[-111.47849,28.51256],[-111.47857,28.51079],[-111.47864,28.50905],[-111.47873,28.50725],[-111.47881,28.5055],[-111.4789,28.50374],[-111.47898,28.50198],[-111.47906,28.5002],[-111.47954,28.49862],[-111.48,28.49704],[-111.48048,28.49546],[-111.48095,28.49388],[-111.48135,28.49216],[-111.48176,28.49045],[-111.48217,28.48872],[-111.48257,28.48701],[-111.48297,28.48529],[-111.48337,28.48357],[-111.48378,28.48186],[-111.48418,28.48015],[-111.48499,28.47672],[-111.48539,28.47498],[-111.48581,28.47328],[-111.48783,28.47274],[-111.48988,28.47223],[-111.49193,28.4717],[-111.49398,28.47119],[-111.49601,28.47066],[-111.49805,28.47014],[-111.49806,28.46842],[-111.49807,28.46671],[-111.49807,28.46499],[-111.49808,28.46328],[-111.49809,28.46158],[-111.49809,28.45986],[-111.4981,28.45816],[-111.49811,28.45644],[-111.49811,28.45472],[-111.49812,28.45302],[-111.49813,28.45129],[-111.49814,28.44959],[-111.49815,28.44788],[-111.49815,28.44616],[-111.49816,28.44446],[-111.49816,28.44273],[-111.49817,28.44104],[-111.49818,28.43932],[-111.49818,28.43754],[-111.49819,28.43578],[-111.4982,28.43401],[-111.49818,28.43221],[-111.49883,28.43182],[-111.50078,28.43235],[-111.50272,28.4329],[-111.50465,28.43343],[-111.50661,28.43397],[-111.50854,28.4345],[-111.51047,28.43502],[-111.51241,28.43554],[-111.51435,28.4361],[-111.51629,28.43663],[-111.51822,28.43715],[-111.52016,28.43768],[-111.52209,28.43819],[-111.52403,28.43876],[-111.52596,28.43928],[-111.52795,28.43982],[-111.52989,28.44035],[-111.53179,28.44088],[-111.53377,28.44141],[-111.53557,28.4419],[-111.53735,28.44241],[-111.53912,28.4429],[-111.54092,28.4434],[-111.5427,28.44389],[-111.5445,28.44442],[-111.54628,28.44487],[-111.54807,28.44537],[-111.54985,28.44588],[-111.5516,28.44591],[-111.55337,28.44588],[-111.5551,28.44586],[-111.5551,28.44415],[-111.55508,28.44244],[-111.55507,28.44074],[-111.55507,28.43904],[-111.55507,28.43733],[-111.55507,28.43565],[-111.55508,28.43394],[-111.55514,28.4327],[-111.55523,28.43146],[-111.55523,28.43116]]}}
Línea 115.0 kV | LineString | 115.0 kV | 1 |  |  | CFE |  |  |  |  | OpenStreetMap | {"type":"Feature","properties":{},"geometry":{"type":"LineString","coordinates":[[-104.92343,21.51292],[-104.9238,21.51274],[-104.92395,21.51327],[-104.92416,21.51433],[-104.9244,21.51538],[-104.92458,21.51623],[-104.92479,21.51717],[-104.92495,21.51795],[-104.92513,21.51875],[-104.92547,21.52036],[-104.92564,21.52122],[-104.92594,21.52232],[-104.92662,21.52453],[-104.92721,21.52647],[-104.9279,21.52886],[-104.92798,21.53319],[-104.92808,21.53771],[-104.92818,21.54108],[-104.92823,21.54433],[-104.92828,21.54602],[-104.92842,21.55072],[-104.92847,21.55496],[-104.92854,21.55659],[-104.92869,21.5645],[-104.92881,21.56809],[-104.93376,21.5727],[-104.93483,21.57369],[-104.9361,21.57732],[-104.937,21.57948],[-104.93756,21.58054],[-104.93778,21.58122]]}}
Línea 115.0 kV | LineString | 115.0 kV | 1 |  |  | CFE |  |  |  |  | OpenStreetMap | {"type":"Feature","properties":{},"geometry":{"type":"LineString","coordinates":[[-102.90676,23.22477],[-102.90644,23.22491],[-102.90552,23.22548],[-102.90645,23.22681],[-102.90742,23.22822],[-102.90815,23.22928],[-102.90899,23.23049],[-102.9099,23.23179],[-102.91086,23.23319],[-102.91185,23.23459],[-102.91284,23.23603],[-102.91388,23.23754],[-102.91485,23.23892],[-102.91583,23.24035],[-102.91686,23.24184],[-102.9179,23.24334],[-102.91887,23.24474],[-102.91989,23.24621],[-102.92099,23.2478],[-102.92178,23.24895],[-102.92279,23.2504],[-102.92382,23.25187],[-102.92481,23.25332],[-102.92709,23.25661],[-102.9282,23.2582],[-102.9292,23.25964],[-102.93037,23.26133],[-102.9312,23.26252],[-102.93235,23.26418],[-102.93351,23.26585],[-102.93436,23.26708],[-102.93511,23.26816],[-102.93611,23.26961],[-102.93711,23.27105],[-102.93818,23.27258],[-102.93896,23.27371],[-102.94005,23.27529],[-102.94111,23.27682],[-102.94215,23.27831],[-102.94316,23.27977],[-102.94421,23.28128],[-102.94532,23.28288],[-102.94641,23.28445],[-102.94747,23.28598],[-102.94871,23.28733],[-102.95001,23.28875],[-102.95048,23.29032],[-102.9514,23.29165],[-102.95234,23.29301],[-102.95314,23.29416],[-102.95408,23.29551],[-102.95499,23.29682],[-102.95586,23.29807],[-102.9563,23.29981],[-102.95674,23.30155],[-102.95705,23.30286],[-102.95746,23.30444],[-102.95782,23.30588],[-102.95821,23.30745],[-102.95933,23.30743],[-102.95934,23.30907],[-102.95935,23.31071],[-102.95935,23.31235],[-102.95936,23.31407],[-102.95935,23.31545],[-102.95936,23.31699],[-102.95937,23.31846],[-102.95938,23.32185],[-102.95938,23.3238],[-102.95939,23.3256],[-102.95937,23.3273],[-102.95939,23.3306],[-102.9594,23.33222],[-102.95941,23.33397],[-102.95941,23.3357],[-102.95941,23.33733],[-102.95941,23.33921],[-102.95941,23.3408],[-102.95941,23.34245],[-102.95943,23.34416],[-102.95943,23.34563],[-102.95943,23.34734],[-102.95944,23.34903],[-102.95945,23.35066],[-102.95944,23.35226],[-102.95945,23.354],[-102.95946,23.35563],[-102.95946,23.35735],[-102.95946,23.35902],[-102.95946,23.36074],[-102.95946,23.36243],[-102.95948,23.36407],[-102.9595,23.3659],[-102.95939,23.36809],[-102.95947,23.37039],[-102.95949,23.37211],[-102.9595,23.37385],[-102.9595,23.37558],[-102.95951,23.37728],[-102.95952,23.37901],[-102.95953,23.38081],[-102.95954,23.3824],[-102.95953,23.38371],[-102.95953,23.38565],[-102.95953,23.38741],[-102.95956,23.38909],[-102.95956,23.39074],[-102.95956,23.39236],[-102.95958,23.39413],[-102.95956,23.39579],[-102.95955,23.39745],[-102.95957,23.39914],[-102.95957,23.40081],[-102.95957,23.40246],[-102.95959,23.40415],[-102.9596,23.40592],[-102.95959,23.40755],[-102.95962,23.40932],[-102.95961,23.41274],[-102.95964,23.41605],[-102.95967,23.42788],[-102.95969,23.43286],[-102.95831,23.43286],[-102.95802,23.43411],[-102.95764,23.43566],[-102.95718,23.43743],[-102.95682,23.43887],[-102.95608,23.44184],[-102.95563,23.44356],[-102.95484,23.44662],[-102.95447,23.44814],[-102.95401,23.4499],[-102.95364,23.45151],[-102.95327,23.45288],[-102.95303,23.45391],[-102.95295,23.45429],[-102.9529,23.45451]]}}
Línea 115.0 kV | LineString | 115.0 kV | 1 |  |  | Comisión Federal de Electricidad |  |  |  |  | OpenStreetMap | {"type":"Feature","properties":{},"geometry":{"type":"LineString","coordinates":[[-102.91608,23.23275],[-102.91544,23.23271],[-102.91438,23.23333],[-102.91326,23.23399],[-102.91841,23.24129],[-102.9194,23.24275],[-102.92041,23.24419],[-102.92142,23.24566],[-102.92432,23.24994],[-102.92728,23.25424],[-102.93026,23.25859],[-102.93916,23.27172],[-102.94123,23.2745],[-102.95114,23.28884],[-102.95214,23.29029],[-102.95315,23.29173],[-102.95414,23.29317],[-102.95521,23.29471],[-102.95852,23.29952],[-102.95851,23.30126],[-102.95853,23.30294],[-102.95855,23.30467],[-102.95856,23.30639],[-102.95852,23.30811],[-102.95851,23.30984],[-102.95852,23.31151],[-102.95852,23.31323],[-102.95853,23.31495],[-102.95852,23.31666],[-102.9585,23.31839],[-102.95851,23.32008],[-102.95851,23.32179],[-102.95854,23.32352],[-102.95851,23.32522],[-102.95852,23.32694],[-102.95853,23.32867],[-102.95854,23.3302],[-102.95854,23.33192],[-102.95856,23.33366],[-102.95855,23.33535],[-102.95855,23.33706],[-102.95857,23.33879],[-102.95854,23.3405],[-102.95855,23.34222],[-102.95856,23.34394],[-102.95856,23.34555],[-102.9586,23.34728],[-102.95857,23.34895],[-102.95859,23.35065],[-102.95858,23.35244],[-102.95857,23.35421],[-102.9586,23.35595],[-102.9586,23.35775],[-102.9586,23.35945],[-102.95859,23.36116],[-102.95858,23.36287],[-102.95859,23.36471],[-102.95863,23.37029],[-102.95863,23.37372],[-102.95861,23.37893],[-102.95862,23.3841],[-102.95862,23.38581],[-102.95862,23.38751],[-102.95862,23.38919],[-102.95865,23.39091],[-102.95865,23.39264],[-102.95865,23.39435],[-102.95866,23.39607],[-102.95864,23.39777],[-102.95865,23.39956],[-102.95866,23.40132],[-102.95863,23.40304],[-102.95865,23.40477],[-102.95865,23.40647],[-102.95863,23.40818],[-102.95866,23.41],[-102.95869,23.41345],[-102.95866,23.41514],[-102.95869,23.42707],[-102.95871,23.42891],[-102.95872,23.43051],[-102.95873,23.43224],[-102.95872,23.43394],[-102.95871,23.43566],[-102.95874,23.43737],[-102.9587,23.43908],[-102.95871,23.44083],[-102.95871,23.44257],[-102.95872,23.44425],[-102.95874,23.44942],[-102.95877,23.45115],[-102.95874,23.45494],[-102.95873,23.45504],[-102.95876,23.4563],[-102.95874,23.46122]]}}
Línea 115.0 kV | LineString | 115.0 kV | 1 |  |  | CFE |  |  |  |  | OpenStreetMap | {"type":"Feature","properties":{},"geometry":{"type":"LineString","coordinates":[[-102.87397,23.1477],[-102.87416,23.14754],[-102.87321,23.14652],[-102.87117,23.14434],[-102.87075,23.14377],[-102.87037,23.14331],[-102.87007,23.14335],[-102.86956,23.14338],[-102.86806,23.14343],[-102.86647,23.14358],[-102.86534,23.14361],[-102.86365,23.14366],[-102.86124,23.1438],[-102.85795,23.14545],[-102.85556,23.14811],[-102.85379,23.14921],[-102.85215,23.15022],[-102.85207,23.1524],[-102.852,23.15487],[-102.85188,23.15763],[-102.85169,23.15837],[-102.85093,23.15871]]}}
Línea 115.0 kV | LineString | 115.0 kV | 2 |  |  | CFE |  |  |  |  | OpenStreetMap | {"type":"Feature","properties":{},"geometry":{"type":"LineString","coordinates":[[-102.90683,23.22487],[-102.90663,23.22496],[-102.90686,23.22525],[-102.90733,23.22492],[-102.90809,23.22444],[-102.91015,23.22322],[-102.91215,23.22306],[-102.91342,23.22473],[-102.91365,23.22575]]}}
Línea 115.0 kV | LineString | 115.0 kV | 1 |  |  | CFE |  |  |  |  | OpenStreetMap | {"type":"Feature","properties":{},"geometry":{"type":"LineString","coordinates":[[-102.92987,23.17423],[-102.93083,23.17192],[-102.92902,23.16887],[-102.92746,23.16615],[-102.92587,23.16344],[-102.92424,23.16061],[-102.92281,23.15814],[-102.92098,23.15724],[-102.91779,23.15807],[-102.91424,23.159],[-102.91057,23.15997],[-102.90706,23.16089],[-102.9036,23.15957],[-102.89988,23.15813],[-102.89632,23.15678],[-102.89284,23.15547],[-102.8899,23.15434],[-102.88701,23.15324],[-102.88592,23.15283],[-102.88385,23.15204],[-102.88037,23.15069],[-102.8775,23.14961],[-102.87527,23.14878],[-102.87431,23.14771],[-102.87408,23.14785]]}}
Línea 115.0 kV | LineString | 115.0 kV | 4 |  |  | CFE |  |  |  |  | OpenStreetMap | {"type":"Feature","properties":{},"geometry":{"type":"LineString","coordinates":[[-102.9141,23.22875],[-102.91365,23.22575]]}}
Línea 115.0 kV | LineString | 115.0 kV | 2 |  |  | Comisión Federal de Electricidad |  |  |  |  | OpenStreetMap | {"type":"Feature","properties":{},"geometry":{"type":"LineString","coordinates":[[-102.9161,23.23262],[-102.9155,23.23254],[-102.91444,23.23177],[-102.9141,23.22875]]}}
Línea 115.0 kV | LineString | 115.0 kV | 2 |  |  | Comisión Federal de Electricidad |  |  |  |  | OpenStreetMap | {"type":"Feature","properties":{},"geometry":{"type":"LineString","coordinates":[[-102.91613,23.23243],[-102.91553,23.23232],[-102.91459,23.23167],[-102.9141,23.22875]]}}
Línea 115.0 kV | LineString | 115.0 kV | 2 |  |  | CFE |  |  |  |  | OpenStreetMap | {"type":"Feature","properties":{},"geometry":{"type":"LineString","coordinates":[[-112.94437,31.04077],[-112.94346,31.04045],[-112.9419,31.03992],[-112.93905,31.04175],[-112.93627,31.04356],[-112.93488,31.04447],[-112.93449,31.04471]]}}
Línea 115.0 kV | LineString | 115.0 kV | 1 |  |  | CFE |  |  |  |  | OpenStreetMap | {"type":"Feature","properties":{},"geometry":{"type":"LineString","coordinates":[[-106.45854,30.17985],[-106.45913,30.17992],[-106.46082,30.17957],[-106.46289,30.17917],[-106.46497,30.17877],[-106.46704,30.17835],[-106.46912,30.17794],[-106.4712,30.17754],[-106.47328,30.17711],[-106.47535,30.17672],[-106.47743,30.1763],[-106.47951,30.17589],[-106.48159,30.17546],[-106.48365,30.17504],[-106.48587,30.17477],[-106.48809,30.17451],[-106.4903,30.1742],[-106.49225,30.17398],[-106.49445,30.17367],[-106.49661,30.17338],[-106.49876,30.1731],[-106.50103,30.17283],[-106.50334,30.17252],[-106.50556,30.17224],[-106.50776,30.17195],[-106.50992,30.1717],[-106.51219,30.17139],[-106.51424,30.17114],[-106.51651,30.17083],[-106.51879,30.17052],[-106.52107,30.17018],[-106.52337,30.16991],[-106.52553,30.16963],[-106.52768,30.16935],[-106.52974,30.16909],[-106.53206,30.16879],[-106.53417,30.16851],[-106.53622,30.16824],[-106.53817,30.16798],[-106.54046,30.16771],[-106.5428,30.1674],[-106.54502,30.16711],[-106.54706,30.16684],[-106.54913,30.16657],[-106.55128,30.16628],[-106.55348,30.166],[-106.5557,30.16572],[-106.55786,30.16545],[-106.55991,30.16518],[-106.56209,30.16489],[-106.56423,30.16461],[-106.56639,30.16433],[-106.56855,30.16406],[-106.57051,30.16381],[-106.57276,30.16351],[-106.57481,30.16324],[-106.5771,30.16294],[-106.57909,30.16268],[-106.58119,30.16241],[-106.58326,30.16214],[-106.58576,30.16182],[-106.58783,30.16155],[-106.59392,30.16076],[-106.59591,30.1605],[-106.59807,30.16022],[-106.6005,30.15991],[-106.60323,30.15955],[-106.60601,30.15919],[-106.60847,30.15887],[-106.61119,30.15852],[-106.61529,30.15799],[-106.61872,30.15755],[-106.62107,30.15724],[-106.6238,30.15689],[-106.62782,30.15637],[-106.63063,30.156],[-106.63351,30.15563],[-106.63664,30.15522],[-106.63984,30.15481],[-106.64158,30.15458],[-106.64449,30.1542],[-106.64686,30.1539],[-106.64875,30.15365],[-106.65153,30.15329],[-106.65427,30.15293],[-106.65753,30.1525],[-106.66064,30.15209],[-106.66284,30.1518],[-106.66505,30.15151],[-106.66684,30.15127],[-106.66832,30.15107],[-106.67243,30.15055],[-106.67581,30.15011],[-106.67833,30.14979],[-106.68116,30.14942],[-106.68357,30.14911],[-106.68583,30.14883],[-106.68845,30.14849],[-106.6905,30.14823],[-106.69259,30.14835],[-106.69562,30.14851],[-106.69904,30.1487],[-106.70079,30.1488],[-106.70317,30.14894],[-106.70695,30.14917],[-106.70903,30.14929],[-106.71137,30.14942],[-106.71332,30.14954],[-106.71577,30.14968],[-106.71858,30.14984],[-106.72142,30.15],[-106.72608,30.15027],[-106.72862,30.15041],[-106.73108,30.15055],[-106.73354,30.15069],[-106.73553,30.15082],[-106.73804,30.15099],[-106.74005,30.15112],[-106.74431,30.1514],[-106.74783,30.15161],[-106.75106,30.1518],[-106.7537,30.15195],[-106.75578,30.15207],[-106.75781,30.15219],[-106.75977,30.15231],[-106.76407,30.15256],[-106.76771,30.15206],[-106.77021,30.15172],[-106.7726,30.15139],[-106.77733,30.15074],[-106.78163,30.15015],[-106.78592,30.14957],[-106.78802,30.14928],[-106.79011,30.14899],[-106.79232,30.14869],[-106.79453,30.14839],[-106.79669,30.14809],[-106.79886,30.14779],[-106.80091,30.14751],[-106.80297,30.14723],[-106.80509,30.14694],[-106.80778,30.14658],[-106.81008,30.14626],[-106.81213,30.14598],[-106.81443,30.14567],[-106.81618,30.14544],[-106.81828,30.14514],[-106.82033,30.14485],[-106.82247,30.14454],[-106.8248,30.14424],[-106.82699,30.14395],[-106.82909,30.14364],[-106.83141,30.14333],[-106.83367,30.14304],[-106.83588,30.14274],[-106.83793,30.14245],[-106.84007,30.14215],[-106.84222,30.14185],[-106.84479,30.1415],[-106.84751,30.14112],[-106.84976,30.14082],[-106.85191,30.14052],[-106.85417,30.14021],[-106.85632,30.13992],[-106.8589,30.13955],[-106.86174,30.13915],[-106.86426,30.13882],[-106.86648,30.13853],[-106.86909,30.13818],[-106.87172,30.13781],[-106.87396,30.13749],[-106.87619,30.1372],[-106.87848,30.13688],[-106.87887,30.137]]}}
Línea 115.0 kV | LineString | 115.0 kV | 1 |  |  | CFE |  |  |  |  | OpenStreetMap | {"type":"Feature","properties":{},"geometry":{"type":"LineString","coordinates":[[-106.45854,30.17985],[-106.45925,30.1802],[-106.4609,30.17987],[-106.46297,30.17947],[-106.46505,30.17906],[-106.46712,30.17863],[-106.4692,30.17823],[-106.47127,30.17781],[-106.47334,30.17741],[-106.47543,30.177],[-106.4775,30.17659],[-106.47958,30.17618],[-106.48166,30.17577],[-106.48374,30.17534],[-106.48592,30.17506],[-106.48813,30.1748],[-106.49034,30.17451],[-106.49229,30.17425],[-106.49451,30.17397],[-106.49666,30.17369],[-106.49882,30.17342],[-106.50111,30.17313],[-106.50338,30.17283],[-106.5056,30.17254],[-106.50781,30.17226],[-106.50998,30.17198],[-106.51223,30.17169],[-106.51429,30.17144],[-106.51656,30.17113],[-106.51884,30.17082],[-106.52113,30.1705],[-106.52341,30.17021],[-106.52557,30.16994],[-106.52772,30.16966],[-106.52979,30.16939],[-106.5321,30.16909],[-106.53421,30.16882],[-106.53623,30.16855],[-106.53822,30.1683],[-106.5405,30.16801],[-106.54285,30.16771],[-106.54508,30.16741],[-106.54711,30.16715],[-106.54916,30.16688],[-106.55134,30.16659],[-106.55354,30.16631],[-106.55576,30.16602],[-106.55791,30.16575],[-106.55997,30.16548],[-106.56214,30.1652],[-106.56429,30.16493],[-106.56644,30.16464],[-106.5686,30.16434],[-106.57056,30.16411],[-106.57282,30.16384],[-106.57488,30.16359],[-106.57714,30.16328],[-106.57915,30.16301],[-106.58125,30.16274],[-106.58332,30.16247],[-106.58582,30.16215],[-106.58791,30.16188],[-106.59397,30.16109],[-106.59597,30.16083],[-106.59814,30.16055],[-106.60055,30.16024],[-106.60328,30.15988],[-106.60607,30.15952],[-106.60798,30.15927],[-106.60951,30.15907],[-106.61125,30.15885],[-106.61294,30.15863],[-106.61534,30.15832],[-106.61854,30.1579],[-106.62007,30.1577],[-106.62141,30.15753],[-106.62354,30.15725],[-106.6251,30.15705],[-106.62767,30.15671],[-106.63007,30.1564],[-106.63122,30.15625],[-106.63372,30.15593],[-106.6367,30.15553],[-106.63757,30.15541],[-106.63989,30.15511],[-106.64211,30.15483],[-106.6443,30.15454],[-106.64706,30.15419],[-106.64881,30.15397],[-106.65087,30.15371],[-106.6532,30.15342],[-106.65456,30.15324],[-106.65742,30.15286],[-106.66121,30.15235],[-106.6633,30.15207],[-106.66495,30.15184],[-106.66654,30.15163],[-106.66797,30.15144],[-106.67215,30.1509],[-106.67375,30.15069],[-106.67637,30.15036],[-106.67834,30.1501],[-106.68018,30.14987],[-106.68212,30.14962],[-106.68391,30.14939],[-106.6862,30.14909],[-106.68874,30.14876],[-106.69049,30.14853],[-106.69246,30.14866],[-106.69495,30.14878],[-106.69623,30.14885],[-106.69908,30.14901],[-106.70085,30.1491],[-106.70308,30.14923],[-106.70623,30.14943],[-106.70772,30.14953],[-106.71032,30.14967],[-106.71168,30.14975],[-106.71354,30.14986],[-106.71571,30.15],[-106.71966,30.15022],[-106.7244,30.1505],[-106.72878,30.15075],[-106.73101,30.15088],[-106.73315,30.15101],[-106.73681,30.15123],[-106.73969,30.15141],[-106.74171,30.15154],[-106.74339,30.15165],[-106.74597,30.15181],[-106.74847,30.15196],[-106.75048,30.15209],[-106.75514,30.15236],[-106.75836,30.15255],[-106.76014,30.15266],[-106.76406,30.15289],[-106.76777,30.15238],[-106.7719,30.15182],[-106.77353,30.15159],[-106.77778,30.15101],[-106.77939,30.15079],[-106.78167,30.15048],[-106.78391,30.15017],[-106.78598,30.14989],[-106.7881,30.1496],[-106.79023,30.1493],[-106.79254,30.14899],[-106.79457,30.14871],[-106.79675,30.14841],[-106.79889,30.14812],[-106.80096,30.14783],[-106.80302,30.14755],[-106.80464,30.14733],[-106.80692,30.14701],[-106.81013,30.14657],[-106.81219,30.14628],[-106.81449,30.14598],[-106.81834,30.14546],[-106.82038,30.14518],[-106.82254,30.14487],[-106.82492,30.14457],[-106.82704,30.14426],[-106.82909,30.14397],[-106.83146,30.14365],[-106.83373,30.14334],[-106.83799,30.14277],[-106.84013,30.14246],[-106.84189,30.14222],[-106.84367,30.14197],[-106.84553,30.14172],[-106.84757,30.14143],[-106.84982,30.14112],[-106.85197,30.14084],[-106.85421,30.14052],[-106.85637,30.14024],[-106.85809,30.13999],[-106.86005,30.13973],[-106.86211,30.13944],[-106.86432,30.13915],[-106.86654,30.13885],[-106.86819,30.1386],[-106.86993,30.13837],[-106.87177,30.13811],[-106.87402,30.1378],[-106.87624,30.1375],[-106.87823,30.13723],[-106.8786,30.137],[-106.87884,30.13709]]}}
Línea 115.0 kV | LineString | 115.0 kV | 2 |  |  | CFE |  |  |  |  | OpenStreetMap | {"type":"Feature","properties":{},"geometry":{"type":"LineString","coordinates":[[-115.74643,31.35828],[-115.74669,31.35834],[-115.74667,31.35866]]}}
Línea 115.0 kV | LineString | 115.0 kV | 1 |  |  | CFE |  |  |  |  | OpenStreetMap | {"type":"Feature","properties":{},"geometry":{"type":"LineString","coordinates":[[-115.30574,31.24642],[-115.30559,31.24661],[-115.30544,31.2467],[-115.30308,31.2482],[-115.30077,31.24968],[-115.29837,31.25123],[-115.2962,31.2526],[-115.29325,31.25449],[-115.29107,31.2559],[-115.2888,31.25735],[-115.28653,31.2588],[-115.28433,31.26021],[-115.28214,31.2616],[-115.27993,31.26299],[-115.27785,31.26436],[-115.27575,31.26571],[-115.27357,31.26709],[-115.27135,31.26851],[-115.26918,31.2699],[-115.26699,31.27129],[-115.26488,31.27263],[-115.26278,31.27398],[-115.2605,31.27544],[-115.25837,31.27679],[-115.25609,31.27825],[-115.25402,31.27958],[-115.25184,31.28098],[-115.24981,31.28227],[-115.2476,31.28367],[-115.2455,31.28503],[-115.24522,31.28521],[-115.24337,31.28638],[-115.24119,31.28777],[-115.23923,31.28903],[-115.23708,31.2904],[-115.23505,31.2917],[-115.23287,31.29309],[-115.23085,31.29438],[-115.22906,31.29553],[-115.22712,31.29677],[-115.2251,31.29806],[-115.22306,31.29936],[-115.22101,31.30071],[-115.22027,31.30273],[-115.21953,31.30488],[-115.21884,31.30688],[-115.21831,31.30844],[-115.21771,31.31015],[-115.21713,31.31182],[-115.21647,31.31371],[-115.21566,31.31606],[-115.21485,31.31843],[-115.21412,31.32049],[-115.21355,31.32214],[-115.21285,31.32418],[-115.21172,31.32575],[-115.21065,31.32723],[-115.20954,31.32874],[-115.20865,31.32996],[-115.20728,31.33183],[-115.20604,31.33357],[-115.20469,31.33543],[-115.20354,31.33702],[-115.20209,31.339],[-115.20071,31.3409],[-115.19923,31.34295],[-115.19788,31.34481],[-115.19654,31.34665],[-115.19515,31.34858],[-115.19383,31.3504],[-115.19192,31.35305],[-115.19065,31.35476],[-115.18963,31.35618],[-115.18799,31.35844],[-115.18675,31.36014],[-115.1855,31.36186],[-115.18379,31.36422],[-115.1826,31.36587],[-115.18115,31.36786],[-115.18006,31.36936],[-115.1787,31.37124],[-115.17744,31.37297],[-115.17618,31.37469],[-115.1748,31.37662],[-115.17353,31.37837],[-115.17252,31.37974],[-115.17172,31.38085],[-115.16917,31.38123],[-115.16649,31.38161],[-115.1639,31.38197],[-115.16164,31.38232],[-115.15968,31.38397],[-115.15784,31.38556],[-115.15596,31.38714],[-115.15411,31.38872],[-115.15231,31.39025],[-115.15044,31.39185],[-115.14842,31.39356],[-115.14653,31.39519],[-115.1451,31.39639],[-115.14179,31.39648],[-115.13927,31.39655],[-115.13674,31.39663],[-115.13332,31.39674],[-115.13043,31.39682],[-115.12747,31.39793],[-115.12486,31.39891],[-115.12246,31.39981],[-115.11994,31.40075],[-115.11801,31.40147],[-115.11524,31.40251],[-115.11273,31.40342],[-115.11013,31.40439],[-115.10767,31.40532],[-115.10502,31.40632],[-115.10243,31.40729],[-115.09983,31.40805],[-115.09753,31.40869],[-115.09489,31.40944],[-115.09225,31.4102],[-115.08994,31.41087],[-115.08725,31.41164],[-115.08466,31.41237],[-115.08185,31.41318],[-115.07946,31.41386],[-115.07674,31.41462],[-115.07628,31.4169],[-115.07584,31.41921],[-115.0754,31.42144],[-115.07494,31.42367],[-115.0745,31.42598],[-115.07405,31.42829],[-115.07358,31.4306],[-115.07314,31.43287],[-115.07269,31.43514],[-115.07224,31.43748],[-115.07179,31.43972],[-115.07133,31.442],[-115.07089,31.44422],[-115.07045,31.44652],[-115.06999,31.44882],[-115.06955,31.45106],[-115.06913,31.4532],[-115.06871,31.45538],[-115.06886,31.45766],[-115.06899,31.45992],[-115.06916,31.46254],[-115.06932,31.46492],[-115.06947,31.46721],[-115.06962,31.46937],[-115.06978,31.47152],[-115.06991,31.47391],[-115.07008,31.47631],[-115.07021,31.47815],[-115.07033,31.47981],[-115.07044,31.48171],[-115.07055,31.48357],[-115.07073,31.48593],[-115.07088,31.48828],[-115.07104,31.49061],[-115.07115,31.49253],[-115.07132,31.49478],[-115.07146,31.49685],[-115.07159,31.49892],[-115.07173,31.50099],[-115.07187,31.50316],[-115.07199,31.50495],[-115.07212,31.50693],[-115.07224,31.50875],[-115.07239,31.5109],[-115.07254,31.51318],[-115.07269,31.51547],[-115.07283,31.51756],[-115.07298,31.51964],[-115.0731,31.52154],[-115.07322,31.52335],[-115.07328,31.52425],[-115.07336,31.52551],[-115.07344,31.52659],[-115.07359,31.52875],[-115.0737,31.53053],[-115.07385,31.5327],[-115.07397,31.53445],[-115.07411,31.53653],[-115.07426,31.5389],[-115.07441,31.54112],[-115.07457,31.54348],[-115.0747,31.54528],[-115.0748,31.54709],[-115.07495,31.54898],[-115.07509,31.55121],[-115.07523,31.55338],[-115.07538,31.55556],[-115.07555,31.55798],[-115.07565,31.55975],[-115.07579,31.56169],[-115.07566,31.56377],[-115.07554,31.56574],[-115.07542,31.56771],[-115.07527,31.57004],[-115.0751,31.57259],[-115.07495,31.57489],[-115.07483,31.57692],[-115.07471,31.57899],[-115.07456,31.58117],[-115.07444,31.58317],[-115.07431,31.58547],[-115.07741,31.58546],[-115.08004,31.58544],[-115.08283,31.58542],[-115.08551,31.58539],[-115.08806,31.58536],[-115.09089,31.58534],[-115.09325,31.58533],[-115.09659,31.58529],[-115.09922,31.58527],[-115.10186,31.58523],[-115.10436,31.58522],[-115.10464,31.58522],[-115.10706,31.58519],[-115.10953,31.58518],[-115.11204,31.58514],[-115.11449,31.58513],[-115.11691,31.58511],[-115.122,31.58512],[-115.12221,31.58637]]}}
Línea 115.0 kV | LineString | 115.0 kV | 1 |  |  | CFE |  |  |  |  | OpenStreetMap | {"type":"Feature","properties":{},"geometry":{"type":"LineString","coordinates":[[-114.84786,31.02772],[-114.84764,31.02819],[-114.84803,31.0283],[-114.84829,31.02768],[-114.84847,31.02725],[-114.84914,31.02747],[-114.84917,31.0273],[-114.84916,31.02681],[-114.84916,31.02609],[-114.84915,31.02587],[-114.84903,31.02573],[-114.84848,31.02537],[-114.8485,31.02431],[-114.84851,31.02323],[-114.8485,31.02216],[-114.84902,31.02216],[-114.84986,31.02216],[-114.85111,31.02216],[-114.85234,31.02217],[-114.85358,31.02218],[-114.85479,31.02218],[-114.85564,31.02176],[-114.85613,31.02158],[-114.85939,31.02248],[-114.86269,31.02339],[-114.86601,31.0243],[-114.86974,31.0253],[-114.87324,31.02628],[-114.8771,31.02737],[-114.88092,31.02844],[-114.8845,31.0294],[-114.88809,31.03037],[-114.89173,31.0314],[-114.89455,31.03314],[-114.89731,31.03481],[-114.90012,31.03648],[-114.90316,31.0383],[-114.9064,31.0402],[-114.90959,31.04215],[-114.91268,31.04404],[-114.91579,31.04591],[-114.91907,31.04791],[-114.92216,31.04975],[-114.92538,31.05172],[-114.92855,31.05364],[-114.93162,31.05548],[-114.9348,31.05743],[-114.93786,31.05928],[-114.94116,31.0613],[-114.94421,31.06311],[-114.94731,31.06502],[-114.95049,31.06692],[-114.95365,31.06882],[-114.95691,31.07082],[-114.96007,31.07275],[-114.96308,31.07455],[-114.96618,31.0764],[-114.96934,31.07834],[-114.97244,31.08021],[-114.97551,31.08209],[-114.97889,31.08414],[-114.98192,31.08597],[-114.98516,31.08792],[-114.98841,31.08986],[-114.99163,31.0918],[-114.99477,31.09371],[-114.99788,31.09561],[-115.00097,31.09745],[-115.0042,31.09939],[-115.00729,31.10129],[-115.01033,31.10311],[-115.01348,31.10503],[-115.01676,31.10701],[-115.01992,31.10893],[-115.02306,31.11083],[-115.02619,31.11271],[-115.02924,31.11456],[-115.03256,31.11655],[-115.03578,31.1185],[-115.03892,31.12044],[-115.04209,31.12235],[-115.04526,31.12426],[-115.04836,31.12611],[-115.05153,31.12804],[-115.05468,31.12996],[-115.05783,31.13185],[-115.06102,31.13384],[-115.06412,31.13568],[-115.06729,31.13755],[-115.07039,31.13946],[-115.07343,31.14134],[-115.07665,31.14328],[-115.07971,31.14506],[-115.08293,31.14704],[-115.08615,31.14899],[-115.0894,31.15097],[-115.09242,31.15276],[-115.09569,31.15473],[-115.099,31.15673],[-115.10207,31.15856],[-115.10582,31.1602],[-115.10932,31.16171],[-115.11193,31.16284],[-115.11477,31.16407],[-115.11885,31.16582],[-115.12183,31.16713],[-115.12454,31.16836],[-115.12744,31.16963],[-115.13006,31.17082],[-115.13338,31.17217],[-115.13654,31.17362],[-115.13795,31.17413],[-115.14075,31.17532],[-115.14242,31.17601],[-115.14646,31.17781],[-115.15032,31.17942],[-115.15231,31.18026],[-115.15806,31.18273],[-115.16402,31.18533],[-115.16637,31.1863],[-115.17073,31.18817],[-115.17398,31.18959],[-115.17751,31.19113],[-115.18093,31.19264],[-115.18444,31.19412],[-115.18793,31.19561],[-115.19158,31.19719],[-115.19486,31.19862],[-115.19848,31.20022],[-115.20258,31.20196],[-115.2052,31.20306],[-115.20888,31.20469],[-115.21255,31.20627],[-115.2159,31.20771],[-115.21901,31.20907],[-115.22233,31.21053],[-115.22606,31.2121],[-115.22952,31.21365],[-115.23315,31.2152],[-115.23652,31.21666],[-115.23973,31.21801],[-115.24325,31.21955],[-115.24667,31.22099],[-115.25019,31.2225],[-115.25372,31.22406],[-115.25718,31.22553],[-115.2606,31.22703],[-115.26409,31.22847],[-115.26744,31.22992],[-115.27107,31.23147],[-115.27492,31.23316],[-115.27784,31.23437],[-115.28138,31.23593],[-115.28512,31.23755],[-115.28817,31.23883],[-115.29222,31.24057],[-115.29516,31.24184],[-115.29879,31.24345],[-115.3021,31.24486],[-115.30574,31.24642]]}}
Línea 115.0 kV | LineString | 115.0 kV | 1 |  |  | CFE |  |  |  |  | OpenStreetMap | {"type":"Feature","properties":{},"geometry":{"type":"LineString","coordinates":[[-115.74667,31.35866],[-115.74293,31.35859],[-115.7392,31.35855],[-115.73537,31.35851],[-115.73164,31.35845],[-115.72798,31.35841],[-115.72426,31.3583],[-115.72051,31.35825],[-115.71681,31.35818],[-115.71299,31.3581],[-115.70911,31.35808],[-115.70531,31.35806],[-115.70149,31.358],[-115.69767,31.35793],[-115.69379,31.35788],[-115.68992,31.35777],[-115.68607,31.35773],[-115.68212,31.35768],[-115.67825,31.35757],[-115.67482,31.35756],[-115.67182,31.35749],[-115.66093,31.35735],[-115.65755,31.35726],[-115.65372,31.35721],[-115.65028,31.35715],[-115.64717,31.35711],[-115.63882,31.35701],[-115.63544,31.35694],[-115.63028,31.35686],[-115.62694,31.35541],[-115.62393,31.35405],[-115.62005,31.35234],[-115.61671,31.35084],[-115.61366,31.34952],[-115.61031,31.34803],[-115.60687,31.34651],[-115.60336,31.34494],[-115.59986,31.34339],[-115.59655,31.34192],[-115.5932,31.34041],[-115.5896,31.33886],[-115.58617,31.33737],[-115.58263,31.33576],[-115.57964,31.33444],[-115.57624,31.33293],[-115.57278,31.33141],[-115.56991,31.33012],[-115.56692,31.32883],[-115.5644,31.32771],[-115.56185,31.32656],[-115.55809,31.32573],[-115.55431,31.32487],[-115.55071,31.32404],[-115.54705,31.32316],[-115.54451,31.3226],[-115.54194,31.32202],[-115.53594,31.32066],[-115.53503,31.32041],[-115.5317,31.31962],[-115.52806,31.31881],[-115.52393,31.31787],[-115.52021,31.31702],[-115.51647,31.31614],[-115.51255,31.31525],[-115.50869,31.31437],[-115.50483,31.31348],[-115.50166,31.31276],[-115.49891,31.31213],[-115.49544,31.31134],[-115.49192,31.31054],[-115.48828,31.30968],[-115.48065,31.30794],[-115.47694,31.30708],[-115.47412,31.30644],[-115.46701,31.30483],[-115.46198,31.30363],[-115.45189,31.30128],[-115.44854,31.30054],[-115.44302,31.29929],[-115.44063,31.29877],[-115.43309,31.29703],[-115.42926,31.2961],[-115.42576,31.2953],[-115.42282,31.2946],[-115.41912,31.29378],[-115.4155,31.29295],[-115.41255,31.29222]]}}
Línea 115.0 kV | LineString | 115.0 kV | 1 |  |  | CFE |  |  |  |  | OpenStreetMap | {"type":"Feature","properties":{},"geometry":{"type":"LineString","coordinates":[[-111.23269,24.46981],[-111.23324,24.46994],[-111.2346,24.46987],[-111.23682,24.47051],[-111.24089,24.47169],[-111.24489,24.47288],[-111.24866,24.47396],[-111.25259,24.47507],[-111.25627,24.47616],[-111.26007,24.47728],[-111.26368,24.47832],[-111.26743,24.47938],[-111.27106,24.48047],[-111.2748,24.48155],[-111.27854,24.48265],[-111.28163,24.48354],[-111.28457,24.48439],[-111.28827,24.48547],[-111.29206,24.48655],[-111.29589,24.48766],[-111.29919,24.48863],[-111.30287,24.48967],[-111.30665,24.49079],[-111.31038,24.49186],[-111.31421,24.49296],[-111.31819,24.49412],[-111.32198,24.49522],[-111.326,24.49641],[-111.32979,24.49751],[-111.33375,24.49865],[-111.3374,24.49969],[-111.34067,24.50066],[-111.34309,24.50137],[-111.34486,24.50414],[-111.34698,24.50743],[-111.34902,24.51048],[-111.35127,24.51395],[-111.35322,24.51694],[-111.35535,24.52014],[-111.3574,24.52325],[-111.35951,24.52642],[-111.36146,24.52944],[-111.36356,24.53261],[-111.36551,24.53562],[-111.36724,24.53819],[-111.37006,24.53963],[-111.37343,24.54132],[-111.37681,24.54301],[-111.38082,24.54501],[-111.38441,24.54679],[-111.38825,24.54874],[-111.3913,24.55024],[-111.39473,24.55193],[-111.39868,24.55393],[-111.40242,24.55578],[-111.40491,24.55701],[-111.40866,24.55891],[-111.41177,24.56043],[-111.41536,24.56222],[-111.41844,24.56378],[-111.42211,24.56561],[-111.42574,24.56747],[-111.42972,24.5695],[-111.43317,24.57112],[-111.43738,24.57322],[-111.44117,24.5751],[-111.44508,24.57707],[-111.44961,24.57931],[-111.4531,24.58107],[-111.45618,24.58261],[-111.45953,24.58429],[-111.46232,24.58569],[-111.46612,24.5876],[-111.46903,24.58902],[-111.47128,24.59019],[-111.47257,24.593],[-111.47405,24.59618],[-111.47549,24.59944],[-111.47702,24.60263],[-111.47846,24.60587],[-111.47991,24.60908],[-111.48152,24.61259],[-111.48302,24.61588],[-111.48475,24.61957],[-111.48622,24.62288],[-111.48777,24.62613],[-111.48918,24.62933],[-111.49074,24.63268],[-111.49233,24.63614],[-111.49376,24.63926],[-111.49531,24.64262],[-111.4967,24.64568],[-111.49825,24.64904],[-111.49973,24.65227],[-111.50126,24.6556],[-111.50272,24.65881],[-111.50415,24.66188],[-111.50571,24.66523],[-111.50714,24.66843],[-111.50863,24.67166],[-111.51017,24.67499],[-111.51166,24.67822],[-111.51309,24.6813],[-111.51374,24.68282],[-111.5146,24.68464],[-111.51597,24.68768],[-111.51753,24.69099],[-111.5189,24.69412],[-111.52046,24.69749],[-111.52184,24.70038],[-111.52333,24.70362],[-111.52474,24.70671],[-111.52623,24.70994],[-111.52774,24.7132],[-111.52921,24.71647],[-111.53065,24.71964],[-111.53218,24.72291],[-111.53368,24.72613],[-111.5351,24.72922],[-111.53656,24.73228],[-111.53799,24.73555],[-111.53945,24.73872],[-111.541,24.74205],[-111.54255,24.74538],[-111.54404,24.74873],[-111.54558,24.75206],[-111.54708,24.75531],[-111.54857,24.75849],[-111.55003,24.76168],[-111.55146,24.76483],[-111.55297,24.76809],[-111.55442,24.77128],[-111.5559,24.77447],[-111.55739,24.77767],[-111.55888,24.78093],[-111.5603,24.78401],[-111.56175,24.78711],[-111.56328,24.79052],[-111.56478,24.79379],[-111.56623,24.79693],[-111.56774,24.80023],[-111.56927,24.80354],[-111.57075,24.80675],[-111.57223,24.80991],[-111.5737,24.81308],[-111.57514,24.81621],[-111.57661,24.81949],[-111.57817,24.82283],[-111.5796,24.82591],[-111.58106,24.82913],[-111.58257,24.83236],[-111.58406,24.83561],[-111.58565,24.83908],[-111.58708,24.84218],[-111.58858,24.84544],[-111.58997,24.84845],[-111.59139,24.85151],[-111.59284,24.85463],[-111.59417,24.85761],[-111.5956,24.86071],[-111.59705,24.86382],[-111.59821,24.8663],[-111.6012,24.86742],[-111.60473,24.86876],[-111.60861,24.87019],[-111.61268,24.87172],[-111.61535,24.87315],[-111.61676,24.87626],[-111.6183,24.87961],[-111.61977,24.88286],[-111.6212,24.88585],[-111.6225,24.88871],[-111.62374,24.89133],[-111.62486,24.89378],[-111.62593,24.89615],[-111.62717,24.8988],[-111.62835,24.90138],[-111.62958,24.904],[-111.63082,24.90668],[-111.63195,24.9091],[-111.63315,24.91177],[-111.63439,24.91441],[-111.63557,24.91704],[-111.6368,24.91968],[-111.63804,24.92229],[-111.63924,24.92491],[-111.6405,24.92762],[-111.64171,24.93028],[-111.64292,24.93287],[-111.64403,24.93529],[-111.64514,24.93771],[-111.64633,24.94026],[-111.64756,24.94288],[-111.64889,24.9458],[-111.65032,24.94894],[-111.65167,24.95187],[-111.65289,24.95449],[-111.65408,24.95707],[-111.65522,24.95947],[-111.65654,24.96239],[-111.6578,24.96506],[-111.65899,24.96773],[-111.6602,24.97027],[-111.66144,24.97296],[-111.66256,24.97547],[-111.66367,24.97783],[-111.66487,24.98048],[-111.66603,24.98297],[-111.66728,24.9856],[-111.66836,24.98798],[-111.66962,24.99069],[-111.67083,24.99323],[-111.67189,24.99555],[-111.67303,24.99793],[-111.67187,25.00052],[-111.67064,25.00323],[-111.66947,25.00588],[-111.66827,25.00849],[-111.66703,25.0113],[-111.66579,25.01409],[-111.66524,25.01644]]}}
Línea 115.0 kV | LineString | 115.0 kV | 1 |  |  | CFE |  |  |  |  | OpenStreetMap | {"type":"Feature","properties":{},"geometry":{"type":"LineString","coordinates":[[-110.12232,23.78551],[-110.1224,23.78594],[-110.1206,23.7867],[-110.11512,23.78902],[-110.11157,23.79054],[-110.1069,23.79251],[-110.10032,23.79532],[-110.09792,23.79632],[-110.09219,23.79876],[-110.08598,23.80142],[-110.0824,23.80292],[-110.07763,23.80494],[-110.07435,23.80628],[-110.07072,23.80767],[-110.06689,23.80913],[-110.06481,23.80998],[-110.05867,23.81232],[-110.05644,23.8132],[-110.05263,23.81464],[-110.04734,23.81675],[-110.04437,23.81786],[-110.04064,23.81592],[-110.03602,23.81368],[-110.03354,23.81245],[-110.02847,23.8098],[-110.02445,23.80761],[-110.02216,23.80643],[-110.01995,23.80532],[-110.01567,23.80312],[-110.01348,23.802],[-110.01134,23.80089],[-110.0092,23.7998],[-110.00692,23.79865],[-110.00461,23.79747],[-110.00165,23.79594],[-109.99922,23.7947],[-109.9968,23.79343],[-109.99401,23.79201],[-109.99167,23.79082],[-109.98703,23.78844],[-109.98439,23.78702],[-109.98021,23.7849],[-109.97395,23.78171],[-109.97035,23.7799],[-109.9648,23.77707],[-109.96202,23.77564],[-109.95704,23.7731],[-109.95297,23.77184],[-109.94826,23.77036],[-109.94459,23.76924],[-109.94061,23.76801],[-109.93669,23.76676],[-109.93292,23.76561],[-109.92954,23.76452],[-109.92458,23.76307],[-109.91853,23.76124],[-109.91632,23.76037],[-109.9115,23.75842],[-109.90636,23.75633],[-109.90329,23.75511],[-109.90004,23.75385],[-109.89743,23.75283],[-109.89402,23.75148],[-109.89098,23.75028],[-109.88772,23.74899],[-109.88495,23.74789],[-109.88209,23.74676],[-109.87866,23.74542],[-109.87476,23.74392],[-109.87129,23.74254],[-109.86527,23.74007],[-109.86277,23.73914],[-109.85897,23.73826],[-109.85267,23.73514],[-109.84937,23.73382],[-109.84655,23.73269],[-109.84131,23.73088],[-109.83852,23.72951],[-109.83477,23.72809],[-109.83274,23.72726],[-109.83095,23.72656],[-109.8268,23.7249],[-109.82251,23.72326],[-109.81936,23.72197],[-109.8167,23.72091],[-109.81298,23.71951],[-109.80717,23.71712],[-109.8036,23.71564],[-109.80156,23.71486],[-109.79992,23.71428],[-109.79799,23.71258],[-109.79421,23.70938],[-109.79126,23.70688],[-109.78691,23.70315],[-109.78424,23.70091],[-109.78119,23.69834],[-109.77832,23.69583],[-109.77601,23.69381],[-109.77414,23.69226],[-109.77008,23.6888],[-109.76419,23.6837],[-109.76179,23.68172],[-109.76097,23.68101],[-109.75715,23.67773],[-109.75574,23.67658],[-109.75183,23.67325],[-109.74953,23.67122],[-109.74406,23.66657],[-109.7399,23.66312],[-109.73496,23.65879],[-109.73085,23.6553],[-109.72876,23.65348],[-109.72583,23.65084],[-109.72471,23.65],[-109.72208,23.64779],[-109.71925,23.64538],[-109.71362,23.64061],[-109.71045,23.63789],[-109.7065,23.63443],[-109.70316,23.63169],[-109.6991,23.6281],[-109.69557,23.62501],[-109.69323,23.6231],[-109.68823,23.61884],[-109.68674,23.61751],[-109.68634,23.61537],[-109.68593,23.61335],[-109.6855,23.61117],[-109.68508,23.60893],[-109.68464,23.60675],[-109.68424,23.60457],[-109.6838,23.60233],[-109.68332,23.59984],[-109.68308,23.59871],[-109.68285,23.59749],[-109.68243,23.59522],[-109.68201,23.59311],[-109.68153,23.59072],[-109.68112,23.58849],[-109.68067,23.58614],[-109.68022,23.58382],[-109.67978,23.58152],[-109.67933,23.57919],[-109.67891,23.57689],[-109.67865,23.57559],[-109.6784,23.57418],[-109.67803,23.57232],[-109.6776,23.57005],[-109.67719,23.56787],[-109.67675,23.56572],[-109.67635,23.56355],[-109.67593,23.5614],[-109.67549,23.55919],[-109.67509,23.55707],[-109.67444,23.55312],[-109.67456,23.54891],[-109.67386,23.54443],[-109.67247,23.54004],[-109.67147,23.53698],[-109.6709,23.53522],[-109.67045,23.53299],[-109.67007,23.53099],[-109.66981,23.52966],[-109.66952,23.52816],[-109.67061,23.52611],[-109.67148,23.52444],[-109.67269,23.52215],[-109.67344,23.52069],[-109.67472,23.51825],[-109.67594,23.51596],[-109.67716,23.51372],[-109.67788,23.51239],[-109.67877,23.51024],[-109.67972,23.50896],[-109.6808,23.50691],[-109.6823,23.50407],[-109.68322,23.50236],[-109.68421,23.50054],[-109.68528,23.49855],[-109.686,23.49719],[-109.68727,23.4948],[-109.68819,23.4931],[-109.68921,23.49119],[-109.69081,23.48822],[-109.69176,23.48641],[-109.69323,23.48364],[-109.6951,23.48025],[-109.69525,23.47846],[-109.69547,23.47608],[-109.69568,23.47383],[-109.69579,23.47291],[-109.69556,23.47261],[-109.69495,23.47268]]}}
Línea 115.0 kV | LineString | 115.0 kV | 1 |  |  | CFE |  |  |  |  | OpenStreetMap | {"type":"Feature","properties":{},"geometry":{"type":"LineString","coordinates":[[-110.122,23.78531],[-110.12178,23.785],[-110.1209,23.78349],[-110.12207,23.78],[-110.12628,23.77765],[-110.12856,23.77641],[-110.13044,23.77578],[-110.13255,23.77793],[-110.13556,23.781],[-110.13858,23.78398],[-110.14135,23.78677],[-110.14321,23.78855],[-110.14701,23.7924],[-110.14989,23.79524],[-110.15315,23.79854],[-110.15651,23.80183],[-110.1596,23.80498],[-110.16124,23.80666],[-110.16372,23.80905],[-110.16583,23.81111],[-110.16797,23.81335],[-110.17049,23.81582],[-110.17288,23.81825],[-110.17574,23.82117],[-110.17825,23.82358],[-110.18022,23.82561],[-110.18198,23.82735],[-110.18416,23.82943],[-110.18633,23.83152],[-110.18844,23.83348],[-110.19069,23.83568],[-110.19358,23.8384],[-110.19693,23.8415],[-110.19993,23.84437],[-110.20206,23.84631],[-110.20523,23.84929],[-110.20813,23.85209],[-110.2105,23.85423],[-110.21269,23.85641],[-110.21522,23.85878],[-110.21762,23.86106],[-110.22007,23.86341],[-110.22254,23.86576],[-110.22523,23.86819],[-110.22768,23.87046],[-110.23011,23.87278],[-110.23247,23.87499],[-110.23485,23.87734],[-110.23738,23.87963],[-110.23974,23.88182],[-110.24232,23.88434],[-110.24549,23.88735],[-110.24852,23.89026],[-110.25158,23.89314],[-110.25423,23.89559],[-110.25651,23.89779],[-110.25902,23.90019],[-110.26176,23.90295],[-110.26439,23.90537],[-110.26672,23.9076],[-110.26925,23.90996],[-110.27161,23.91217],[-110.27398,23.91443],[-110.27619,23.91667],[-110.27881,23.91907],[-110.28091,23.92097],[-110.2816,23.9234],[-110.28242,23.9261],[-110.28337,23.92937],[-110.28443,23.93293],[-110.28558,23.93661],[-110.28676,23.94058],[-110.28803,23.94466],[-110.2891,23.94838],[-110.29011,23.95171],[-110.29105,23.95477],[-110.29205,23.95807],[-110.29306,23.96164],[-110.29397,23.96454],[-110.29499,23.96802],[-110.29609,23.97156],[-110.29701,23.97468],[-110.29794,23.9778],[-110.29898,23.98126],[-110.3,23.98467],[-110.30097,23.98787],[-110.30205,23.99151],[-110.30317,23.99516],[-110.30423,23.99888],[-110.30525,24.00222],[-110.30607,24.00494],[-110.30699,24.00798],[-110.30795,24.01117],[-110.30891,24.01452],[-110.30988,24.01769],[-110.31085,24.02102],[-110.31185,24.02433],[-110.30867,24.02659],[-110.306,24.02852],[-110.30342,24.03033],[-110.30136,24.0318],[-110.29893,24.03352],[-110.29919,24.0367]]}}
Línea 115.0 kV | LineString | 115.0 kV | 2 |  |  | CFE |  |  |  |  | OpenStreetMap | {"type":"Feature","properties":{},"geometry":{"type":"LineString","coordinates":[[-110.30608,24.06838],[-110.30464,24.07022],[-110.30271,24.07261],[-110.30067,24.07497],[-110.30055,24.07518],[-110.29869,24.07742],[-110.29687,24.07977],[-110.29644,24.08029],[-110.2951,24.08193],[-110.29197,24.08571],[-110.2902,24.08789],[-110.28943,24.08883],[-110.28739,24.09132],[-110.28502,24.09429],[-110.2831,24.09666],[-110.2812,24.09899],[-110.2806,24.09972],[-110.27936,24.10124],[-110.27756,24.10346],[-110.2756,24.10583],[-110.27394,24.1078],[-110.27248,24.1097],[-110.27135,24.11279],[-110.27027,24.11571],[-110.26853,24.12042],[-110.26759,24.12283],[-110.2652,24.12909],[-110.26327,24.13471],[-110.26217,24.13796],[-110.26091,24.1414],[-110.25971,24.14479],[-110.2589,24.14704],[-110.2578,24.15007],[-110.25683,24.15278],[-110.2557,24.15587],[-110.25471,24.15861],[-110.25374,24.1613],[-110.2528,24.16395],[-110.25186,24.16649],[-110.25276,24.16948],[-110.25366,24.17253],[-110.25451,24.17542],[-110.25538,24.17829],[-110.25617,24.18107],[-110.25699,24.18383],[-110.25783,24.1866],[-110.25868,24.18939],[-110.2596,24.19256],[-110.26042,24.19527],[-110.26113,24.19772],[-110.26197,24.20061],[-110.26286,24.20367],[-110.26376,24.20671],[-110.26478,24.21003],[-110.26518,24.21136],[-110.26561,24.21285],[-110.26653,24.21585],[-110.26925,24.21707],[-110.27468,24.21955],[-110.27985,24.22188],[-110.28368,24.22363],[-110.28829,24.22575],[-110.28957,24.22573],[-110.29468,24.22564],[-110.29778,24.2256],[-110.30417,24.22554],[-110.30776,24.22548],[-110.30774,24.22386],[-110.30835,24.22384]]}}
Línea 115.0 kV | LineString | 115.0 kV | 1 |  |  | CFE |  |  |  |  | OpenStreetMap | {"type":"Feature","properties":{},"geometry":{"type":"LineString","coordinates":[[-106.27767,28.95285],[-106.27862,28.95282],[-106.28009,28.95186],[-106.28087,28.95148],[-106.28024,28.95047],[-106.27927,28.94897],[-106.27832,28.94746],[-106.27737,28.94597],[-106.27642,28.94447],[-106.27535,28.94278],[-106.27427,28.94109],[-106.2732,28.93941],[-106.27206,28.93762],[-106.27097,28.9359],[-106.27012,28.93455],[-106.26911,28.93298],[-106.26805,28.93132],[-106.26698,28.92963],[-106.26585,28.92787],[-106.26478,28.92617],[-106.26371,28.92447],[-106.26262,28.92278],[-106.2615,28.92103],[-106.2605,28.91944],[-106.25941,28.9177],[-106.25837,28.91602],[-106.25731,28.91436],[-106.25623,28.91266],[-106.25515,28.91097],[-106.2541,28.90937],[-106.25303,28.90764],[-106.2519,28.90586],[-106.25081,28.90411],[-106.24967,28.9024],[-106.24862,28.90074],[-106.24754,28.89906],[-106.24646,28.89737],[-106.24541,28.89571],[-106.2443,28.89396],[-106.24321,28.89225],[-106.24211,28.89051],[-106.24099,28.88876],[-106.23997,28.88711],[-106.23896,28.88554],[-106.23795,28.88397],[-106.23695,28.88241],[-106.23596,28.88083],[-106.23493,28.87921],[-106.23387,28.87752],[-106.23276,28.87579],[-106.23166,28.87405],[-106.23095,28.87294],[-106.23008,28.87156],[-106.22898,28.86982],[-106.22785,28.86805],[-106.22678,28.86638],[-106.22563,28.86555],[-106.22388,28.86431],[-106.22117,28.86237],[-106.21814,28.86023],[-106.21659,28.85911],[-106.2152,28.85811],[-106.21338,28.8568],[-106.21154,28.8555],[-106.20977,28.85427],[-106.2085,28.85336],[-106.20668,28.85204],[-106.20499,28.85087],[-106.20177,28.84867],[-106.2004,28.84744],[-106.19945,28.84683],[-106.19886,28.84601],[-106.1984,28.84538],[-106.19794,28.84475],[-106.19746,28.84412],[-106.19698,28.84349],[-106.19652,28.84286],[-106.19604,28.84222],[-106.19557,28.84159],[-106.19511,28.84095],[-106.19451,28.84017],[-106.19336,28.83849],[-106.19213,28.83888],[-106.19132,28.83913],[-106.19049,28.83937],[-106.18944,28.83969],[-106.18894,28.83944],[-106.18847,28.83912],[-106.18673,28.83786],[-106.18514,28.83674],[-106.18375,28.83574],[-106.1823,28.83468],[-106.1807,28.83355],[-106.17939,28.83262],[-106.17781,28.83148],[-106.17609,28.83026],[-106.17394,28.82872],[-106.17228,28.82753],[-106.17058,28.82635],[-106.16892,28.82515],[-106.16726,28.82396],[-106.16557,28.82277],[-106.16387,28.82155],[-106.16203,28.82024],[-106.16025,28.81896],[-106.15845,28.81769],[-106.15666,28.8164],[-106.15486,28.81513],[-106.15307,28.81385],[-106.15226,28.81211],[-106.15158,28.81067],[-106.15063,28.80868],[-106.1494,28.80607],[-106.14871,28.80459],[-106.14799,28.80309],[-106.14717,28.80135],[-106.14624,28.79939],[-106.14539,28.79759],[-106.14452,28.79577],[-106.14373,28.7941],[-106.14295,28.79244],[-106.14211,28.79068],[-106.1413,28.78893],[-106.14043,28.78711],[-106.13958,28.78532],[-106.13878,28.7836],[-106.1379,28.78177],[-106.13703,28.77995],[-106.13621,28.77819],[-106.13535,28.77636],[-106.13457,28.7747],[-106.13372,28.7729],[-106.13285,28.77107],[-106.13209,28.76944],[-106.13128,28.76773],[-106.13045,28.76599],[-106.12963,28.76424],[-106.12874,28.76236],[-106.12785,28.76048],[-106.12699,28.75865],[-106.12616,28.75689],[-106.12534,28.75515],[-106.12448,28.75335],[-106.12366,28.7516],[-106.1228,28.74977],[-106.12197,28.74803],[-106.12109,28.74618],[-106.1205,28.7449],[-106.12016,28.74419],[-106.11936,28.74248],[-106.11849,28.74065],[-106.11764,28.73885],[-106.11682,28.7371],[-106.11639,28.7362],[-106.11776,28.73569],[-106.11917,28.73517],[-106.12058,28.73463],[-106.12199,28.73409],[-106.12341,28.73356],[-106.12482,28.73303],[-106.12614,28.73252],[-106.12764,28.73193],[-106.12905,28.73139],[-106.13047,28.73086],[-106.1315,28.73047],[-106.13226,28.73006],[-106.13292,28.72975]]}}
Línea 115.0 kV | LineString | 115.0 kV |  |  |  | CFE |  |  |  |  | OpenStreetMap | {"type":"Feature","properties":{},"geometry":{"type":"LineString","coordinates":[[-90.72745,19.32479],[-90.72662,19.32468],[-90.72575,19.32454],[-90.72341,19.32275],[-90.72084,19.32078],[-90.7184,19.31889],[-90.7157,19.31691],[-90.71381,19.31544],[-90.71123,19.31343],[-90.7089,19.31164],[-90.7066,19.30989],[-90.70447,19.30828],[-90.70105,19.3056],[-90.69836,19.30355],[-90.69413,19.30317],[-90.69188,19.30294],[-90.69012,19.30281]]}}
Línea 115.0 kV | LineString | 115.0 kV |  |  |  | CFE |  |  |  |  | OpenStreetMap | {"type":"Feature","properties":{},"geometry":{"type":"LineString","coordinates":[[-90.72747,19.32458],[-90.72693,19.3245],[-90.72696,19.32198],[-90.72746,19.3183],[-90.72796,19.31444],[-90.72845,19.31074],[-90.72895,19.30699],[-90.7294,19.30351],[-90.72989,19.29983],[-90.73035,19.29622],[-90.73079,19.29254],[-90.73126,19.28912],[-90.73171,19.28585],[-90.73215,19.28255],[-90.732,19.27927],[-90.73186,19.27611],[-90.73172,19.27288],[-90.7316,19.26957],[-90.73147,19.26635],[-90.73132,19.26319],[-90.73116,19.25949],[-90.73101,19.25584],[-90.73085,19.25193],[-90.73068,19.24811],[-90.73053,19.24429],[-90.7304,19.24139],[-90.73026,19.23792],[-90.7301,19.23452],[-90.73,19.23157],[-90.72986,19.22818],[-90.72905,19.22499],[-90.72819,19.22185],[-90.72738,19.21853],[-90.72656,19.21543],[-90.72708,19.21209],[-90.72769,19.20858],[-90.72832,19.20493],[-90.72892,19.20148],[-90.72871,19.1983],[-90.72845,19.19503],[-90.72819,19.19175],[-90.72797,19.18828],[-90.72769,19.18466],[-90.72746,19.18093],[-90.72721,19.17724],[-90.72699,19.17359],[-90.72674,19.17011],[-90.72647,19.16676],[-90.72622,19.16354],[-90.72599,19.16021],[-90.72578,19.15702],[-90.72556,19.15368],[-90.72539,19.15054],[-90.72512,19.14724],[-90.72486,19.14392],[-90.72567,19.1406],[-90.7264,19.13743],[-90.72702,19.13487],[-90.72775,19.13186],[-90.72882,19.12722],[-90.72942,19.12465],[-90.72877,19.12157],[-90.72839,19.11978],[-90.72805,19.11805],[-90.72764,19.11617],[-90.72737,19.11493],[-90.72704,19.11337],[-90.72601,19.10863],[-90.72519,19.1049],[-90.72508,19.10404],[-90.72505,19.10313],[-90.72502,19.10119],[-90.72495,19.09858],[-90.72495,19.09265],[-90.72494,19.08657],[-90.7239,19.08337],[-90.72336,19.0815],[-90.72286,19.07975],[-90.72234,19.07797],[-90.72181,19.07614],[-90.72131,19.07442],[-90.7217,19.07299],[-90.72218,19.0712],[-90.72266,19.06943],[-90.72315,19.06763],[-90.72354,19.06616],[-90.72393,19.06472],[-90.72438,19.06309],[-90.72464,19.06216],[-90.72462,19.06047],[-90.7246,19.05874],[-90.72458,19.0571],[-90.72456,19.05537],[-90.72454,19.05362],[-90.72452,19.05191],[-90.72451,19.05011],[-90.7245,19.04861],[-90.72448,19.04683],[-90.72447,19.04504],[-90.72444,19.04319],[-90.72442,19.04178],[-90.72439,19.03988],[-90.72439,19.0381],[-90.72436,19.03624],[-90.72435,19.03441],[-90.72433,19.03257],[-90.7243,19.03069],[-90.72429,19.02877],[-90.72426,19.02704],[-90.72424,19.02508],[-90.72423,19.02359],[-90.72421,19.02157],[-90.72419,19.01959],[-90.72417,19.01772],[-90.72413,19.01579],[-90.72413,19.01391],[-90.7241,19.01199],[-90.72407,19.00988],[-90.72407,19.00827],[-90.72406,19.00621],[-90.72403,19.00432],[-90.72401,19.00267],[-90.72398,19.00103],[-90.72397,18.99939],[-90.72395,18.99758],[-90.72394,18.99593],[-90.72393,18.99425],[-90.72387,18.99146],[-90.72386,18.98958],[-90.72384,18.98777],[-90.72383,18.98594],[-90.72377,18.98417],[-90.72375,18.98233],[-90.72373,18.98051],[-90.72368,18.97687],[-90.72366,18.97504],[-90.72362,18.97322],[-90.72364,18.97049],[-90.72358,18.96769],[-90.72323,18.96579],[-90.7222,18.96094],[-90.72196,18.95967],[-90.72159,18.95786],[-90.72122,18.95602],[-90.72085,18.95415],[-90.72047,18.95232],[-90.72011,18.95049],[-90.71973,18.94862],[-90.71935,18.94676],[-90.71898,18.9449],[-90.71861,18.94308],[-90.71827,18.94137],[-90.7175,18.93758],[-90.71682,18.9342],[-90.71788,18.93269],[-90.71905,18.93102],[-90.72017,18.92943],[-90.72114,18.92804],[-90.72233,18.92635],[-90.72483,18.92278],[-90.7266,18.92032],[-90.72773,18.91869],[-90.73014,18.91526],[-90.73117,18.91381],[-90.73235,18.91213],[-90.73356,18.91042],[-90.73383,18.90867],[-90.7342,18.90614],[-90.73495,18.90109],[-90.73544,18.89783],[-90.73576,18.89572],[-90.73598,18.89424],[-90.73609,18.8935],[-90.73649,18.89085],[-90.7367,18.88938],[-90.73711,18.8865],[-90.7374,18.88462],[-90.73767,18.8827],[-90.73794,18.88084],[-90.73822,18.879],[-90.73852,18.87703],[-90.73881,18.87503],[-90.73967,18.86918],[-90.7401,18.86634],[-90.7402,18.8656],[-90.74103,18.86006],[-90.74118,18.85907],[-90.74249,18.85633],[-90.74336,18.8545],[-90.74424,18.85268],[-90.74511,18.85088],[-90.74596,18.84912],[-90.74684,18.84729],[-90.7477,18.84551],[-90.74852,18.84379],[-90.74938,18.84197],[-90.75022,18.84023],[-90.75217,18.8361],[-90.75308,18.83426],[-90.75592,18.82831],[-90.7551,18.8265],[-90.75446,18.8251],[-90.75288,18.82151],[-90.75133,18.81804],[-90.75062,18.81647],[-90.74671,18.80791],[-90.74489,18.8039],[-90.7443,18.80003],[-90.74402,18.79814],[-90.74373,18.79634],[-90.74331,18.79359],[-90.743,18.79161],[-90.74273,18.78978],[-90.74239,18.7874],[-90.74211,18.7856],[-90.74174,18.78309],[-90.74147,18.78141],[-90.74115,18.77871],[-90.74089,18.77595],[-90.74069,18.7738],[-90.74054,18.77158],[-90.74029,18.76876],[-90.7402,18.76742],[-90.73996,18.76508],[-90.73976,18.76281],[-90.73958,18.76056],[-90.73936,18.75787],[-90.73898,18.7536],[-90.73883,18.7515],[-90.73858,18.74911],[-90.73842,18.74718],[-90.73831,18.74541],[-90.73818,18.7438],[-90.73789,18.74122],[-90.73778,18.73992],[-90.73767,18.73851],[-90.7375,18.73639],[-90.73738,18.73502],[-90.73699,18.73052],[-90.73683,18.72845],[-90.73657,18.72572],[-90.73663,18.72358],[-90.73676,18.71974],[-90.73685,18.71632],[-90.73689,18.71509],[-90.73696,18.71211],[-90.73702,18.71013],[-90.73708,18.70826],[-90.73713,18.70635],[-90.73718,18.7045],[-90.73729,18.70177],[-90.73769,18.69639],[-90.73825,18.69113],[-90.7384,18.68944],[-90.73864,18.68686],[-90.73901,18.68344],[-90.73942,18.68073],[-90.73963,18.67795],[-90.73982,18.67607],[-90.73995,18.67426],[-90.74017,18.67195],[-90.7405,18.66844],[-90.74067,18.66611],[-90.7408,18.66454],[-90.74104,18.66118],[-90.74115,18.65967],[-90.74138,18.65676],[-90.74147,18.65549],[-90.74163,18.65317],[-90.74202,18.64835],[-90.74211,18.64691],[-90.74252,18.64199],[-90.74298,18.63643],[-90.74314,18.6341],[-90.74334,18.63157],[-90.74351,18.62888],[-90.7437,18.62674],[-90.74384,18.62495],[-90.74399,18.62304],[-90.74409,18.62175],[-90.74413,18.62106],[-90.74425,18.61966],[-90.74511,18.61918],[-90.74769,18.61775],[-90.75086,18.61598],[-90.75289,18.61485],[-90.75519,18.61358],[-90.75732,18.6124],[-90.75904,18.61144],[-90.76051,18.61063]]}}
Línea 115.0 kV | LineString | 115.0 kV |  |  |  | CFE |  |  |  |  | OpenStreetMap | {"type":"Feature","properties":{},"geometry":{"type":"LineString","coordinates":[[-91.19246,18.96239],[-91.19313,18.96245],[-91.1944,18.96358],[-91.19571,18.96671],[-91.19757,18.97126],[-91.19941,18.97569],[-91.20138,18.98052],[-91.20273,18.98374],[-91.19992,18.98432],[-91.19694,18.98566],[-91.19377,18.98707],[-91.1907,18.98846],[-91.18963,18.9895],[-91.18723,18.99104],[-91.18474,18.99262],[-91.1822,18.99422],[-91.17978,18.99575],[-91.1774,18.99806],[-91.17439,18.99975],[-91.17137,19.00146],[-91.16819,19.00325],[-91.16504,19.00501],[-91.16094,19.00453],[-91.15736,19.00409],[-91.15388,19.00369],[-91.15055,19.00331],[-91.14715,19.0029],[-91.1438,19.00249],[-91.14037,19.00207],[-91.13677,19.00164],[-91.13315,19.00122],[-91.12966,19.00081],[-91.12627,19.0004],[-91.12374,19.0001],[-91.12035,18.99972],[-91.11692,18.99929],[-91.11351,18.99889],[-91.11017,18.99848],[-91.10679,18.99808],[-91.1037,18.99769],[-91.10061,18.99733],[-91.09718,18.99693],[-91.09366,18.99652],[-91.09033,18.99608],[-91.0885,18.99843],[-91.08736,18.99995],[-91.08534,19.00266],[-91.08341,19.00532],[-91.08148,19.0079],[-91.07962,19.01041],[-91.07782,19.01285],[-91.07575,19.01565],[-91.07363,19.01852],[-91.07161,19.02122],[-91.06965,19.02387],[-91.06764,19.02659],[-91.06571,19.02916],[-91.06374,19.03182],[-91.06175,19.03453],[-91.05989,19.03707],[-91.0579,19.03881],[-91.05547,19.04093],[-91.05292,19.04318],[-91.05048,19.04532],[-91.04794,19.0476],[-91.04546,19.04977],[-91.04291,19.052],[-91.04043,19.05419],[-91.03791,19.05642],[-91.03543,19.05862],[-91.03285,19.0609],[-91.03033,19.06313],[-91.0275,19.06563],[-91.02448,19.06826],[-91.02184,19.07059],[-91.01931,19.07282],[-91.01683,19.07501],[-91.01415,19.07737],[-91.01128,19.07987],[-91.00866,19.08224],[-91.00627,19.08433],[-91.00383,19.08649],[-91.00128,19.08874],[-90.99856,19.09111],[-90.99584,19.09352],[-90.99333,19.09574],[-90.9909,19.09788],[-90.9884,19.10009],[-90.98588,19.10234],[-90.98334,19.10457],[-90.98068,19.1069],[-90.97791,19.10928],[-90.97583,19.11112],[-90.97344,19.11321],[-90.97099,19.11538],[-90.96847,19.1176],[-90.96601,19.11977],[-90.96349,19.12197],[-90.96076,19.12439],[-90.9579,19.12692],[-90.95457,19.12983],[-90.95133,19.13267],[-90.94885,19.13489],[-90.94642,19.137],[-90.94394,19.13915],[-90.94149,19.14133],[-90.93897,19.14354],[-90.93646,19.14575],[-90.93525,19.1483],[-90.93404,19.15091],[-90.93272,19.15365],[-90.93156,19.15613],[-90.93028,19.15889],[-90.92784,19.16055],[-90.92543,19.16219],[-90.92297,19.16389],[-90.92034,19.16571],[-90.91779,19.16743],[-90.91531,19.16913],[-90.91281,19.17086],[-90.91021,19.17262],[-90.9077,19.17436],[-90.90499,19.17618],[-90.90231,19.17802],[-90.89951,19.17995],[-90.89696,19.18172],[-90.89425,19.18354],[-90.89158,19.18535],[-90.88878,19.18726],[-90.88607,19.18914],[-90.88332,19.19102],[-90.88061,19.19291],[-90.87797,19.19469],[-90.87521,19.19661],[-90.87247,19.19844],[-90.86973,19.20032],[-90.86685,19.20229],[-90.86389,19.20434],[-90.86087,19.20642],[-90.85793,19.20844],[-90.8554,19.21016],[-90.85329,19.21215],[-90.85104,19.2143],[-90.84884,19.21635],[-90.84657,19.21849],[-90.84429,19.22066],[-90.84196,19.22287],[-90.83957,19.22513],[-90.83726,19.22733],[-90.83483,19.22962],[-90.83239,19.23193],[-90.83003,19.2342],[-90.82771,19.2364],[-90.82526,19.2387],[-90.82276,19.24112],[-90.82029,19.24344],[-90.81792,19.24571],[-90.81547,19.24803],[-90.8131,19.25026],[-90.81072,19.25252],[-90.80833,19.2548],[-90.80597,19.25704],[-90.80364,19.25922],[-90.8014,19.26132],[-90.79922,19.26343],[-90.7968,19.26571],[-90.79445,19.26793],[-90.79214,19.27016],[-90.78979,19.27237],[-90.78739,19.27311],[-90.78524,19.2738],[-90.78241,19.27472],[-90.77938,19.27567],[-90.77632,19.27665],[-90.77326,19.27765],[-90.77008,19.27865],[-90.76758,19.27945],[-90.76497,19.28028],[-90.76186,19.28125],[-90.75867,19.28227],[-90.75548,19.2833],[-90.75253,19.28423],[-90.74917,19.28531],[-90.74559,19.2864],[-90.74303,19.28845],[-90.73998,19.29077],[-90.73745,19.29272],[-90.73488,19.29467],[-90.7324,19.29656],[-90.73037,19.29812],[-90.73003,19.30103],[-90.72961,19.30422],[-90.7292,19.30734],[-90.72875,19.31053],[-90.72834,19.31369],[-90.72795,19.31676],[-90.7276,19.31944],[-90.72724,19.32209],[-90.72719,19.32441],[-90.72748,19.32449]]}}
Línea 115.0 kV | LineString | 115.0 kV |  |  |  | CFE |  |  |  |  | OpenStreetMap | {"type":"Feature","properties":{},"geometry":{"type":"LineString","coordinates":[[-91.19249,18.96219],[-91.19316,18.96228],[-91.19656,18.96361],[-91.19761,18.96316],[-91.20101,18.96167],[-91.20428,18.96024],[-91.20737,18.95887],[-91.21063,18.95741],[-91.21428,18.9561],[-91.21757,18.95436],[-91.22067,18.95298],[-91.2237,18.95166],[-91.2267,18.95031],[-91.2298,18.94893],[-91.23286,18.94758],[-91.23595,18.94623],[-91.23889,18.94491],[-91.24203,18.94352],[-91.24493,18.94223],[-91.24807,18.94085],[-91.25115,18.93947],[-91.25414,18.93816],[-91.25703,18.93687],[-91.2601,18.93551],[-91.26311,18.93416],[-91.26606,18.93287],[-91.26918,18.93146],[-91.2723,18.93008],[-91.27541,18.92866],[-91.27889,18.93013],[-91.28212,18.93149],[-91.28545,18.93288],[-91.28904,18.93431],[-91.29102,18.93729],[-91.29315,18.94018]]}}
Línea 115.0 kV | LineString | 115.0 kV |  |  |  | CFE |  |  |  |  | OpenStreetMap | {"type":"Feature","properties":{},"geometry":{"type":"LineString","coordinates":[[-91.19254,18.96188],[-91.19321,18.96195],[-91.19672,18.96252],[-91.19886,18.96156],[-91.20273,18.95982],[-91.20629,18.95818],[-91.20886,18.95701],[-91.21155,18.95583],[-91.21537,18.95412],[-91.21828,18.95278],[-91.22125,18.95144],[-91.22472,18.94986],[-91.22841,18.94818],[-91.23206,18.94655],[-91.23592,18.9448],[-91.23972,18.94309],[-91.2435,18.94135],[-91.24731,18.93964],[-91.25108,18.93795],[-91.25487,18.93623],[-91.2587,18.93448],[-91.26247,18.93279],[-91.26613,18.93113],[-91.26978,18.92947],[-91.27361,18.92773],[-91.2764,18.92646],[-91.279,18.92739],[-91.2847,18.9295],[-91.28996,18.93153],[-91.29655,18.93398],[-91.30239,18.9362],[-91.30516,18.93722]]}}
Línea 115.0 kV | LineString | 115.0 kV |  |  |  | CFE |  |  |  |  | OpenStreetMap | {"type":"Feature","properties":{},"geometry":{"type":"LineString","coordinates":[[-107.44882,28.36361],[-107.44935,28.36359],[-107.44929,28.36436],[-107.44651,28.36529],[-107.44511,28.36714],[-107.44403,28.37025],[-107.44269,28.37411],[-107.44156,28.37736],[-107.44175,28.38122],[-107.44198,28.38539],[-107.44214,28.3889],[-107.44229,28.39175]]}}
Línea 115.0 kV | LineString | 115.0 kV | 1 |  |  | CFE |  |  |  |  | OpenStreetMap | {"type":"Feature","properties":{},"geometry":{"type":"LineString","coordinates":[[-106.18616,28.50903],[-106.18589,28.51001],[-106.18543,28.5115],[-106.18487,28.51324],[-106.18431,28.51504],[-106.18373,28.51685],[-106.1833,28.51824],[-106.18277,28.51991],[-106.18231,28.52134],[-106.18182,28.52292],[-106.1808,28.52287],[-106.17923,28.52276],[-106.17786,28.5227],[-106.17672,28.52419],[-106.17557,28.52569],[-106.17435,28.52729],[-106.17316,28.52884],[-106.17168,28.5308],[-106.17058,28.53224],[-106.16939,28.53381],[-106.16828,28.53526],[-106.16712,28.53676],[-106.16595,28.53828],[-106.16477,28.53987],[-106.1635,28.54151],[-106.16236,28.543],[-106.16119,28.54454],[-106.16025,28.54578],[-106.15901,28.54736],[-106.15785,28.54893],[-106.1567,28.55042],[-106.15569,28.55175],[-106.15443,28.5534],[-106.15346,28.55466],[-106.15242,28.55604],[-106.15135,28.55744],[-106.15027,28.5588],[-106.14913,28.56029],[-106.14816,28.56156],[-106.14687,28.56325],[-106.14589,28.56458],[-106.14502,28.56574],[-106.14441,28.56601],[-106.14122,28.5671],[-106.13895,28.56793],[-106.13716,28.56859],[-106.13551,28.56917],[-106.13237,28.57007],[-106.13109,28.57043],[-106.12906,28.571],[-106.12709,28.57155],[-106.12576,28.57319],[-106.12467,28.57452],[-106.1243,28.57494],[-106.1232,28.57556],[-106.12236,28.57559],[-106.12147,28.57563],[-106.12067,28.57564],[-106.11976,28.57447],[-106.11886,28.57333],[-106.11818,28.57358],[-106.11748,28.57382],[-106.11677,28.57406],[-106.11613,28.57427],[-106.11518,28.57461],[-106.11398,28.57503],[-106.11311,28.57532],[-106.11236,28.57559],[-106.11171,28.57581],[-106.11119,28.57744],[-106.11073,28.5788],[-106.11022,28.58036],[-106.10969,28.58194],[-106.10923,28.58336],[-106.11005,28.58469],[-106.11101,28.58617],[-106.11022,28.58717],[-106.10899,28.58869],[-106.1077,28.59023],[-106.10687,28.5913],[-106.10647,28.59176],[-106.10604,28.59228],[-106.10557,28.59284],[-106.10543,28.59303],[-106.10553,28.59311],[-106.1052,28.59355],[-106.10478,28.59411],[-106.10443,28.59455],[-106.10407,28.59504],[-106.10407,28.59541],[-106.10436,28.59559]]}}
Línea 115.0 kV | LineString | 115.0 kV | 1 |  |  | CFE |  |  |  |  | OpenStreetMap | {"type":"Feature","properties":{},"geometry":{"type":"LineString","coordinates":[[-106.18675,28.50919],[-106.18614,28.51001],[-106.18558,28.51178],[-106.18506,28.51342],[-106.1846,28.5149],[-106.18396,28.51693],[-106.18348,28.51847],[-106.18303,28.51986],[-106.1823,28.52217],[-106.18191,28.52343],[-106.1809,28.52472],[-106.17984,28.52607],[-106.17862,28.52761],[-106.17764,28.52886],[-106.17651,28.53029],[-106.17436,28.53303],[-106.17309,28.53464],[-106.17182,28.53624],[-106.1713,28.5369],[-106.17,28.53856],[-106.16867,28.54024],[-106.16746,28.54178],[-106.16627,28.54329],[-106.16507,28.54483],[-106.16394,28.54626],[-106.16274,28.54777],[-106.16137,28.54951],[-106.16023,28.55096],[-106.15897,28.55254],[-106.15758,28.55432],[-106.15595,28.55639],[-106.15492,28.5577],[-106.15331,28.55971],[-106.15213,28.56119],[-106.15103,28.56259],[-106.15,28.5639],[-106.14988,28.56407],[-106.1487,28.56557],[-106.14764,28.5669],[-106.14624,28.56777],[-106.14505,28.56851],[-106.14363,28.56938],[-106.1419,28.57043],[-106.14023,28.57143],[-106.13846,28.57252],[-106.13597,28.57403],[-106.13479,28.57475],[-106.13327,28.57567],[-106.13197,28.57648],[-106.13132,28.57687],[-106.13052,28.57601],[-106.12958,28.57658],[-106.12845,28.57727],[-106.12726,28.57799],[-106.12614,28.57868],[-106.12495,28.57939],[-106.12397,28.58],[-106.12276,28.58075],[-106.12171,28.58164]]}}
Línea 115.0 kV | LineString | 115.0 kV | 4 |  |  | CFE |  |  |  |  | OpenStreetMap | {"type":"Feature","properties":{},"geometry":{"type":"LineString","coordinates":[[-106.16679,28.5869],[-106.17034,28.58886],[-106.17492,28.58842],[-106.17876,28.58809],[-106.18295,28.58774],[-106.18759,28.5873],[-106.19213,28.58691],[-106.19405,28.58317],[-106.1945,28.57916],[-106.19489,28.57579],[-106.19376,28.57303],[-106.19248,28.56995],[-106.19159,28.56783],[-106.19088,28.56342],[-106.19095,28.55973],[-106.19099,28.55591],[-106.19104,28.55172],[-106.19105,28.55101],[-106.19106,28.54843],[-106.19114,28.54466],[-106.19118,28.5412],[-106.19122,28.5381],[-106.19128,28.53472],[-106.19133,28.53139],[-106.19137,28.52695],[-106.19144,28.52328],[-106.19289,28.52152],[-106.19336,28.51839],[-106.19373,28.51567],[-106.19159,28.51322],[-106.18843,28.50959],[-106.18675,28.50919]]}}
Línea 115.0 kV | LineString | 115.0 kV | 2 |  |  | CFE |  |  |  |  | OpenStreetMap | {"type":"Feature","properties":{},"geometry":{"type":"LineString","coordinates":[[-106.16524,28.58587],[-106.16547,28.58604],[-106.1662,28.58645],[-106.16679,28.5869]]}}
Línea 115.0 kV | LineString | 115.0 kV | 1 |  |  | CFE |  |  |  |  | OpenStreetMap | {"type":"Feature","properties":{},"geometry":{"type":"LineString","coordinates":[[-116.16233,31.2228],[-116.16232,31.22276],[-116.16142,31.22065],[-116.16049,31.21834],[-116.15959,31.21609],[-116.15867,31.2138],[-116.15777,31.21159],[-116.15681,31.20919],[-116.15593,31.20703],[-116.15529,31.20547],[-116.15458,31.20368],[-116.15326,31.20045],[-116.15129,31.19556],[-116.15047,31.19348],[-116.1496,31.19135],[-116.14877,31.18929],[-116.14747,31.18603],[-116.14666,31.184],[-116.1455,31.1811],[-116.14451,31.17864],[-116.14318,31.1753],[-116.14233,31.17317],[-116.14102,31.16994],[-116.14014,31.16845],[-116.13942,31.16727],[-116.1378,31.16452],[-116.13632,31.16206],[-116.13424,31.15868],[-116.13387,31.15804],[-116.1328,31.15627],[-116.13117,31.15351],[-116.12961,31.15095],[-116.12845,31.14902],[-116.12817,31.14822],[-116.12755,31.14618],[-116.12672,31.14359],[-116.12549,31.13984],[-116.12449,31.13673],[-116.12674,31.13488],[-116.13042,31.13188],[-116.13342,31.12939],[-116.13539,31.12781],[-116.13662,31.1268],[-116.13891,31.12492],[-116.14128,31.12295],[-116.14319,31.12138],[-116.14681,31.11849],[-116.15015,31.11571],[-116.15265,31.11488],[-116.15929,31.11254],[-116.16043,31.11212],[-116.1618,31.11164],[-116.16598,31.11022],[-116.16841,31.10936],[-116.17122,31.10838],[-116.17415,31.10737],[-116.17635,31.10661],[-116.17849,31.10502],[-116.18071,31.10339],[-116.18243,31.10213],[-116.18394,31.10098],[-116.18418,31.10087],[-116.18442,31.0985],[-116.18244,31.09171],[-116.1849,31.08542],[-116.1854,31.08542],[-116.18648,31.0845],[-116.18751,31.08359],[-116.1887,31.08259],[-116.18937,31.08202],[-116.19058,31.08101],[-116.193,31.07889],[-116.19577,31.07654],[-116.1963,31.07382],[-116.19675,31.07151],[-116.19758,31.06723],[-116.19803,31.0649],[-116.19873,31.06134],[-116.19902,31.05984],[-116.19953,31.05717],[-116.19999,31.0548],[-116.20043,31.0525],[-116.20126,31.04822],[-116.20157,31.04663],[-116.20202,31.0443],[-116.2022,31.04229],[-116.20207,31.04213],[-116.2008,31.04033],[-116.19943,31.03849],[-116.19838,31.03704],[-116.19583,31.03349],[-116.1947,31.03195],[-116.19302,31.02962],[-116.19146,31.02748],[-116.1898,31.02514],[-116.1882,31.02293],[-116.18669,31.02084],[-116.18507,31.01857],[-116.18347,31.01635],[-116.18146,31.01361],[-116.17996,31.01154],[-116.17879,31.00993],[-116.17724,31.00778],[-116.17585,31.00585],[-116.17419,31.00357],[-116.17275,31.00159],[-116.1713,30.99957],[-116.16972,30.9974],[-116.16842,30.99558],[-116.16685,30.99342],[-116.16526,30.99123],[-116.16388,30.98934],[-116.16253,30.9875],[-116.16105,30.98544],[-116.15952,30.98335],[-116.15809,30.98136],[-116.15669,30.97945],[-116.15553,30.97785],[-116.15405,30.97577],[-116.1529,30.97421],[-116.15132,30.972],[-116.14983,30.96996],[-116.14835,30.9679],[-116.14729,30.96644],[-116.14608,30.96476],[-116.14456,30.96266],[-116.14312,30.96066],[-116.14164,30.9586],[-116.14013,30.95652],[-116.13863,30.95445],[-116.13714,30.95237],[-116.13564,30.95031],[-116.13421,30.94831],[-116.1327,30.94626],[-116.13128,30.94427],[-116.12983,30.94226],[-116.12833,30.9402],[-116.12683,30.93813],[-116.12534,30.93606],[-116.12385,30.93399],[-116.1224,30.93199],[-116.12092,30.92991],[-116.1195,30.92793],[-116.11803,30.92593],[-116.11654,30.92386],[-116.11509,30.92187],[-116.11358,30.91977],[-116.11214,30.91777],[-116.11066,30.91573],[-116.10922,30.91373],[-116.10777,30.91173],[-116.10628,30.90967],[-116.10476,30.90759],[-116.10333,30.90558],[-116.10182,30.90352],[-116.10039,30.90153],[-116.09896,30.89953],[-116.09743,30.89741],[-116.09587,30.89525],[-116.09443,30.89327],[-116.09294,30.89118],[-116.09109,30.88888],[-116.08921,30.8866],[-116.08694,30.88349],[-116.08529,30.88121],[-116.08362,30.87895],[-116.08211,30.8769],[-116.08066,30.87491],[-116.07928,30.873],[-116.0776,30.87072],[-116.07643,30.86909],[-116.07524,30.86752],[-116.07341,30.86503],[-116.07138,30.86222],[-116.07014,30.86053],[-116.06881,30.8587],[-116.06758,30.85703],[-116.06544,30.85414],[-116.06439,30.85299],[-116.06199,30.85025],[-116.06017,30.84814],[-116.05795,30.84568],[-116.05633,30.84384],[-116.05465,30.84192],[-116.05294,30.84],[-116.05132,30.83814],[-116.04945,30.83607],[-116.04759,30.83401],[-116.04587,30.83208],[-116.04425,30.83021],[-116.04255,30.82834],[-116.0409,30.82647],[-116.03925,30.82462],[-116.03762,30.82278],[-116.0359,30.82084],[-116.03418,30.8189],[-116.03244,30.81696],[-116.03076,30.81502],[-116.02908,30.81317],[-116.02741,30.8113],[-116.02618,30.80989],[-116.02485,30.80769],[-116.02343,30.80528],[-116.02187,30.80272],[-116.02086,30.80103],[-116.0196,30.79894],[-116.01835,30.79686],[-116.01705,30.7947],[-116.01532,30.79184],[-116.0139,30.78946],[-116.01255,30.78723],[-116.01139,30.78528],[-116.0101,30.78311],[-116.00872,30.78077],[-116.00738,30.77852],[-116.00617,30.77655],[-116.00469,30.77501],[-116.00315,30.77342],[-116.0011,30.77125],[-115.99923,30.76931],[-115.9973,30.76729],[-115.99557,30.76549],[-115.99401,30.76387],[-115.99235,30.76214],[-115.99096,30.76068],[-115.98967,30.75935],[-115.98754,30.75713],[-115.98569,30.75517],[-115.98401,30.75344],[-115.98234,30.75171],[-115.98061,30.7499],[-115.979,30.74823],[-115.97869,30.74599],[-115.97802,30.74191],[-115.9786,30.73945],[-115.97906,30.73741],[-115.97963,30.73487],[-115.97992,30.73362],[-115.98047,30.73123],[-115.98099,30.72893],[-115.98157,30.72642],[-115.98211,30.72407],[-115.98265,30.72177],[-115.9831,30.71981],[-115.9835,30.71804],[-115.98509,30.71688],[-115.98668,30.71573],[-115.98704,30.71557],[-115.98731,30.71552]]}}
Línea 115.0 kV | LineString | 115.0 kV | 1 |  |  | CFE |  |  |  |  | OpenStreetMap | {"type":"Feature","properties":{},"geometry":{"type":"LineString","coordinates":[[-116.16177,31.22295],[-116.16138,31.22305],[-116.15766,31.22396],[-116.1545,31.22472],[-116.15064,31.22569],[-116.14593,31.22684],[-116.14464,31.22715],[-116.14104,31.22806],[-116.13379,31.2298],[-116.13019,31.23066],[-116.12678,31.23151],[-116.12332,31.23233],[-116.11684,31.234],[-116.11276,31.23501],[-116.11109,31.23541],[-116.10755,31.23622],[-116.1019,31.23767],[-116.099,31.23836],[-116.09289,31.23988],[-116.08898,31.24082],[-116.08608,31.24156],[-116.07632,31.24391],[-116.07419,31.24438],[-116.07192,31.24494],[-116.06907,31.24569],[-116.06397,31.24694],[-116.05959,31.24798],[-116.0559,31.2489],[-116.05367,31.24942],[-116.05115,31.25006],[-116.04861,31.25068],[-116.04587,31.25136],[-116.04175,31.25226],[-116.03891,31.25299],[-116.03336,31.25438],[-116.02617,31.25619],[-116.0203,31.2576],[-116.01254,31.25948],[-116.00971,31.26025],[-116.00499,31.26136],[-116.00162,31.26223],[-115.99499,31.26378],[-115.98984,31.26501],[-115.98316,31.26665],[-115.97678,31.26829],[-115.97181,31.26941],[-115.96964,31.2704],[-115.96612,31.27218],[-115.96335,31.27338],[-115.95923,31.2754],[-115.95663,31.27666],[-115.95105,31.27939],[-115.94471,31.28237],[-115.94247,31.28353],[-115.93637,31.2864],[-115.92995,31.28944],[-115.92413,31.2922],[-115.91984,31.29433],[-115.91659,31.29591],[-115.91308,31.2977],[-115.90489,31.30153],[-115.9024,31.30276],[-115.89818,31.3048],[-115.88941,31.30908],[-115.88725,31.31013],[-115.88191,31.31265],[-115.87867,31.31422],[-115.87451,31.31624],[-115.86729,31.32013],[-115.86214,31.32237],[-115.85761,31.32432],[-115.85487,31.3256],[-115.85133,31.32729],[-115.84785,31.32895],[-115.84136,31.33207],[-115.83845,31.33345],[-115.83576,31.33478],[-115.83196,31.33658],[-115.82986,31.3376],[-115.82692,31.33903],[-115.82342,31.34075],[-115.82105,31.34181],[-115.8184,31.34315],[-115.81528,31.34463],[-115.8121,31.34615],[-115.80937,31.34746],[-115.80662,31.34877],[-115.8025,31.35076],[-115.79926,31.35231],[-115.79601,31.35383],[-115.79229,31.35559],[-115.78839,31.35751],[-115.78485,31.35923],[-115.78129,31.35918],[-115.77766,31.35913],[-115.77374,31.3591],[-115.76989,31.35901],[-115.76611,31.35894],[-115.76226,31.35891],[-115.75828,31.35885],[-115.75465,31.3588],[-115.75034,31.35872],[-115.74667,31.35866]]}}
Línea 115.0 kV | LineString | 115.0 kV | 2 |  |  | CFE |  |  |  |  | OpenStreetMap | {"type":"Feature","properties":{},"geometry":{"type":"LineString","coordinates":[[-116.58474,31.77742],[-116.58395,31.77762],[-116.58412,31.77849],[-116.58429,31.77935],[-116.58445,31.78024],[-116.58462,31.78109],[-116.58485,31.7822],[-116.58499,31.78294],[-116.5852,31.78403],[-116.58534,31.78499],[-116.58546,31.78565],[-116.58562,31.78648],[-116.5858,31.78752],[-116.58597,31.78839],[-116.58616,31.7894],[-116.58636,31.79041],[-116.58656,31.79141],[-116.58678,31.79249],[-116.587,31.79353],[-116.58719,31.79455],[-116.58739,31.79552],[-116.58761,31.79654],[-116.58782,31.79763],[-116.58798,31.79843],[-116.58813,31.7992],[-116.58828,31.8],[-116.58844,31.80081],[-116.58859,31.8016],[-116.58875,31.80237],[-116.58897,31.80332],[-116.58927,31.80426],[-116.58952,31.80532],[-116.58968,31.80626],[-116.58988,31.80727],[-116.59003,31.80801],[-116.59021,31.80895],[-116.59039,31.80984],[-116.59046,31.81069],[-116.58924,31.81141],[-116.58939,31.81227],[-116.59041,31.81999],[-116.59075,31.82253],[-116.591,31.8246],[-116.5912,31.82586],[-116.59143,31.82765],[-116.59155,31.82855],[-116.59168,31.82941],[-116.59179,31.83034],[-116.5919,31.83123],[-116.59203,31.83213],[-116.59218,31.83314],[-116.59233,31.83436],[-116.59296,31.83909],[-116.59309,31.84005],[-116.59325,31.84233]]}}
Línea 115.0 kV | LineString | 115.0 kV | 1 |  |  | CFE |  |  |  |  | OpenStreetMap | {"type":"Feature","properties":{},"geometry":{"type":"LineString","coordinates":[[-117.10588,32.47695],[-117.106,32.47698],[-117.10615,32.47703],[-117.10693,32.47722],[-117.10791,32.47742],[-117.10879,32.47766],[-117.10899,32.4777]]}}
Línea 115.0 kV | LineString | 115.0 kV | 1 |  |  | CFE |  |  |  |  | OpenStreetMap | {"type":"Feature","properties":{},"geometry":{"type":"LineString","coordinates":[[-108.57499,26.50726],[-108.57472,26.50707],[-108.57441,26.50584],[-108.57424,26.50375],[-108.57426,26.50266],[-108.57431,26.50144],[-108.57443,26.49668],[-108.57509,26.49048],[-108.57628,26.48686],[-108.57776,26.48223],[-108.57818,26.4811],[-108.57896,26.47889],[-108.57994,26.47632],[-108.58094,26.47332],[-108.58176,26.47209],[-108.58322,26.46958],[-108.58425,26.46798],[-108.58501,26.46674],[-108.58575,26.4656],[-108.58783,26.46217],[-108.58892,26.46042],[-108.59066,26.45781],[-108.59192,26.45599],[-108.59317,26.45412],[-108.59492,26.45146],[-108.59615,26.44964],[-108.59731,26.44787],[-108.59722,26.44613],[-108.5975,26.44465],[-108.59853,26.44236],[-108.59939,26.44045],[-108.6004,26.43832],[-108.60115,26.43668],[-108.60194,26.43495],[-108.60305,26.43252],[-108.60368,26.43113],[-108.60437,26.42966],[-108.60533,26.42747],[-108.60612,26.42573],[-108.60712,26.42358],[-108.60798,26.4217],[-108.60843,26.42072],[-108.60982,26.41841],[-108.61079,26.41696],[-108.61177,26.41546],[-108.6129,26.41379],[-108.61403,26.41208],[-108.61506,26.41056],[-108.61597,26.40916],[-108.61734,26.40713],[-108.61854,26.40532],[-108.61978,26.4035],[-108.62146,26.40316],[-108.62363,26.40281],[-108.62579,26.40246],[-108.62829,26.40206],[-108.63075,26.40167],[-108.63303,26.40129],[-108.63546,26.40093],[-108.6379,26.40051],[-108.64041,26.40007],[-108.64285,26.39967],[-108.64513,26.39931],[-108.6477,26.39897],[-108.64818,26.3989],[-108.65006,26.40045],[-108.65149,26.40165],[-108.65299,26.4029],[-108.65482,26.40443],[-108.65671,26.40603],[-108.66064,26.40622],[-108.66403,26.4038],[-108.66798,26.40066],[-108.67169,26.40102],[-108.67591,26.40151],[-108.67684,26.4016],[-108.68003,26.40199],[-108.68194,26.40223],[-108.6845,26.40251],[-108.68696,26.4028],[-108.68925,26.40303],[-108.6905,26.40172],[-108.69169,26.4004],[-108.69299,26.39894],[-108.6943,26.39748],[-108.69562,26.39601],[-108.69654,26.39498],[-108.69755,26.39386],[-108.69862,26.39269],[-108.69963,26.39159],[-108.70044,26.39066],[-108.70231,26.38863],[-108.70336,26.38739],[-108.70551,26.38501],[-108.70723,26.38308],[-108.70888,26.38131],[-108.71048,26.3795],[-108.71242,26.37996],[-108.71427,26.38037],[-108.71704,26.38095],[-108.71929,26.38146],[-108.72141,26.38193],[-108.72368,26.38242],[-108.72562,26.38283],[-108.72803,26.38336],[-108.73043,26.3839],[-108.7327,26.3844],[-108.73462,26.38481],[-108.73661,26.38525],[-108.73861,26.38566],[-108.74118,26.38473],[-108.74392,26.38368],[-108.74522,26.38321],[-108.7475,26.38234],[-108.74956,26.3816],[-108.75155,26.38083],[-108.75386,26.37997],[-108.75596,26.37917],[-108.75803,26.37836],[-108.76017,26.37757],[-108.76242,26.37671],[-108.76467,26.37573],[-108.76628,26.37409],[-108.76752,26.37287],[-108.76987,26.3709],[-108.77151,26.3695],[-108.77298,26.36827],[-108.77434,26.36844],[-108.77559,26.36858],[-108.77815,26.3689],[-108.78049,26.36922],[-108.7818,26.36937],[-108.78409,26.36858],[-108.78641,26.36772],[-108.78791,26.36714],[-108.7896,26.36656],[-108.79149,26.36583],[-108.79338,26.36511],[-108.79542,26.36433],[-108.79758,26.36355],[-108.79983,26.36266],[-108.80208,26.36178],[-108.80443,26.36092],[-108.80663,26.36008],[-108.80891,26.35922],[-108.8112,26.35836],[-108.81346,26.35748],[-108.81579,26.35664],[-108.8181,26.35576],[-108.82033,26.35493],[-108.82238,26.35415],[-108.82471,26.35327],[-108.82699,26.3524],[-108.82991,26.3526],[-108.83213,26.35277],[-108.83445,26.35296],[-108.83675,26.35312],[-108.83899,26.35328],[-108.84124,26.35345],[-108.84358,26.35362],[-108.84569,26.35377],[-108.84782,26.35392],[-108.84995,26.35406],[-108.85192,26.35422],[-108.85393,26.35437],[-108.85593,26.35452],[-108.85842,26.3547],[-108.86092,26.35489],[-108.8634,26.35506],[-108.8657,26.35522],[-108.8682,26.3554],[-108.87068,26.3556],[-108.87274,26.35575],[-108.87523,26.35593],[-108.87775,26.35612],[-108.88021,26.35629],[-108.8825,26.35647],[-108.88474,26.3566],[-108.88723,26.3568],[-108.88933,26.35696],[-108.89121,26.35796],[-108.89309,26.35897],[-108.89506,26.36007],[-108.8968,26.361],[-108.89891,26.36217],[-108.90106,26.36332],[-108.90248,26.3641],[-108.90393,26.36487],[-108.90534,26.36564],[-108.90745,26.36679],[-108.90958,26.36791],[-108.91174,26.36907],[-108.91374,26.37012],[-108.91584,26.37128],[-108.91795,26.37246],[-108.92006,26.37359],[-108.92219,26.37474],[-108.92437,26.37592],[-108.9265,26.3771],[-108.92865,26.37824],[-108.93069,26.37934],[-108.93307,26.38066],[-108.9348,26.38156],[-108.93665,26.38257],[-108.93854,26.38358],[-108.94224,26.38558],[-108.94441,26.38673],[-108.94655,26.38788],[-108.94874,26.38906],[-108.95083,26.39018],[-108.95296,26.39134],[-108.95503,26.39247],[-108.95678,26.39341],[-108.95853,26.39434],[-108.96066,26.39552],[-108.96283,26.39669],[-108.96504,26.39789],[-108.9672,26.39906],[-108.96933,26.40029],[-108.97145,26.40144],[-108.97344,26.40255],[-108.97534,26.4036],[-108.97758,26.40484],[-108.97973,26.40599],[-108.98185,26.40715],[-108.98402,26.40834],[-108.98502,26.40893],[-108.98614,26.40953],[-108.98717,26.41007],[-108.98829,26.41072],[-108.98979,26.41162],[-108.99145,26.41246]]}}
Línea 115.0 kV | LineString | 115.0 kV | 1 |  |  | CFE |  |  |  |  | OpenStreetMap | {"type":"Feature","properties":{},"geometry":{"type":"LineString","coordinates":[[-108.5749,26.50745],[-108.57468,26.50741],[-108.57439,26.50727],[-108.57427,26.50584],[-108.57406,26.50375],[-108.5741,26.50141],[-108.5742,26.49684],[-108.57466,26.49238],[-108.57482,26.49042],[-108.57609,26.48656],[-108.57666,26.48479],[-108.57752,26.48204],[-108.57808,26.48064],[-108.57872,26.47874],[-108.57943,26.47681],[-108.58029,26.4746],[-108.58071,26.47321],[-108.58146,26.47196],[-108.583,26.46949],[-108.58511,26.46602],[-108.58763,26.46209],[-108.58887,26.46002],[-108.59042,26.45768],[-108.59145,26.45621],[-108.59303,26.45385],[-108.59471,26.45129],[-108.59595,26.44945],[-108.59705,26.44771],[-108.59691,26.44627],[-108.59729,26.44446],[-108.59808,26.44265],[-108.59883,26.44101],[-108.5997,26.43911],[-108.60063,26.43703],[-108.60133,26.43556],[-108.60242,26.43314],[-108.60327,26.43131],[-108.60395,26.42983],[-108.60482,26.4279],[-108.60562,26.42614],[-108.60661,26.42401],[-108.60754,26.42195],[-108.60812,26.4207],[-108.60942,26.41875],[-108.61035,26.41734],[-108.61135,26.41577],[-108.61244,26.41418],[-108.614,26.41181],[-108.61502,26.41026],[-108.61606,26.40873],[-108.61729,26.40687],[-108.61782,26.40606],[-108.61961,26.40336],[-108.62079,26.40161],[-108.62245,26.39908],[-108.62338,26.39772],[-108.6245,26.396],[-108.62558,26.39437],[-108.6267,26.39267],[-108.62819,26.39043],[-108.62936,26.38863],[-108.63058,26.38679],[-108.63224,26.38492],[-108.63435,26.38256],[-108.63553,26.38125],[-108.63684,26.37978],[-108.63822,26.37824],[-108.63965,26.37661],[-108.64109,26.375],[-108.64251,26.37341],[-108.64394,26.37179],[-108.64526,26.37031],[-108.64628,26.36885],[-108.64731,26.36741],[-108.64839,26.36589],[-108.64944,26.36442],[-108.65055,26.36285],[-108.65169,26.36126],[-108.65308,26.35931],[-108.65439,26.35752],[-108.6556,26.35576],[-108.65691,26.35392],[-108.65814,26.35218],[-108.6594,26.35044],[-108.66069,26.34862],[-108.66227,26.3464],[-108.66347,26.34463],[-108.66469,26.3429],[-108.66587,26.34125],[-108.6671,26.3395],[-108.66833,26.33775],[-108.66956,26.336],[-108.67083,26.33421],[-108.67206,26.33247],[-108.67334,26.33064],[-108.67455,26.32891],[-108.67578,26.32717],[-108.67702,26.32542],[-108.67827,26.32363],[-108.67949,26.3219],[-108.68072,26.32016],[-108.68195,26.31841],[-108.68326,26.31649],[-108.68452,26.31474],[-108.68532,26.31362],[-108.68613,26.31246],[-108.68694,26.31131],[-108.68844,26.30911],[-108.68935,26.30784],[-108.6909,26.3056],[-108.69195,26.3041],[-108.69355,26.30181],[-108.69476,26.30006],[-108.69603,26.29823],[-108.69743,26.2962],[-108.69794,26.29407],[-108.69842,26.29201],[-108.69887,26.28999],[-108.69941,26.2878],[-108.69992,26.28566],[-108.70045,26.28336],[-108.7009,26.28135],[-108.7014,26.27939],[-108.70164,26.27802],[-108.70217,26.2761],[-108.70276,26.27353],[-108.70333,26.27114],[-108.7038,26.2691],[-108.7043,26.26706],[-108.70478,26.26498],[-108.70524,26.26292],[-108.70575,26.26088],[-108.70623,26.25886],[-108.70692,26.25588],[-108.70732,26.25409],[-108.70776,26.25214],[-108.70817,26.25037],[-108.70858,26.2486],[-108.7092,26.24588],[-108.70989,26.24287],[-108.71023,26.24137],[-108.71086,26.23863],[-108.7113,26.23669],[-108.71192,26.23403],[-108.71236,26.23209],[-108.71277,26.23023],[-108.71334,26.22775],[-108.71378,26.22581],[-108.7142,26.22404],[-108.71463,26.22209],[-108.71494,26.22077],[-108.71526,26.21945],[-108.71555,26.21812],[-108.716,26.21618],[-108.71648,26.21405],[-108.71697,26.21193],[-108.71746,26.20978],[-108.71789,26.20784],[-108.7183,26.20608],[-108.71903,26.20294],[-108.71947,26.20108],[-108.71988,26.19931],[-108.72028,26.19751],[-108.72105,26.19418],[-108.72144,26.1924],[-108.72208,26.18972],[-108.72251,26.18777],[-108.72295,26.18586],[-108.72338,26.18392],[-108.72379,26.18214],[-108.72435,26.17972],[-108.72485,26.17753],[-108.72532,26.17538],[-108.72588,26.17293],[-108.72635,26.17093],[-108.7269,26.16854],[-108.7274,26.16636],[-108.72793,26.16405],[-108.7286,26.16183],[-108.72871,26.16143],[-108.72978,26.15789],[-108.73095,26.15397],[-108.73164,26.15163],[-108.73231,26.14948],[-108.73295,26.14735],[-108.73358,26.14524],[-108.73388,26.14267],[-108.73448,26.14127],[-108.73541,26.13918],[-108.73589,26.13751],[-108.73683,26.13435],[-108.73717,26.13323],[-108.7376,26.13214],[-108.73797,26.13063],[-108.73833,26.1293],[-108.73874,26.12801],[-108.73913,26.12669],[-108.73975,26.12462],[-108.74025,26.12296],[-108.74081,26.12107],[-108.7414,26.11912],[-108.74196,26.11725],[-108.74266,26.11494],[-108.74335,26.11259],[-108.74239,26.10931],[-108.74291,26.10819],[-108.74339,26.10702],[-108.7439,26.10585],[-108.74431,26.10492],[-108.74497,26.10336],[-108.74575,26.10154],[-108.74691,26.0989],[-108.74777,26.09698],[-108.74847,26.09538],[-108.74901,26.09411],[-108.74974,26.09244],[-108.75086,26.08985],[-108.75151,26.08843],[-108.75289,26.08529],[-108.75364,26.08352],[-108.75453,26.08179],[-108.75489,26.08067],[-108.7552,26.07875],[-108.75545,26.0772],[-108.75561,26.07633]]}}
Línea 115.0 kV | LineString | 115.0 kV | 2 |  |  | CFE |  |  |  |  | OpenStreetMap | {"type":"Feature","properties":{},"geometry":{"type":"LineString","coordinates":[[-116.98907,32.43464],[-116.98904,32.4351],[-116.98946,32.43604],[-116.98987,32.43699],[-116.99022,32.43787],[-116.99059,32.43885],[-116.99119,32.43983],[-116.99181,32.44084],[-116.99239,32.44176],[-116.9932,32.44307],[-116.99183,32.44388],[-116.99163,32.44453],[-116.99185,32.4458]]}}
Línea 115.0 kV | LineString | 115.0 kV | 2 |  |  | CFE |  |  |  |  | OpenStreetMap | {"type":"Feature","properties":{},"geometry":{"type":"LineString","coordinates":[[-116.75037,32.52427],[-116.75086,32.5248],[-116.75243,32.52609],[-116.75389,32.52621],[-116.75479,32.5255],[-116.75713,32.52407],[-116.76053,32.52197],[-116.76355,32.52006],[-116.76773,32.5175],[-116.77107,32.51545],[-116.77474,32.51316],[-116.77875,32.51067],[-116.7821,32.50858],[-116.78513,32.5067],[-116.78995,32.50647],[-116.79301,32.50631],[-116.79633,32.50611],[-116.79956,32.50467],[-116.8046,32.50242],[-116.80769,32.50115],[-116.81168,32.49935],[-116.81453,32.49807],[-116.81912,32.49603],[-116.82266,32.49446],[-116.82673,32.49265],[-116.83049,32.49101],[-116.83221,32.49025],[-116.83557,32.48876],[-116.83986,32.48685]]}}
Línea 115.0 kV | LineString | 115.0 kV | 2 |  |  | CFE |  |  |  |  | OpenStreetMap | {"type":"Feature","properties":{},"geometry":{"type":"LineString","coordinates":[[-116.67599,32.53963],[-116.68519,32.53683],[-116.6874,32.53616],[-116.69325,32.53438],[-116.69616,32.53352],[-116.70035,32.53226],[-116.70415,32.53108],[-116.70911,32.52956],[-116.71326,32.5283],[-116.71673,32.52723],[-116.71965,32.52739],[-116.72388,32.5277],[-116.72807,32.52911],[-116.73172,32.53043],[-116.73709,32.53226],[-116.74129,32.53366],[-116.74644,32.5355],[-116.74839,32.53462],[-116.74908,32.53431],[-116.75022,32.53213],[-116.75137,32.52991],[-116.75258,32.52762],[-116.75302,32.52702],[-116.75218,32.52629],[-116.75064,32.52496],[-116.75011,32.52441]]}}
Línea 115.0 kV | LineString | 115.0 kV | 3 |  |  | CFE |  |  |  |  | OpenStreetMap | {"type":"Feature","properties":{},"geometry":{"type":"LineString","coordinates":[[-116.75036,32.5238],[-116.75001,32.52341],[-116.74938,32.52272],[-116.74692,32.52173],[-116.7453,32.51851],[-116.74726,32.51263],[-116.74849,32.50894],[-116.74924,32.50684],[-116.75085,32.50579],[-116.75478,32.50324],[-116.75718,32.50169],[-116.76069,32.50044],[-116.76388,32.49923],[-116.76607,32.49895],[-116.76945,32.49402],[-116.77047,32.49257],[-116.77216,32.49016],[-116.77211,32.48699],[-116.77199,32.48192],[-116.77555,32.47935],[-116.77732,32.47807],[-116.78089,32.47549],[-116.78288,32.47404],[-116.78408,32.47318]]}}
Línea 115.0 kV | LineString | 115.0 kV | 1 |  |  | CFE |  |  |  |  | OpenStreetMap | {"type":"Feature","properties":{},"geometry":{"type":"LineString","coordinates":[[-116.8413,32.48709],[-116.84153,32.48702]]}}
Línea 115.0 kV | LineString | 115.0 kV | 1 |  |  | CFE |  |  |  |  | OpenStreetMap | {"type":"Feature","properties":{},"geometry":{"type":"LineString","coordinates":[[-116.91614,32.54882],[-116.91598,32.54859]]}}
Línea 115.0 kV | LineString | 115.0 kV | 1 |  |  | CFE |  |  |  |  | OpenStreetMap | {"type":"Feature","properties":{},"geometry":{"type":"LineString","coordinates":[[-116.91587,32.54884],[-116.91598,32.54859]]}}
Línea 115.0 kV | LineString | 115.0 kV | 2 |  |  | CFE |  |  |  |  | OpenStreetMap | {"type":"Feature","properties":{},"geometry":{"type":"LineString","coordinates":[[-116.88446,32.51488],[-116.885,32.51499],[-116.88525,32.51654],[-116.88537,32.51717],[-116.88551,32.5182],[-116.8857,32.51933],[-116.88578,32.5198],[-116.8859,32.52028],[-116.88603,32.52087],[-116.88615,32.5214],[-116.88625,32.52191],[-116.88636,32.52242],[-116.88647,32.52292],[-116.88658,32.52343],[-116.8867,32.52396],[-116.88681,32.52447],[-116.88693,32.52496],[-116.88703,32.52549],[-116.88714,32.52599],[-116.88725,32.52648],[-116.88735,32.52702],[-116.88748,32.52762],[-116.88769,32.52858],[-116.88906,32.52837],[-116.88933,32.52863],[-116.89017,32.52811],[-116.89101,32.52756],[-116.89226,32.52679],[-116.89285,32.52676],[-116.89329,32.52658],[-116.89424,32.5259],[-116.89537,32.52512],[-116.89597,32.52494],[-116.89718,32.52506],[-116.89759,32.52548],[-116.89787,32.52628],[-116.89816,32.52719],[-116.89848,32.52808],[-116.89884,32.52873],[-116.89933,32.52936],[-116.89983,32.53005],[-116.90022,32.53072],[-116.90062,32.53144],[-116.90104,32.53215],[-116.90129,32.53276],[-116.90133,32.53335],[-116.90141,32.53383],[-116.90206,32.5347],[-116.90302,32.53545],[-116.90356,32.53595],[-116.90403,32.5365],[-116.90446,32.53707],[-116.90488,32.53787],[-116.90462,32.53891],[-116.90484,32.54],[-116.90498,32.541],[-116.90513,32.54203],[-116.90527,32.54296],[-116.90541,32.54375],[-116.90581,32.54448],[-116.90636,32.54509],[-116.90693,32.54551],[-116.90757,32.54583],[-116.90838,32.54605],[-116.90918,32.54615],[-116.91003,32.54616],[-116.91101,32.54608],[-116.91215,32.54599],[-116.91238,32.54608],[-116.91251,32.5468],[-116.91254,32.54701],[-116.91258,32.54763],[-116.91264,32.54811],[-116.91271,32.54859],[-116.91276,32.54904],[-116.91281,32.54948],[-116.91286,32.54992],[-116.91291,32.55039],[-116.91351,32.55032],[-116.9141,32.55027],[-116.91469,32.55022],[-116.91529,32.55017],[-116.91589,32.55012],[-116.91582,32.54956],[-116.91571,32.54861],[-116.91598,32.54859]]}}
Línea 115.0 kV | LineString | 115.0 kV | 2 |  |  | CFE |  |  |  |  | OpenStreetMap | {"type":"Feature","properties":{},"geometry":{"type":"LineString","coordinates":[[-117.06462,32.50797],[-117.06568,32.50738],[-117.06616,32.50706],[-117.06714,32.50651],[-117.06792,32.50628],[-117.07236,32.50512],[-117.0746,32.50447],[-117.07919,32.50328],[-117.08537,32.50157],[-117.08586,32.50162],[-117.08683,32.50271],[-117.08904,32.50525],[-117.09033,32.50666],[-117.09139,32.50791],[-117.09475,32.51161],[-117.09546,32.5117]]}}
Línea 115.0 kV | LineString | 115.0 kV | 1 |  |  | CFE |  |  |  |  | OpenStreetMap | {"type":"Feature","properties":{},"geometry":{"type":"LineString","coordinates":[[-117.10101,32.46395],[-117.10138,32.4642],[-117.10177,32.46516],[-117.10239,32.4667],[-117.10274,32.46761],[-117.10346,32.46937],[-117.10455,32.47209],[-117.10545,32.4743],[-117.10635,32.47653],[-117.106,32.47698],[-117.10583,32.47719],[-117.10284,32.48087],[-117.10243,32.48148],[-117.10037,32.48393],[-117.09862,32.48613],[-117.09774,32.48721],[-117.0968,32.48838],[-117.09509,32.4905],[-117.09244,32.49378],[-117.09174,32.49465],[-117.09115,32.4953],[-117.08968,32.49718],[-117.08847,32.49866],[-117.08721,32.50022],[-117.08638,32.50127],[-117.08611,32.5016],[-117.08697,32.50262],[-117.08921,32.50513],[-117.09048,32.50655],[-117.09162,32.50784],[-117.09478,32.51146],[-117.09522,32.51158],[-117.09548,32.51161]]}}
Línea 115.0 kV | LineString | 115.0 kV | 2 |  |  | CFE |  |  |  |  | OpenStreetMap | {"type":"Feature","properties":{},"geometry":{"type":"LineString","coordinates":[[-116.85714,32.4536],[-116.85754,32.45329],[-116.85862,32.45262],[-116.8592,32.4522],[-116.85975,32.4518],[-116.86031,32.4514],[-116.86087,32.45098],[-116.8614,32.45057],[-116.86194,32.45017],[-116.86354,32.44911],[-116.86405,32.44893],[-116.8647,32.44874],[-116.86541,32.44858],[-116.86618,32.44847],[-116.86693,32.44837],[-116.86764,32.44827],[-116.86834,32.44816],[-116.86902,32.4481],[-116.86881,32.44701],[-116.86848,32.44645],[-116.86813,32.446]]}}
Línea 115.0 kV | LineString | 115.0 kV | 2 |  |  | CFE |  |  |  |  | OpenStreetMap | {"type":"Feature","properties":{},"geometry":{"type":"LineString","coordinates":[[-116.86813,32.446],[-116.86802,32.44537],[-116.86819,32.44479],[-116.86847,32.44424],[-116.8686,32.44392],[-116.86999,32.44445],[-116.87087,32.44479],[-116.87135,32.44497],[-116.87199,32.44518],[-116.87262,32.44542],[-116.87326,32.44566],[-116.8738,32.44588],[-116.87432,32.44606],[-116.87499,32.44626],[-116.87563,32.44641],[-116.87637,32.4465],[-116.87717,32.44658],[-116.87715,32.44587],[-116.87771,32.44581]]}}
Línea 115.0 kV | LineString | 115.0 kV | 1 |  |  | CFE |  |  |  |  | OpenStreetMap | {"type":"Feature","properties":{},"geometry":{"type":"LineString","coordinates":[[-115.98728,30.71544],[-115.98603,30.71557],[-115.98583,30.71453],[-115.98562,30.71349],[-115.9854,30.71242],[-115.98517,30.71137],[-115.98495,30.7102],[-115.98472,30.70914],[-115.98451,30.70807],[-115.98432,30.7071],[-115.98366,30.70381],[-115.98299,30.70056],[-115.98073,30.69691],[-115.97881,30.69382],[-115.97595,30.68915],[-115.97358,30.6853],[-115.97141,30.68182],[-115.96913,30.67809],[-115.96719,30.67494],[-115.96518,30.67168],[-115.96366,30.66923],[-115.96139,30.66556],[-115.95915,30.66189],[-115.95727,30.65887],[-115.95532,30.65569],[-115.95283,30.65164],[-115.95101,30.64869],[-115.94765,30.64288],[-115.94528,30.63874],[-115.94309,30.63495],[-115.94149,30.6322],[-115.93922,30.62829],[-115.93723,30.62488],[-115.93528,30.62147],[-115.9334,30.61825],[-115.9317,30.6153],[-115.93,30.61239],[-115.92803,30.60898],[-115.92593,30.60535],[-115.92391,30.60186],[-115.92201,30.59858],[-115.92036,30.59577],[-115.9183,30.59221],[-115.91666,30.58939],[-115.91461,30.58584],[-115.91255,30.58229],[-115.91066,30.57908],[-115.90889,30.57602],[-115.90731,30.5733],[-115.9091,30.56941],[-115.91032,30.56673],[-115.91156,30.56402],[-115.91304,30.56083],[-115.91165,30.55648],[-115.91046,30.55272],[-115.90922,30.54881],[-115.90793,30.54471],[-115.9068,30.54116],[-115.90561,30.53742],[-115.90434,30.53341],[-115.90311,30.52953],[-115.90194,30.52584],[-115.90069,30.52189],[-115.90138,30.51765],[-115.90188,30.51433],[-115.90252,30.5104],[-115.90305,30.50701],[-115.90358,30.50363],[-115.90704,30.50284],[-115.90906,30.50237],[-115.90963,30.50223],[-115.91019,30.50209],[-115.91075,30.50197],[-115.91127,30.50185],[-115.91179,30.50173],[-115.91457,30.50108],[-115.91829,30.50021],[-115.92168,30.50008],[-115.92202,30.49998]]}}
Línea 115.0 kV | LineString | 115.0 kV |  |  |  | CFE |  |  |  |  | OpenStreetMap | {"type":"Feature","properties":{},"geometry":{"type":"LineString","coordinates":[[-94.30535,18.05432],[-94.30565,18.05391]]}}
Línea 115.0 kV | LineString | 115.0 kV |  |  |  | CFE |  |  |  |  | OpenStreetMap | {"type":"Feature","properties":{},"geometry":{"type":"LineString","coordinates":[[-94.32334,18.00835],[-94.32318,18.00841],[-94.32278,18.00865],[-94.32172,18.00902],[-94.31947,18.00986],[-94.31833,18.01196],[-94.31726,18.01393],[-94.31916,18.01582],[-94.32101,18.01768],[-94.32304,18.01974],[-94.32931,18.02271],[-94.33222,18.02409],[-94.33512,18.02545],[-94.33674,18.02618],[-94.33931,18.02688],[-94.34372,18.02799],[-94.34625,18.02862],[-94.35509,18.0309],[-94.35756,18.03142],[-94.35896,18.03168],[-94.36159,18.03367],[-94.36243,18.03535],[-94.36426,18.03902],[-94.36728,18.03955],[-94.37027,18.04172],[-94.36997,18.04461],[-94.36978,18.04638],[-94.36955,18.04865],[-94.37244,18.05188],[-94.37231,18.05477],[-94.3739,18.05559],[-94.3749,18.05735],[-94.37717,18.05903],[-94.37905,18.06041],[-94.37767,18.06356],[-94.37738,18.06486],[-94.37743,18.06595],[-94.37751,18.06744],[-94.37759,18.06894],[-94.37767,18.07039],[-94.37774,18.07183],[-94.3778,18.07327],[-94.37785,18.0747],[-94.37793,18.07617],[-94.3779,18.07706],[-94.37772,18.0774],[-94.37999,18.07981],[-94.38012,18.08019]]}}
Línea 115.0 kV | LineString | 115.0 kV | 1 |  |  | CFE |  |  |  |  | OpenStreetMap | {"type":"Feature","properties":{},"geometry":{"type":"LineString","coordinates":[[-100.17806,25.78912],[-100.17702,25.78896],[-100.17602,25.78944],[-100.17503,25.78995],[-100.17402,25.79045],[-100.17303,25.79097],[-100.17204,25.79146],[-100.17144,25.79068],[-100.17085,25.78988],[-100.17025,25.78905],[-100.16968,25.78819],[-100.16704,25.78792],[-100.16397,25.78759],[-100.16024,25.78721],[-100.15704,25.78683],[-100.154,25.78776],[-100.15098,25.78869],[-100.14787,25.78962],[-100.14472,25.79058],[-100.14291,25.79113],[-100.14276,25.79161],[-100.142,25.79244],[-100.14126,25.79326],[-100.1405,25.79409],[-100.13946,25.79368],[-100.13869,25.79325],[-100.13821,25.79257],[-100.13682,25.79298],[-100.1341,25.79381],[-100.13108,25.79473],[-100.12808,25.79564],[-100.12545,25.79644],[-100.12354,25.79702],[-100.12182,25.79755],[-100.11872,25.79848],[-100.1162,25.79936],[-100.11429,25.80003],[-100.11085,25.80123],[-100.10754,25.80239],[-100.10471,25.80339],[-100.10363,25.80376],[-100.1015,25.8045],[-100.09992,25.80507],[-100.09794,25.80576],[-100.09763,25.80574],[-100.09766,25.80581]]}}
Línea 115.0 kV | LineString | 115.0 kV | 2 |  |  | CFE |  |  |  |  | OpenStreetMap | {"type":"Feature","properties":{},"geometry":{"type":"LineString","coordinates":[[-94.40812,18.11064],[-94.41072,18.11293],[-94.41348,18.11538],[-94.41342,18.11549],[-94.41407,18.11739],[-94.41835,18.11925],[-94.42289,18.12135],[-94.42641,18.12308],[-94.42671,18.1249],[-94.42534,18.12786],[-94.42381,18.13116],[-94.4223,18.13369],[-94.42136,18.13605],[-94.4206,18.13796],[-94.41771,18.13925]]}}
Línea 115.0 kV | LineString | 115.0 kV |  |  |  | CFE |  |  |  |  | OpenStreetMap | {"type":"Feature","properties":{},"geometry":{"type":"LineString","coordinates":[[-94.58715,18.00479],[-94.58592,18.00314],[-94.58467,18.00152],[-94.58307,17.99927],[-94.58186,17.99768],[-94.58029,17.99558],[-94.57835,17.99232],[-94.57643,17.9918],[-94.57606,17.99172]]}}
Línea 115.0 kV | LineString | 115.0 kV | 3 |  |  | CFE |  |  |  |  | OpenStreetMap | {"type":"Feature","properties":{},"geometry":{"type":"LineString","coordinates":[[-101.47155,21.01547],[-101.47167,21.01457],[-101.47181,21.01356],[-101.47105,21.01288],[-101.47027,21.01218],[-101.47029,21.0112],[-101.4703,21.01021],[-101.47032,21.0092],[-101.47034,21.00823],[-101.47035,21.00723]]}}
Línea 115.0 kV | LineString | 115.0 kV | 2 |  |  | CFE |  |  |  |  | OpenStreetMap | {"type":"Feature","properties":{},"geometry":{"type":"LineString","coordinates":[[-100.85834,22.02494],[-100.85889,22.02322],[-100.85947,22.02149],[-100.86195,22.02096],[-100.86506,22.02032],[-100.86823,22.01965],[-100.87171,22.01891],[-100.87499,22.01821],[-100.87841,22.01748],[-100.88106,22.01989],[-100.88374,22.02231],[-100.88626,22.0246],[-100.8863,22.02614]]}}
Línea 115.0 kV | LineString | 115.0 kV | 2 |  |  | CFE |  |  |  |  | OpenStreetMap | {"type":"Feature","properties":{},"geometry":{"type":"LineString","coordinates":[[-106.36516,31.62091],[-106.36594,31.62167],[-106.36713,31.62291],[-106.3681,31.62393],[-106.369,31.62485],[-106.36996,31.62585],[-106.37076,31.62669],[-106.37213,31.62805],[-106.37304,31.62903],[-106.37398,31.63006],[-106.37488,31.6309],[-106.37582,31.63191],[-106.37682,31.6329],[-106.37761,31.63373],[-106.37875,31.63399],[-106.38008,31.63411],[-106.3815,31.63429],[-106.38294,31.63444],[-106.38438,31.63461],[-106.38572,31.63476],[-106.38671,31.63486],[-106.3872,31.63492],[-106.38864,31.6351],[-106.39008,31.63525],[-106.39093,31.63537],[-106.39197,31.63547],[-106.39368,31.6357],[-106.39501,31.63585],[-106.39622,31.63599],[-106.39742,31.63613],[-106.39866,31.63626],[-106.39994,31.6364],[-106.40107,31.63653],[-106.40227,31.63666],[-106.40353,31.63679],[-106.40472,31.63692],[-106.40582,31.63704],[-106.40717,31.63714],[-106.40849,31.63729],[-106.40988,31.63745]]}}
Línea 115.0 kV | LineString | 115.0 kV | 2 |  |  | CFE |  |  |  |  | OpenStreetMap | {"type":"Feature","properties":{},"geometry":{"type":"LineString","coordinates":[[-106.36516,31.62091],[-106.3663,31.62015]]}}
Línea 115.0 kV | LineString | 115.0 kV | 2 |  |  | CFE |  |  |  |  | OpenStreetMap | {"type":"Feature","properties":{},"geometry":{"type":"LineString","coordinates":[[-116.8171,32.05792],[-116.81417,32.05899],[-116.8111,32.06021],[-116.80842,32.06127],[-116.80726,32.06375],[-116.80616,32.06627],[-116.8051,32.06875],[-116.80397,32.07148],[-116.80281,32.07394],[-116.80265,32.07402],[-116.80241,32.07414],[-116.80211,32.07429],[-116.80166,32.07455]]}}
Línea 115.0 kV | LineString | 115.0 kV | 1 |  |  | CFE |  |  |  |  | OpenStreetMap | {"type":"Feature","properties":{},"geometry":{"type":"LineString","coordinates":[[-116.80982,32.09848],[-116.80995,32.09858],[-116.80957,32.09891],[-116.809,32.09843],[-116.80845,32.09795],[-116.8084,32.09435],[-116.80899,32.09202],[-116.80954,32.08972],[-116.81011,32.08752],[-116.81103,32.08363],[-116.81156,32.08151],[-116.81207,32.07948],[-116.81271,32.07685],[-116.81318,32.07498],[-116.8137,32.07278],[-116.81421,32.0708],[-116.8162,32.06918],[-116.81776,32.0679],[-116.81943,32.06655],[-116.82136,32.06499],[-116.8232,32.06348],[-116.82473,32.06224],[-116.82492,32.06208],[-116.82509,32.06193]]}}
Línea 115.0 kV | LineString | 115.0 kV | 1 |  |  | CFE |  |  |  |  | OpenStreetMap | {"type":"Feature","properties":{},"geometry":{"type":"LineString","coordinates":[[-116.59325,31.84233],[-116.59332,31.84325],[-116.5935,31.84418],[-116.59369,31.84502],[-116.5929,31.84513],[-116.59219,31.84523],[-116.59123,31.84535],[-116.59126,31.84549],[-116.59133,31.84581],[-116.59152,31.84668],[-116.59161,31.84718],[-116.59172,31.84772],[-116.5918,31.84817]]}}
Línea 115.0 kV | LineString | 115.0 kV | 1 |  |  | CFE |  |  |  |  | OpenStreetMap | {"type":"Feature","properties":{},"geometry":{"type":"LineString","coordinates":[[-116.59325,31.84233],[-116.59345,31.84322],[-116.59368,31.84436],[-116.59382,31.84512],[-116.59433,31.84504],[-116.59443,31.84566],[-116.59446,31.84581],[-116.59462,31.84647],[-116.59483,31.84759],[-116.59419,31.8477],[-116.59336,31.84783],[-116.59348,31.84824],[-116.59361,31.84893],[-116.59376,31.84972],[-116.59389,31.85033],[-116.594,31.85088],[-116.59416,31.85174],[-116.59432,31.85245]]}}
Línea 115.0 kV | LineString | 115.0 kV | 2 |  |  | CFE |  |  |  |  | OpenStreetMap | {"type":"Feature","properties":{},"geometry":{"type":"LineString","coordinates":[[-101.60645,17.68467],[-101.60744,17.68427],[-101.60855,17.68431],[-101.60963,17.68398],[-101.61226,17.68318],[-101.61274,17.68303],[-101.61499,17.68242],[-101.61711,17.6818],[-101.61918,17.68117],[-101.62168,17.6804],[-101.62443,17.68094],[-101.62716,17.68012],[-101.62976,17.6794],[-101.63279,17.67848],[-101.63379,17.67822],[-101.63481,17.67711],[-101.63729,17.67449],[-101.63901,17.67266],[-101.63962,17.67259],[-101.64026,17.6725],[-101.64031,17.67225]]}}
Línea 115.0 kV | LineString | 115.0 kV | 2 |  |  | CFE |  |  |  |  | OpenStreetMap | {"type":"Feature","properties":{},"geometry":{"type":"LineString","coordinates":[[-106.32453,31.60698],[-106.32492,31.60668],[-106.32574,31.60613],[-106.32703,31.6052],[-106.32844,31.60424],[-106.32975,31.60331],[-106.33107,31.60237],[-106.33231,31.6015],[-106.33363,31.60057],[-106.33496,31.59963],[-106.3361,31.59883],[-106.33756,31.59781],[-106.33872,31.59697],[-106.33978,31.59623],[-106.34084,31.59548],[-106.34189,31.59474],[-106.34304,31.59393],[-106.34461,31.59349],[-106.34621,31.59307],[-106.34782,31.59264],[-106.34939,31.59221],[-106.351,31.59177],[-106.35259,31.59135],[-106.3542,31.59092],[-106.35554,31.59055],[-106.35711,31.59014],[-106.35828,31.58922],[-106.35951,31.58827],[-106.36073,31.58733],[-106.36194,31.5864],[-106.36316,31.58547],[-106.36438,31.58454],[-106.36559,31.58361],[-106.3669,31.58283],[-106.3682,31.58207],[-106.36952,31.5813],[-106.37083,31.58052],[-106.37208,31.57976],[-106.37321,31.57886],[-106.37431,31.57796],[-106.37535,31.57711]]}}
Línea 115.0 kV | LineString | 115.0 kV | 1 |  |  | CFE |  |  |  |  | OpenStreetMap | {"type":"Feature","properties":{},"geometry":{"type":"LineString","coordinates":[[-106.45254,31.63542],[-106.45272,31.63545],[-106.45249,31.63645],[-106.45224,31.63753],[-106.45197,31.6386],[-106.45172,31.63969],[-106.45141,31.64095],[-106.45127,31.64155],[-106.45182,31.64166],[-106.45295,31.64184],[-106.45338,31.64208]]}}
Línea 115.0 kV | LineString | 115.0 kV | 2 |  |  | CFE |  |  |  |  | OpenStreetMap | {"type":"Feature","properties":{},"geometry":{"type":"LineString","coordinates":[[-106.46289,31.58715],[-106.46266,31.5876],[-106.46404,31.59044],[-106.46337,31.5932],[-106.46259,31.59651],[-106.46185,31.59963],[-106.46111,31.60285],[-106.46033,31.60609],[-106.45957,31.6091],[-106.45917,31.61079],[-106.45881,31.61229],[-106.45841,31.61398],[-106.45804,31.61554],[-106.45764,31.61718],[-106.4573,31.61869],[-106.45689,31.62023],[-106.45652,31.6219],[-106.45617,31.62339],[-106.45576,31.6251],[-106.45535,31.62673],[-106.455,31.62827],[-106.45425,31.63143],[-106.45378,31.6334],[-106.45338,31.63507],[-106.45275,31.63771],[-106.45199,31.6409],[-106.45182,31.64166],[-106.45152,31.64288],[-106.45123,31.6441],[-106.44815,31.64563],[-106.44793,31.64798],[-106.44769,31.65077],[-106.44744,31.65331],[-106.4462,31.65387]]}}
Línea 115.0 kV | LineString | 115.0 kV | 1 |  |  | CFE |  |  |  |  | OpenStreetMap | {"type":"Feature","properties":{},"geometry":{"type":"LineString","coordinates":[[-110.97124,31.16152],[-110.9712,31.16142],[-110.97224,31.16114],[-110.97257,31.16205],[-110.97294,31.16303],[-110.97306,31.16333],[-110.97198,31.16362],[-110.97057,31.16401],[-110.97075,31.16445],[-110.97169,31.16673],[-110.97238,31.1684],[-110.97338,31.17095],[-110.97346,31.17155],[-110.97481,31.17139],[-110.98237,31.17066],[-110.98736,31.17008],[-110.99587,31.16917],[-111.00025,31.17074],[-111.00442,31.17213],[-111.00942,31.17391],[-111.0122,31.17492],[-111.01601,31.17633],[-111.01924,31.1775],[-111.02322,31.17893],[-111.02409,31.18167],[-111.02501,31.18445],[-111.02718,31.19106],[-111.02859,31.1954],[-111.02993,31.19972],[-111.03102,31.20283],[-111.03196,31.20586],[-111.03283,31.20853],[-111.03431,31.21296],[-111.03541,31.21637],[-111.03639,31.21937],[-111.0339,31.22382],[-111.03272,31.22585],[-111.0294,31.2318],[-111.02751,31.23523],[-111.02615,31.23756],[-111.02283,31.24347],[-111.02134,31.24614],[-111.01949,31.24944],[-111.01811,31.25193],[-111.0168,31.2543],[-111.01428,31.25873],[-111.01238,31.26212],[-111.01067,31.26436],[-111.00906,31.26647],[-111.00694,31.26925],[-111.00349,31.27372],[-111.00051,31.27746],[-110.99809,31.28056],[-110.99432,31.28563],[-110.99246,31.28813],[-110.99034,31.29076],[-110.98795,31.29256],[-110.98621,31.29389],[-110.98488,31.29494],[-110.98288,31.29637],[-110.9808,31.2979],[-110.97733,31.30054],[-110.97659,31.30118],[-110.97521,31.30174],[-110.9739,31.30229],[-110.97267,31.30283],[-110.97132,31.3034],[-110.96925,31.30427],[-110.96793,31.30483],[-110.96728,31.30513],[-110.9662,31.30522],[-110.9651,31.30537],[-110.96401,31.30551],[-110.96296,31.30564],[-110.96243,31.30673]]}}
Línea 115.0 kV | LineString | 115.0 kV | 1 |  |  | CFE |  |  |  |  | OpenStreetMap | {"type":"Feature","properties":{},"geometry":{"type":"LineString","coordinates":[[-109.02345,27.15955],[-109.02381,27.15985],[-109.0249,27.16156],[-109.02586,27.16282],[-109.0275,27.16262],[-109.03034,27.16234],[-109.03192,27.16217],[-109.0336,27.16202],[-109.03559,27.1626],[-109.03755,27.16317],[-109.03919,27.16319],[-109.0419,27.16324],[-109.04392,27.16329],[-109.04561,27.16335],[-109.04765,27.16203],[-109.04909,27.16126],[-109.05094,27.16166],[-109.05224,27.16099],[-109.05411,27.15999],[-109.05588,27.15905],[-109.05788,27.15805],[-109.0601,27.15832],[-109.06221,27.15867],[-109.06406,27.15839],[-109.06647,27.15801],[-109.06947,27.15756],[-109.07091,27.15839],[-109.07242,27.15928],[-109.07433,27.16033],[-109.07613,27.16024],[-109.07876,27.16013],[-109.08291,27.15986],[-109.08468,27.15866],[-109.0863,27.15754],[-109.08854,27.1567],[-109.09008,27.15618],[-109.09185,27.15553],[-109.09308,27.15429],[-109.09405,27.15336],[-109.09512,27.15376],[-109.09635,27.15398],[-109.09696,27.155],[-109.09805,27.15489],[-109.09997,27.15604],[-109.10021,27.15759],[-109.10043,27.15895],[-109.10056,27.15984],[-109.10079,27.16108],[-109.10164,27.16186],[-109.10331,27.16337],[-109.10522,27.1639],[-109.10537,27.16472],[-109.10564,27.16614],[-109.10587,27.16718],[-109.10596,27.16779],[-109.10728,27.17032],[-109.10803,27.17079],[-109.11008,27.17203],[-109.11147,27.17299],[-109.11328,27.17218],[-109.11469,27.17058],[-109.11568,27.16935],[-109.11678,27.16676],[-109.11742,27.16523],[-109.11951,27.16468],[-109.12125,27.16419],[-109.12289,27.16333],[-109.12453,27.16245],[-109.12571,27.16181],[-109.12716,27.16104],[-109.12831,27.16043],[-109.12924,27.15994],[-109.13013,27.15948],[-109.13197,27.15943],[-109.13407,27.15939],[-109.13593,27.15935],[-109.13776,27.15905],[-109.14031,27.15864],[-109.14106,27.15853],[-109.14173,27.15843],[-109.14189,27.1584]]}}
Línea 115.0 kV | LineString | 115.0 kV | 2 |  |  | CFE |  |  |  |  | OpenStreetMap | {"type":"Feature","properties":{},"geometry":{"type":"LineString","coordinates":[[-109.63764,26.854],[-109.63718,26.854],[-109.63644,26.85395],[-109.63627,26.85619],[-109.63611,26.85831],[-109.63215,26.85822],[-109.62769,26.85811],[-109.62329,26.85799],[-109.62169,26.85734],[-109.61786,26.85736],[-109.61326,26.85735],[-109.60881,26.85733],[-109.60434,26.85733],[-109.59988,26.85734],[-109.59544,26.85736],[-109.59168,26.85735],[-109.5874,26.85763],[-109.58304,26.8579],[-109.57925,26.85791],[-109.57561,26.85789],[-109.57194,26.85766],[-109.56873,26.85766],[-109.56552,26.85766],[-109.56127,26.85767],[-109.55707,26.85768],[-109.55211,26.85768],[-109.54691,26.85765],[-109.54486,26.86251],[-109.54053,26.86254],[-109.53586,26.86252],[-109.53153,26.86251],[-109.5272,26.86249],[-109.52299,26.86251],[-109.519,26.8625],[-109.51829,26.86482],[-109.51491,26.86501],[-109.51048,26.86522],[-109.50662,26.86539],[-109.50273,26.86557],[-109.49819,26.86567],[-109.49315,26.86571],[-109.48816,26.86573],[-109.4832,26.86578],[-109.47831,26.86583],[-109.47355,26.86585],[-109.46955,26.8659],[-109.46663,26.86755],[-109.46261,26.86789],[-109.4582,26.86825],[-109.45377,26.86861],[-109.44935,26.86897],[-109.44566,26.86929],[-109.44123,26.86965],[-109.43683,26.87001],[-109.43222,26.8704],[-109.42744,26.87079],[-109.42288,26.87115],[-109.41915,26.8714],[-109.41709,26.87112]]}}
Línea 115.0 kV | LineString | 115.0 kV | 2 |  |  | CFE |  |  |  |  | OpenStreetMap | {"type":"Feature","properties":{},"geometry":{"type":"LineString","coordinates":[[-109.41709,26.87112],[-109.41848,26.87154],[-109.4192,26.8752],[-109.41996,26.87907],[-109.42064,26.8826],[-109.42137,26.88634],[-109.42206,26.89002],[-109.4228,26.89387],[-109.42353,26.89767],[-109.42429,26.9016],[-109.4249,26.9048],[-109.42551,26.90801],[-109.42629,26.91208],[-109.42704,26.91602],[-109.42785,26.92015],[-109.42869,26.92453],[-109.42951,26.92887],[-109.43032,26.93308],[-109.43104,26.93672],[-109.43159,26.93968],[-109.43164,26.94289],[-109.43167,26.946],[-109.43171,26.94914],[-109.43392,26.95181],[-109.43609,26.95446],[-109.43807,26.95686],[-109.4414,26.9569],[-109.44533,26.95691],[-109.44775,26.95692],[-109.44774,26.95938],[-109.44777,26.9628],[-109.4478,26.96619],[-109.44658,26.96976],[-109.44529,26.97366],[-109.44415,26.97696],[-109.44192,26.97943],[-109.43939,26.98223],[-109.43692,26.98489],[-109.43445,26.98759],[-109.43125,26.99002],[-109.43057,26.99364],[-109.43125,26.99788]]}}
Línea 115.0 kV | LineString | 115.0 kV | 2 |  |  | CFE |  |  |  |  | OpenStreetMap | {"type":"Feature","properties":{},"geometry":{"type":"LineString","coordinates":[[-110.96243,31.30673],[-110.96276,31.30563],[-110.96348,31.30411],[-110.96464,31.3015],[-110.96603,31.2983],[-110.96761,31.29469],[-110.96743,31.29365],[-110.96709,31.29302],[-110.96609,31.29246],[-110.96517,31.29177],[-110.96422,31.29107],[-110.96335,31.29037],[-110.96258,31.28977],[-110.96185,31.28917],[-110.96118,31.28864],[-110.96195,31.28777],[-110.96191,31.28748],[-110.96088,31.28733],[-110.96046,31.2869],[-110.95904,31.28508],[-110.95734,31.28284],[-110.9546,31.28284],[-110.95127,31.28283],[-110.94923,31.28281],[-110.94811,31.28279],[-110.94698,31.28278],[-110.94585,31.28276],[-110.94474,31.28276],[-110.94459,31.28281]]}}
Línea 115.0 kV | LineString | 115.0 kV | 1 |  |  | CFE |  |  |  |  | OpenStreetMap | {"type":"Feature","properties":{},"geometry":{"type":"LineString","coordinates":[[-110.9529,31.16778],[-110.95294,31.16723],[-110.95106,31.16288],[-110.95015,31.16054],[-110.94896,31.15766],[-110.94823,31.15579],[-110.94689,31.15268],[-110.94489,31.14774],[-110.9438,31.14523],[-110.94288,31.14281],[-110.94192,31.14032],[-110.94089,31.13796],[-110.93708,31.13506],[-110.93137,31.13032],[-110.92852,31.12814],[-110.92486,31.1253],[-110.9209,31.12219],[-110.91969,31.12124],[-110.91746,31.11953],[-110.91161,31.11492],[-110.90859,31.11258],[-110.90639,31.11087],[-110.90502,31.10539],[-110.90421,31.10206],[-110.90282,31.09674],[-110.90234,31.09483],[-110.90117,31.08999],[-110.9002,31.08615],[-110.89926,31.0825],[-110.89832,31.07885],[-110.89709,31.07416],[-110.89646,31.07138],[-110.89541,31.06736],[-110.8948,31.06501],[-110.89415,31.06239],[-110.89313,31.05833],[-110.89218,31.05493],[-110.89132,31.05157],[-110.89041,31.04794],[-110.88957,31.04456],[-110.88868,31.04104],[-110.88799,31.03844],[-110.88705,31.03463],[-110.88649,31.03251],[-110.8856,31.02898],[-110.8847,31.02533],[-110.88385,31.02179],[-110.88308,31.01881],[-110.88225,31.01557],[-110.88144,31.0123],[-110.8806,31.00897],[-110.87833,31.0049],[-110.87638,31.00137],[-110.8747,30.99832],[-110.8731,30.99545],[-110.87121,30.99208],[-110.86934,30.98876],[-110.86832,30.98696],[-110.86644,30.98355],[-110.86491,30.98081],[-110.86389,30.97899],[-110.86263,30.97677],[-110.86143,30.97456],[-110.85938,30.9709],[-110.85754,30.96765],[-110.85583,30.96457],[-110.85433,30.9619],[-110.85255,30.95868],[-110.85146,30.9567],[-110.84977,30.95369],[-110.85031,30.94866],[-110.85068,30.94467],[-110.85111,30.94039],[-110.85152,30.93642],[-110.85191,30.93219],[-110.85224,30.92896],[-110.85257,30.92562],[-110.85287,30.92264],[-110.85324,30.91911],[-110.85358,30.91556],[-110.85393,30.9119],[-110.85418,30.90935],[-110.85444,30.90668],[-110.85338,30.90426],[-110.85226,30.90185],[-110.85117,30.89936],[-110.84956,30.89583],[-110.84798,30.89234],[-110.84661,30.88918],[-110.8443,30.88424],[-110.84178,30.8786],[-110.83994,30.87455],[-110.83739,30.86881],[-110.8351,30.86376],[-110.83333,30.85979],[-110.83104,30.85485],[-110.82964,30.8517],[-110.82814,30.8484],[-110.82661,30.84483],[-110.82765,30.84275],[-110.82847,30.84009],[-110.82975,30.83686],[-110.83124,30.83318],[-110.83211,30.83115],[-110.83303,30.82868],[-110.83476,30.82434],[-110.83627,30.82077],[-110.83731,30.81801],[-110.83855,30.81492],[-110.83965,30.81216],[-110.84088,30.80904],[-110.84184,30.80667],[-110.84341,30.80556],[-110.84573,30.80399],[-110.84801,30.80244],[-110.85095,30.80041],[-110.85419,30.79817],[-110.85826,30.79542],[-110.86002,30.79419],[-110.8629,30.79223],[-110.86562,30.79039],[-110.8683,30.78852],[-110.87106,30.78658],[-110.87402,30.78459],[-110.87693,30.78255],[-110.87991,30.78054],[-110.88282,30.77851],[-110.88577,30.77651],[-110.88879,30.77442],[-110.89315,30.7714],[-110.89668,30.769],[-110.89955,30.76699],[-110.90428,30.76375],[-110.90836,30.761],[-110.90969,30.76019],[-110.9111,30.75922],[-110.91295,30.75794],[-110.9153,30.75334],[-110.9163,30.75147],[-110.91787,30.74851],[-110.92025,30.74395],[-110.92162,30.7414],[-110.92273,30.73923],[-110.92404,30.73669],[-110.92543,30.73405],[-110.92686,30.73128],[-110.92774,30.72968],[-110.92966,30.72582],[-110.93189,30.72152],[-110.93503,30.71543],[-110.93636,30.71286],[-110.93788,30.70996],[-110.93868,30.70841],[-110.94052,30.70487],[-110.94204,30.70193],[-110.94371,30.69871],[-110.94481,30.69661],[-110.94594,30.69442],[-110.94803,30.6904],[-110.94952,30.68752],[-110.9513,30.68412],[-110.95253,30.68172],[-110.95399,30.67886],[-110.95538,30.67623],[-110.95683,30.67345],[-110.9587,30.66979],[-110.95986,30.66751],[-110.96122,30.66488],[-110.96281,30.66182],[-110.96427,30.65904],[-110.96607,30.65558],[-110.9686,30.65044],[-110.97076,30.64617],[-110.97327,30.64165],[-110.97427,30.6398],[-110.97799,30.63827],[-110.98273,30.6363],[-110.99045,30.6331],[-110.99273,30.63213],[-110.99731,30.63025],[-111.0022,30.62824],[-111.00726,30.62601],[-111.01308,30.6237],[-111.01655,30.62225],[-111.01962,30.62095],[-111.02243,30.61978],[-111.02555,30.61851],[-111.0284,30.61733],[-111.03239,30.61564],[-111.03522,30.61452],[-111.03823,30.6132],[-111.04171,30.61183],[-111.04481,30.61054],[-111.048,30.60921],[-111.05101,30.60796],[-111.05454,30.60648],[-111.05748,30.60526],[-111.06076,30.6039],[-111.06401,30.60255],[-111.06761,30.60106],[-111.07155,30.59942],[-111.07398,30.59841],[-111.07747,30.59696],[-111.0799,30.59596],[-111.08387,30.59429],[-111.08668,30.59313],[-111.0892,30.59207],[-111.0925,30.59069],[-111.09534,30.58948],[-111.09823,30.58825],[-111.10093,30.58711],[-111.10528,30.58531],[-111.10845,30.58401],[-111.1102,30.5813],[-111.11205,30.57841],[-111.11389,30.57558],[-111.11572,30.57275],[-111.11757,30.56982],[-111.11943,30.56691],[-111.12124,30.56413],[-111.12297,30.56145],[-111.12478,30.55863],[-111.12675,30.55548],[-111.12862,30.55257],[-111.12984,30.55066],[-111.13076,30.54928],[-111.13311,30.54791],[-111.13612,30.54611],[-111.1393,30.5442],[-111.14243,30.54237],[-111.144,30.53936],[-111.14367,30.53668],[-111.14064,30.53355],[-111.13825,30.53108],[-111.13645,30.52926],[-111.13484,30.52759],[-111.13315,30.52583],[-111.13233,30.52599],[-111.13203,30.52605]]}}
Línea 115.0 kV | LineString | 115.0 kV | 2 |  |  | CFE |  |  |  |  | OpenStreetMap | {"type":"Feature","properties":{},"geometry":{"type":"LineString","coordinates":[[-99.60118,17.92619],[-99.6019,17.92634],[-99.60377,17.92655],[-99.60696,17.92692],[-99.61041,17.92954],[-99.61058,17.93266],[-99.61075,17.93613],[-99.61098,17.94084],[-99.61061,17.94163],[-99.61278,17.94421],[-99.6153,17.94786],[-99.61453,17.95001],[-99.61364,17.95248],[-99.60827,17.95511],[-99.60685,17.95583],[-99.60309,17.95768],[-99.59995,17.95921],[-99.59786,17.96024],[-99.59368,17.96234],[-99.59006,17.9641],[-99.58603,17.96609],[-99.5841,17.96714],[-99.58098,17.96856],[-99.57831,17.96987],[-99.57709,17.97045],[-99.57595,17.97555],[-99.57539,17.97813],[-99.57458,17.98172],[-99.57393,17.98456],[-99.57279,17.98961],[-99.57186,17.99378],[-99.57097,17.99763],[-99.57046,17.99996],[-99.56913,18.00588],[-99.56875,18.00758],[-99.56822,18.00994],[-99.5676,18.01279],[-99.56664,18.01709],[-99.56624,18.0188],[-99.56513,18.02379],[-99.56371,18.03011],[-99.56195,18.03795],[-99.56067,18.04366],[-99.55915,18.0504],[-99.56001,18.05486],[-99.56042,18.05683],[-99.56113,18.06047],[-99.56204,18.06504],[-99.56265,18.06817],[-99.56346,18.07233],[-99.56411,18.07543],[-99.5644,18.07694],[-99.56517,18.08079],[-99.56492,18.08517],[-99.56465,18.09036],[-99.56448,18.09343],[-99.56434,18.09615],[-99.56425,18.09805],[-99.56414,18.10026],[-99.56394,18.10406],[-99.56365,18.10969],[-99.56343,18.11358],[-99.56324,18.1177],[-99.5631,18.12031],[-99.56291,18.12396],[-99.56272,18.12746],[-99.56248,18.13179],[-99.56231,18.13551],[-99.56208,18.13942],[-99.56191,18.14307],[-99.56176,18.14581],[-99.56159,18.1489],[-99.56141,18.15248],[-99.56117,18.15742],[-99.55981,18.16129],[-99.55868,18.16464],[-99.5575,18.168],[-99.5563,18.17145],[-99.55508,18.17501],[-99.55401,18.17811],[-99.5529,18.18136],[-99.55174,18.18475],[-99.55077,18.18755],[-99.54947,18.19133],[-99.54895,18.19283],[-99.5465,18.19566],[-99.54301,18.19972],[-99.54187,18.20109],[-99.53953,18.2038],[-99.53749,18.20616],[-99.53791,18.20875],[-99.53852,18.21262],[-99.53924,18.21718],[-99.53984,18.22091],[-99.54031,18.22405],[-99.54079,18.22706],[-99.54151,18.23168],[-99.54225,18.23633],[-99.54262,18.23876],[-99.54313,18.24191],[-99.5436,18.245],[-99.54412,18.24838],[-99.54464,18.25158],[-99.54524,18.25534],[-99.54572,18.25849],[-99.54635,18.2625],[-99.54678,18.26529],[-99.5474,18.26937],[-99.54794,18.27253],[-99.54898,18.2793],[-99.55106,18.2839],[-99.55197,18.28609],[-99.55298,18.28865],[-99.55387,18.29084],[-99.55503,18.29356],[-99.55638,18.29697],[-99.55785,18.3006],[-99.55934,18.30421],[-99.56146,18.30942],[-99.56225,18.31124],[-99.56464,18.31715],[-99.56591,18.32027],[-99.56776,18.32486],[-99.56907,18.32808],[-99.57008,18.33053],[-99.56922,18.33365],[-99.56832,18.33688],[-99.56755,18.33959],[-99.56664,18.34292],[-99.56563,18.3465],[-99.56489,18.34919],[-99.56389,18.3528],[-99.56286,18.35648],[-99.56186,18.36002],[-99.56049,18.36363],[-99.55933,18.36674],[-99.55792,18.3705],[-99.55392,18.37189],[-99.55026,18.37319],[-99.54492,18.37195],[-99.54191,18.37126],[-99.53762,18.37025],[-99.53539,18.36869],[-99.53272,18.36681],[-99.53068,18.36538],[-99.53065,18.36209],[-99.53061,18.36009]]}}
Línea 115.0 kV | LineString | 115.0 kV | 2 |  |  | CFE |  |  |  |  | OpenStreetMap | {"type":"Feature","properties":{},"geometry":{"type":"LineString","coordinates":[[-100.21546,25.67504],[-100.21517,25.67501],[-100.21389,25.67496],[-100.21272,25.67499],[-100.21156,25.67499],[-100.21042,25.67495],[-100.20934,25.67493],[-100.20802,25.67492],[-100.20692,25.67491],[-100.20559,25.6749],[-100.20428,25.67488],[-100.20306,25.67487],[-100.20172,25.67485],[-100.20037,25.67483],[-100.19914,25.6748],[-100.1978,25.67478],[-100.19644,25.67476],[-100.19552,25.67474],[-100.19428,25.67473],[-100.19303,25.67471],[-100.19191,25.67467],[-100.19082,25.67449],[-100.1898,25.67414],[-100.18884,25.67368],[-100.18774,25.67315],[-100.18674,25.67268],[-100.18572,25.6722],[-100.18469,25.67171],[-100.18368,25.67122],[-100.18265,25.67074],[-100.18161,25.67023],[-100.18063,25.66975],[-100.17958,25.66926],[-100.17858,25.66879],[-100.17754,25.66829],[-100.17647,25.66778],[-100.17553,25.66744],[-100.17429,25.66714],[-100.17327,25.66692],[-100.17216,25.66661],[-100.17103,25.66629],[-100.1698,25.66599],[-100.16847,25.66564],[-100.16754,25.66542],[-100.16623,25.66507],[-100.165,25.66474],[-100.16369,25.6644],[-100.1625,25.6641],[-100.16141,25.66381],[-100.16002,25.66347],[-100.15873,25.66314],[-100.15746,25.66282],[-100.15616,25.66249],[-100.15486,25.66215],[-100.15353,25.66182],[-100.15223,25.6615],[-100.15092,25.66117],[-100.15067,25.66194],[-100.1503,25.66309],[-100.14992,25.66422],[-100.14954,25.66536],[-100.14917,25.6665],[-100.14911,25.66754],[-100.14957,25.66848],[-100.15028,25.66907],[-100.15114,25.66936],[-100.15103,25.67017],[-100.15063,25.67116],[-100.1507,25.67156],[-100.15035,25.67251],[-100.15007,25.67274],[-100.1499,25.67311],[-100.15005,25.67333]]}}
Línea 115.0 kV | LineString | 115.0 kV |  |  |  | CFE |  |  |  |  | OpenStreetMap | {"type":"Feature","properties":{},"geometry":{"type":"LineString","coordinates":[[-96.79897,17.22433],[-96.79906,17.22429],[-96.79923,17.22421],[-96.79995,17.2239],[-96.8002,17.22382]]}}
Línea 115.0 kV | LineString | 115.0 kV |  |  |  | CFE |  |  |  |  | OpenStreetMap | {"type":"Feature","properties":{},"geometry":{"type":"LineString","coordinates":[[-96.79889,17.22411],[-96.79896,17.22409],[-96.79932,17.22397],[-96.79991,17.2238],[-96.80016,17.22373]]}}
Línea 115.0 kV | LineString | 115.0 kV |  |  |  | CFE |  |  |  |  | OpenStreetMap | {"type":"Feature","properties":{},"geometry":{"type":"LineString","coordinates":[[-96.79901,17.22419],[-96.79896,17.22409],[-96.79745,17.22108],[-96.79605,17.21828],[-96.79414,17.21447],[-96.7927,17.21163],[-96.79186,17.20992],[-96.79082,17.20762],[-96.78908,17.20377],[-96.78717,17.19951],[-96.78605,17.19704],[-96.78446,17.19355],[-96.78287,17.19007],[-96.78178,17.18765],[-96.78038,17.18454],[-96.77872,17.18087],[-96.77665,17.17631],[-96.77453,17.17161],[-96.7737,17.16979],[-96.77242,17.16623],[-96.77135,17.16316],[-96.76949,17.15795],[-96.76836,17.15475],[-96.7663,17.14894],[-96.76496,17.14517],[-96.76409,17.14266],[-96.76265,17.13862],[-96.76177,17.1361],[-96.76078,17.13333],[-96.75945,17.12952],[-96.75893,17.12811]]}}
Línea 115.0 kV | LineString | 115.0 kV | 4 |  |  | CFE |  |  |  |  | OpenStreetMap | {"type":"Feature","properties":{},"geometry":{"type":"LineString","coordinates":[[-96.71541,16.90347],[-96.71345,16.90429],[-96.70948,16.90596],[-96.70606,16.90741],[-96.70301,16.9087],[-96.69937,16.91024],[-96.69568,16.9118],[-96.69296,16.91294],[-96.69122,16.91364]]}}
Línea 115.0 kV | LineString | 115.0 kV | 1 |  |  | CFE |  |  |  |  | OpenStreetMap | {"type":"Feature","properties":{},"geometry":{"type":"LineString","coordinates":[[-96.69122,16.91364],[-96.69013,16.916],[-96.68936,16.91771],[-96.68994,16.92239],[-96.69026,16.9252],[-96.69051,16.92726],[-96.69071,16.92912],[-96.69094,16.93096],[-96.69113,16.93259],[-96.69142,16.93486],[-96.69164,16.93681],[-96.69186,16.93878],[-96.69204,16.94031],[-96.69234,16.94274],[-96.69253,16.94454],[-96.6927,16.9457],[-96.69288,16.94728],[-96.69309,16.94908],[-96.6933,16.95089],[-96.69352,16.95278],[-96.69372,16.95443],[-96.69391,16.95603],[-96.69412,16.95793],[-96.69434,16.95984],[-96.69458,16.96167],[-96.6948,16.96356],[-96.69511,16.96614],[-96.69533,16.96796],[-96.69526,16.96986],[-96.69521,16.97192],[-96.6961,16.97311],[-96.69728,16.9747],[-96.6984,16.97619],[-96.69929,16.97737],[-96.70016,16.97855],[-96.70058,16.97947],[-96.70182,16.98222],[-96.70235,16.98344],[-96.70312,16.98514],[-96.70428,16.98773],[-96.70543,16.99034],[-96.70672,16.99315],[-96.70713,16.9941],[-96.70635,16.99621],[-96.70578,16.99786],[-96.70548,16.99869],[-96.70512,16.9997],[-96.70361,17.00402],[-96.70323,17.00513],[-96.70196,17.00871],[-96.70126,17.01069],[-96.7005,17.01285],[-96.69995,17.01434],[-96.69945,17.01581],[-96.6988,17.01764],[-96.69824,17.01921],[-96.69769,17.02076],[-96.69739,17.02173],[-96.69723,17.02216],[-96.69625,17.02491],[-96.6961,17.02573],[-96.6953,17.03062],[-96.69477,17.03379],[-96.69652,17.03532],[-96.69869,17.03563],[-96.70123,17.03597],[-96.70489,17.03648]]}}
Línea 115.0 kV | LineString | 115.0 kV |  |  |  | CFE |  |  |  |  | OpenStreetMap | {"type":"Feature","properties":{},"geometry":{"type":"LineString","coordinates":[[-96.72946,17.05073],[-96.72856,17.05052],[-96.72798,17.0504],[-96.72732,17.0507],[-96.72697,17.05078],[-96.72624,17.05091],[-96.72566,17.05101],[-96.72457,17.0514],[-96.72479,17.05173],[-96.72495,17.05176]]}}
Línea 115.0 kV | LineString | 115.0 kV |  |  |  | CFE |  |  |  |  | OpenStreetMap | {"type":"Feature","properties":{},"geometry":{"type":"LineString","coordinates":[[-96.70489,17.03648],[-96.70549,17.03658],[-96.70644,17.03677],[-96.70754,17.03702],[-96.70862,17.03727],[-96.70967,17.03752],[-96.71068,17.03775],[-96.71184,17.03801],[-96.713,17.03827],[-96.71408,17.03853],[-96.71508,17.03882],[-96.7168,17.03962],[-96.71847,17.04039],[-96.71888,17.04092],[-96.71953,17.04102],[-96.72108,17.04119],[-96.72225,17.04128],[-96.72348,17.04139],[-96.72465,17.04147],[-96.72582,17.04155],[-96.72695,17.04165],[-96.72711,17.04271],[-96.72726,17.04356],[-96.72746,17.04433],[-96.72781,17.04512],[-96.72823,17.04583],[-96.72867,17.04656],[-96.72907,17.04726],[-96.72938,17.04781],[-96.72967,17.04848],[-96.72971,17.04924],[-96.72949,17.05005],[-96.72946,17.05073]]}}
Línea 115.0 kV | LineString | 115.0 kV |  |  |  | CFE |  |  |  |  | OpenStreetMap | {"type":"Feature","properties":{},"geometry":{"type":"LineString","coordinates":[[-96.75893,17.12811],[-96.76026,17.12765],[-96.76152,17.12724],[-96.76254,17.12693],[-96.76382,17.12647],[-96.76515,17.12606],[-96.76655,17.12561],[-96.7668,17.12521],[-96.76782,17.12487],[-96.76809,17.12482]]}}
Línea 115.0 kV | LineString | 115.0 kV |  |  |  | CFE |  |  |  |  | OpenStreetMap | {"type":"Feature","properties":{},"geometry":{"type":"LineString","coordinates":[[-96.78778,17.12241],[-96.78774,17.12211],[-96.78757,17.12063],[-96.78628,17.11931],[-96.78436,17.11735]]}}
Línea 115.0 kV | LineString | 115.0 kV |  |  |  | CFE |  |  |  |  | OpenStreetMap | {"type":"Feature","properties":{},"geometry":{"type":"LineString","coordinates":[[-96.78436,17.11735],[-96.78485,17.11736],[-96.78661,17.11913],[-96.78795,17.12048],[-96.78795,17.12209],[-96.78791,17.12242]]}}
Línea 115.0 kV | LineString | 115.0 kV | 2 |  |  | CFE |  |  |  |  | OpenStreetMap | {"type":"Feature","properties":{},"geometry":{"type":"LineString","coordinates":[[-97.05113,15.86907],[-97.05459,15.86954],[-97.05696,15.86979],[-97.0593,15.87006],[-97.06164,15.87033],[-97.06655,15.87091],[-97.07005,15.87103],[-97.07029,15.87096]]}}
Línea 115.0 kV | LineString | 115.0 kV | 2 |  |  | CFE |  |  |  |  | OpenStreetMap | {"type":"Feature","properties":{},"geometry":{"type":"LineString","coordinates":[[-86.92046,20.82866],[-86.91963,20.8296],[-86.92066,20.83064],[-86.92399,20.83199],[-86.92635,20.83297],[-86.92887,20.8323],[-86.92942,20.83238]]}}
Línea 115.0 kV | LineString | 115.0 kV |  |  |  | CFE |  |  |  |  | OpenStreetMap | {"type":"Feature","properties":{},"geometry":{"type":"LineString","coordinates":[[-88.20329,18.95047],[-88.1994,18.95111],[-88.19653,18.95259],[-88.1941,18.95391],[-88.19363,18.95419]]}}
Línea 115.0 kV | LineString | 115.0 kV |  |  |  | CFE |  |  |  |  | OpenStreetMap | {"type":"Feature","properties":{},"geometry":{"type":"LineString","coordinates":[[-88.33252,18.52103],[-88.33601,18.52089],[-88.33933,18.52078],[-88.34322,18.52063],[-88.34778,18.52047],[-88.35155,18.52074],[-88.35461,18.52098],[-88.35825,18.52128],[-88.36195,18.52157],[-88.3656,18.52187],[-88.36952,18.52216],[-88.37339,18.52249],[-88.37752,18.5228],[-88.38161,18.52314],[-88.38569,18.52356],[-88.39051,18.52404],[-88.39352,18.52435],[-88.39742,18.52478],[-88.40165,18.52523],[-88.40566,18.52564],[-88.40967,18.52603],[-88.41283,18.52638],[-88.41637,18.52672],[-88.42067,18.52716],[-88.4244,18.52758],[-88.42777,18.52789],[-88.43138,18.52829],[-88.43525,18.52868],[-88.43911,18.52908],[-88.4419,18.52938],[-88.44566,18.52975],[-88.44924,18.53012],[-88.45294,18.53048],[-88.45679,18.53084],[-88.46065,18.53124],[-88.46365,18.53309],[-88.46671,18.53496],[-88.46921,18.5365],[-88.4692,18.53988],[-88.46918,18.54317],[-88.46707,18.54401]]}}
Línea 115.0 kV | LineString | 115.0 kV |  |  |  | CFE |  |  |  |  | OpenStreetMap | {"type":"Feature","properties":{},"geometry":{"type":"LineString","coordinates":[[-88.33602,18.53049],[-88.33574,18.5301],[-88.33513,18.5292],[-88.3329,18.5259],[-88.33137,18.52365],[-88.33123,18.52077]]}}
Línea 115.0 kV | LineString | 115.0 kV |  |  |  | CFE |  |  |  |  | OpenStreetMap | {"type":"Feature","properties":{},"geometry":{"type":"LineString","coordinates":[[-88.46652,18.54453],[-88.46689,18.54456],[-88.46963,18.54607],[-88.46977,18.54859],[-88.46994,18.55128],[-88.4701,18.55435],[-88.47029,18.5575],[-88.47048,18.56061],[-88.46867,18.56333],[-88.46705,18.56602],[-88.46541,18.56859],[-88.46377,18.57121],[-88.4621,18.57392],[-88.46064,18.57622],[-88.45884,18.57905],[-88.45731,18.58154],[-88.45554,18.58423],[-88.45381,18.58695],[-88.45203,18.58975],[-88.45026,18.5926],[-88.44863,18.59518],[-88.447,18.59771],[-88.4455,18.60009],[-88.44397,18.60256],[-88.44252,18.60481],[-88.44105,18.60714],[-88.43943,18.60967],[-88.43765,18.61251],[-88.43592,18.61525],[-88.43416,18.61804],[-88.43244,18.62076],[-88.43069,18.62352],[-88.42893,18.62631],[-88.42722,18.62902],[-88.4256,18.63162],[-88.42388,18.63434],[-88.42263,18.6367],[-88.42122,18.63935],[-88.41977,18.64208],[-88.41832,18.64482],[-88.41687,18.64758],[-88.41552,18.65014],[-88.41399,18.65304],[-88.41254,18.65581],[-88.41099,18.65871],[-88.40947,18.66158],[-88.4081,18.66417],[-88.40657,18.66705],[-88.40511,18.6698],[-88.40372,18.67247],[-88.40235,18.6751],[-88.40089,18.6779],[-88.39969,18.68015],[-88.39836,18.68266],[-88.3969,18.68542],[-88.39554,18.68798],[-88.39416,18.69054],[-88.39293,18.69287],[-88.39165,18.69529],[-88.39039,18.69768],[-88.38913,18.70005],[-88.38766,18.7029],[-88.38665,18.70481],[-88.38526,18.70741],[-88.38395,18.70992],[-88.38245,18.71273],[-88.381,18.71547],[-88.37985,18.71765],[-88.37833,18.72049],[-88.37629,18.72309],[-88.3742,18.72573],[-88.37231,18.72809],[-88.37025,18.73068],[-88.36831,18.73312],[-88.36621,18.73573],[-88.36344,18.73917],[-88.36146,18.74176],[-88.35944,18.74424],[-88.3575,18.74668],[-88.35554,18.74913],[-88.35379,18.75135],[-88.35137,18.75437],[-88.34935,18.75691],[-88.34793,18.75926],[-88.34604,18.76157],[-88.34398,18.7641],[-88.34211,18.7664],[-88.34013,18.76883],[-88.33812,18.77125],[-88.33645,18.77331],[-88.33488,18.77524],[-88.33331,18.77716],[-88.33107,18.77991],[-88.32883,18.78267],[-88.32682,18.78509],[-88.32489,18.78746],[-88.32311,18.78961],[-88.32115,18.79204],[-88.31917,18.79448],[-88.31717,18.79689],[-88.31515,18.79939],[-88.31312,18.8019],[-88.31115,18.80432],[-88.30919,18.80675],[-88.30709,18.80923],[-88.30524,18.81157],[-88.30329,18.81376],[-88.30144,18.81606],[-88.2994,18.81852],[-88.29747,18.82088],[-88.29528,18.82347],[-88.29346,18.82567],[-88.29142,18.82806],[-88.28934,18.83053],[-88.28724,18.83309],[-88.28507,18.83568],[-88.2831,18.83811],[-88.28099,18.84066],[-88.27902,18.84299],[-88.27724,18.84511],[-88.27549,18.84723],[-88.27352,18.8496],[-88.27149,18.85204],[-88.2694,18.85458],[-88.2673,18.85704],[-88.26517,18.85959],[-88.26318,18.86202],[-88.2613,18.86424],[-88.2595,18.86649],[-88.25771,18.86863],[-88.25595,18.87072],[-88.25406,18.87293],[-88.25233,18.87512],[-88.25018,18.87764],[-88.24805,18.88006],[-88.24604,18.88238],[-88.24411,18.88461],[-88.24192,18.88697],[-88.23975,18.88947],[-88.23763,18.8919],[-88.23559,18.8942],[-88.23339,18.89675],[-88.23114,18.8993],[-88.22912,18.90158],[-88.22769,18.90326],[-88.22719,18.90381]]}}
Línea 115.0 kV | LineString | 115.0 kV |  |  |  | CFE |  |  |  |  | OpenStreetMap | {"type":"Feature","properties":{},"geometry":{"type":"LineString","coordinates":[[-88.29713,18.53294],[-88.29703,18.53325],[-88.2969,18.53593],[-88.29907,18.53804],[-88.30263,18.53775],[-88.30625,18.53749],[-88.30912,18.53732],[-88.3123,18.53705],[-88.31533,18.53683],[-88.31821,18.53664],[-88.32101,18.53643],[-88.32222,18.53634],[-88.3254,18.53613],[-88.33015,18.53575],[-88.33206,18.53401],[-88.334,18.53228],[-88.3344,18.53193],[-88.33602,18.53049],[-88.33656,18.52999],[-88.33834,18.52839],[-88.33921,18.52765],[-88.34005,18.52687],[-88.34119,18.52576],[-88.34195,18.52505],[-88.34249,18.5246],[-88.34349,18.52377],[-88.344,18.52332],[-88.34452,18.52288],[-88.34557,18.5219],[-88.34612,18.52139],[-88.34643,18.52113],[-88.34672,18.52094],[-88.34938,18.52122],[-88.35183,18.52144],[-88.35523,18.52175],[-88.35881,18.5221],[-88.36238,18.52243],[-88.36384,18.52256],[-88.36558,18.52272],[-88.36916,18.52305],[-88.37265,18.52341],[-88.37611,18.52372],[-88.37955,18.52405],[-88.38285,18.52435],[-88.38614,18.52467],[-88.38955,18.525],[-88.39286,18.52526],[-88.39635,18.52566],[-88.39995,18.52597],[-88.40354,18.52633],[-88.40687,18.52659],[-88.40972,18.52688],[-88.41235,18.52715],[-88.41564,18.52745],[-88.41884,18.52774],[-88.42205,18.52805],[-88.42494,18.52833],[-88.42817,18.52864],[-88.42923,18.52874],[-88.43184,18.52898],[-88.43534,18.5293],[-88.43892,18.52964],[-88.44202,18.52991],[-88.44533,18.53025],[-88.45176,18.53081],[-88.45501,18.53113],[-88.45835,18.53147],[-88.46047,18.53395],[-88.4625,18.53632],[-88.46458,18.53887],[-88.46656,18.54127],[-88.46762,18.54251],[-88.46754,18.54341],[-88.46688,18.54399],[-88.46652,18.54398]]}}
Línea 115.0 kV | LineString | 115.0 kV |  |  |  | CFE |  |  |  |  | OpenStreetMap | {"type":"Feature","properties":{},"geometry":{"type":"LineString","coordinates":[[-89.3076,20.22215],[-89.308,20.22267],[-89.30786,20.22312],[-89.30838,20.22371],[-89.30868,20.22405],[-89.30777,20.22467],[-89.3067,20.22545],[-89.30472,20.22687],[-89.30298,20.22812],[-89.29951,20.22661],[-89.29572,20.22497],[-89.29196,20.22443],[-89.2885,20.22401],[-89.28496,20.22357],[-89.28156,20.22317],[-89.27832,20.22274],[-89.27468,20.22225],[-89.27112,20.22182],[-89.2676,20.22134],[-89.26406,20.22093],[-89.26093,20.22052],[-89.25732,20.22004],[-89.25377,20.21962],[-89.24993,20.2191],[-89.24585,20.2186],[-89.24239,20.2181],[-89.23894,20.21764],[-89.23546,20.21719],[-89.23215,20.21678],[-89.22865,20.2163],[-89.22481,20.21581],[-89.22082,20.21532],[-89.21762,20.2149],[-89.21433,20.21447],[-89.21114,20.21403],[-89.20741,20.21358],[-89.20389,20.21309],[-89.20034,20.21263],[-89.19665,20.21217],[-89.19316,20.21169],[-89.18951,20.21125],[-89.18579,20.21076],[-89.18271,20.21034],[-89.17988,20.20994],[-89.17709,20.21034],[-89.17361,20.21079],[-89.17001,20.21126],[-89.16632,20.21176],[-89.16272,20.21221],[-89.15941,20.21264],[-89.15625,20.21304],[-89.15296,20.21349],[-89.14907,20.21399],[-89.14568,20.21447],[-89.14282,20.2148],[-89.13999,20.21519],[-89.13664,20.21558],[-89.13286,20.21606],[-89.12914,20.21655],[-89.12547,20.21703],[-89.12215,20.21749],[-89.11883,20.2179],[-89.11522,20.21836],[-89.11145,20.21888],[-89.10793,20.21931],[-89.10529,20.21967],[-89.10444,20.22219],[-89.10334,20.22535],[-89.10285,20.22678],[-89.10237,20.22815],[-89.10208,20.22947],[-89.10184,20.23064],[-89.10159,20.23173],[-89.10137,20.23274],[-89.10112,20.23304]]}}
Línea 115.0 kV | LineString | 115.0 kV | 2 |  |  | CFE |  |  |  |  | OpenStreetMap | {"type":"Feature","properties":{},"geometry":{"type":"LineString","coordinates":[[-91.30817,18.93587],[-91.30516,18.93722]]}}
Línea 115.0 kV | LineString | 115.0 kV |  |  |  | CFE |  |  |  |  | OpenStreetMap | {"type":"Feature","properties":{},"geometry":{"type":"LineString","coordinates":[[-91.30817,18.93587],[-91.31019,18.93526]]}}
Línea 115.0 kV | LineString | 115.0 kV |  |  |  | CFE |  |  |  |  | OpenStreetMap | {"type":"Feature","properties":{},"geometry":{"type":"LineString","coordinates":[[-91.31033,18.93549],[-91.30817,18.93587]]}}
Línea 115.0 kV | LineString | 115.0 kV |  |  |  | CFE |  |  |  |  | OpenStreetMap | {"type":"Feature","properties":{},"geometry":{"type":"LineString","coordinates":[[-91.3116,18.93525],[-91.31033,18.93549]]}}
Línea 115.0 kV | LineString | 115.0 kV |  |  |  | CFE |  |  |  |  | OpenStreetMap | {"type":"Feature","properties":{},"geometry":{"type":"LineString","coordinates":[[-91.3116,18.93525],[-91.31019,18.93526]]}}
Línea 115.0 kV | LineString | 115.0 kV |  |  |  | CFE |  |  |  |  | OpenStreetMap | {"type":"Feature","properties":{},"geometry":{"type":"LineString","coordinates":[[-91.30516,18.93722],[-91.30233,18.939],[-91.29391,18.94123],[-91.29315,18.94018]]}}
Línea 115.0 kV | LineString | 115.0 kV |  |  |  | CFE |  |  |  |  | OpenStreetMap | {"type":"Feature","properties":{},"geometry":{"type":"LineString","coordinates":[[-90.53554,19.78575],[-90.53818,19.78595],[-90.54037,19.78611],[-90.54331,19.78635],[-90.54473,19.78643],[-90.54671,19.7866],[-90.54969,19.78685],[-90.55239,19.78706],[-90.55495,19.78725],[-90.55705,19.78741],[-90.55948,19.7876],[-90.56361,19.78792],[-90.56732,19.7882],[-90.57071,19.78846],[-90.57232,19.78858],[-90.575,19.78876],[-90.57779,19.78897],[-90.58154,19.78927],[-90.584,19.78945],[-90.58724,19.78968],[-90.58912,19.78984],[-90.59174,19.79003],[-90.59657,19.79038],[-90.60261,19.79088],[-90.60575,19.79108],[-90.60971,19.79261],[-90.61243,19.79365],[-90.61297,19.79426]]}}
Línea 115.0 kV | LineString | 115.0 kV |  |  |  | CFE |  |  |  |  | OpenStreetMap | {"type":"Feature","properties":{},"geometry":{"type":"LineString","coordinates":[[-90.60225,19.79144],[-90.59796,19.79107],[-90.59521,19.79088],[-90.59169,19.79062],[-90.58798,19.79034],[-90.58494,19.79012],[-90.5819,19.78987],[-90.57725,19.78952],[-90.57477,19.78933],[-90.57087,19.78902],[-90.56747,19.78875],[-90.56462,19.78854],[-90.55962,19.78815],[-90.55692,19.78797],[-90.55454,19.78776],[-90.55193,19.78757],[-90.54855,19.78733],[-90.54556,19.78711],[-90.54237,19.78685],[-90.53835,19.78643],[-90.53554,19.78575]]}}
Línea 115.0 kV | LineString | 115.0 kV |  |  |  | CFE |  |  |  |  | OpenStreetMap | {"type":"Feature","properties":{},"geometry":{"type":"LineString","coordinates":[[-90.35374,19.71409],[-90.35396,19.71413],[-90.35566,19.71446],[-90.3576,19.71467],[-90.36042,19.71501],[-90.36326,19.71535],[-90.36593,19.71565],[-90.36896,19.71599],[-90.372,19.71637],[-90.37407,19.71661],[-90.37563,19.71679],[-90.3779,19.71708],[-90.38096,19.7174],[-90.38425,19.71778],[-90.38757,19.71816],[-90.39063,19.71851],[-90.39373,19.71887],[-90.39658,19.71923],[-90.39932,19.71951],[-90.40378,19.72003],[-90.40819,19.72055],[-90.41064,19.72083],[-90.41364,19.72118],[-90.41594,19.72146],[-90.41815,19.72309],[-90.42067,19.72499],[-90.4233,19.72698],[-90.42516,19.72839],[-90.4269,19.72969],[-90.42867,19.73102],[-90.43057,19.73245],[-90.43267,19.73404],[-90.43532,19.73601],[-90.43795,19.73797],[-90.44045,19.73979],[-90.44203,19.74098],[-90.44471,19.74299],[-90.44715,19.74484],[-90.44959,19.74665],[-90.45239,19.74871],[-90.45436,19.75014],[-90.45546,19.75116],[-90.45711,19.75277],[-90.45953,19.75504],[-90.46284,19.75826],[-90.4676,19.76281],[-90.4702,19.76534],[-90.47342,19.76844],[-90.4789,19.77372],[-90.48233,19.77701],[-90.48508,19.77974],[-90.48815,19.7827],[-90.49012,19.78466],[-90.49071,19.78525]]}}
Línea 115.0 kV | LineString | 115.0 kV |  |  |  | CFE |  |  |  |  | OpenStreetMap | {"type":"Feature","properties":{},"geometry":{"type":"LineString","coordinates":[[-90.35396,19.71413],[-90.35391,19.71427],[-90.35307,19.71417],[-90.34953,19.71375],[-90.34654,19.71407],[-90.34313,19.71445],[-90.33891,19.71493],[-90.33534,19.71534],[-90.33034,19.7159],[-90.32757,19.71621],[-90.3238,19.71664],[-90.3191,19.71717],[-90.31435,19.7177],[-90.3098,19.7182],[-90.30498,19.71873],[-90.30044,19.71924],[-90.29596,19.71972],[-90.29177,19.72017],[-90.28759,19.72063],[-90.28313,19.72114],[-90.27878,19.72158],[-90.275,19.72202],[-90.2713,19.72241],[-90.26723,19.72287],[-90.26327,19.72331],[-90.2593,19.72373],[-90.25544,19.72414],[-90.25166,19.72457],[-90.24763,19.72499],[-90.24367,19.72538],[-90.23972,19.7258],[-90.23583,19.72621],[-90.23253,19.72657],[-90.22917,19.72692],[-90.22506,19.72732],[-90.22049,19.72781],[-90.21756,19.72815],[-90.21324,19.72861],[-90.20871,19.7291],[-90.20495,19.72945],[-90.2009,19.72984],[-90.19677,19.73027],[-90.19309,19.73061],[-90.18986,19.73092],[-90.18647,19.73122],[-90.18285,19.72988],[-90.17956,19.72868],[-90.17631,19.72745],[-90.1753,19.72765]]}}
Línea 115.0 kV | LineString | 115.0 kV |  |  |  | CFE |  |  |  |  | OpenStreetMap | {"type":"Feature","properties":{},"geometry":{"type":"LineString","coordinates":[[-90.69904,19.49981],[-90.69979,19.49993],[-90.69987,19.49965]]}}
Línea 115.0 kV | LineString | 115.0 kV |  |  |  | CFE |  |  |  |  | OpenStreetMap | {"type":"Feature","properties":{},"geometry":{"type":"LineString","coordinates":[[-90.72742,19.32498],[-90.72673,19.3249],[-90.72511,19.32648],[-90.72364,19.32782],[-90.72207,19.3294],[-90.72084,19.33064],[-90.7177,19.33457],[-90.71543,19.33739],[-90.71305,19.34034],[-90.71097,19.34295],[-90.70872,19.34576],[-90.70627,19.34881],[-90.70378,19.35192],[-90.7011,19.35525],[-90.69971,19.35703],[-90.70185,19.35858],[-90.70415,19.36023],[-90.70668,19.36205],[-90.70911,19.3638],[-90.71348,19.36696],[-90.71656,19.36917],[-90.71666,19.37179],[-90.71675,19.3747],[-90.71685,19.37802],[-90.71695,19.3813],[-90.71706,19.38477],[-90.71714,19.38806],[-90.71729,19.39251],[-90.7155,19.39849],[-90.71469,19.40125],[-90.71324,19.40592],[-90.71203,19.40997],[-90.71063,19.41462],[-90.70971,19.41773],[-90.70873,19.42097],[-90.70763,19.42461],[-90.70654,19.42821],[-90.70553,19.43155],[-90.70454,19.43466],[-90.70332,19.43837],[-90.70221,19.4418],[-90.70125,19.44482],[-90.70111,19.44804],[-90.70099,19.45118],[-90.70086,19.45436],[-90.70071,19.45757],[-90.70055,19.46122],[-90.70043,19.46439],[-90.70026,19.46868],[-90.70007,19.4729],[-90.69993,19.47644],[-90.69981,19.47996],[-90.6997,19.48324],[-90.69956,19.4867],[-90.69942,19.49026],[-90.6993,19.49347],[-90.69917,19.49673],[-90.69904,19.49981]]}}
Línea 115.0 kV | LineString | 115.0 kV |  |  |  | CFE |  |  |  |  | OpenStreetMap | {"type":"Feature","properties":{},"geometry":{"type":"LineString","coordinates":[[-90.69988,19.49957],[-90.69992,19.49929],[-90.70002,19.49884],[-90.69895,19.49866],[-90.698,19.49848],[-90.69708,19.49831],[-90.69614,19.49816],[-90.69521,19.498],[-90.69425,19.49783],[-90.69333,19.49767],[-90.69238,19.49751],[-90.69146,19.49735],[-90.69052,19.49716],[-90.68958,19.497],[-90.68865,19.49684],[-90.68771,19.49669],[-90.68677,19.49653],[-90.68582,19.49635],[-90.68489,19.49618],[-90.68396,19.49603],[-90.68302,19.49587],[-90.68209,19.4957],[-90.68116,19.49553],[-90.68021,19.49536],[-90.67929,19.49521],[-90.67835,19.49504],[-90.67741,19.49488],[-90.67647,19.49473],[-90.6755,19.49454],[-90.67461,19.4944],[-90.67367,19.49423],[-90.67273,19.49406],[-90.67178,19.49389],[-90.67086,19.49373],[-90.66991,19.49356],[-90.66898,19.4934],[-90.66803,19.49322],[-90.6671,19.49307],[-90.66617,19.4929],[-90.66523,19.49273],[-90.6643,19.49257],[-90.66337,19.49242],[-90.66244,19.49227],[-90.66148,19.49207],[-90.66057,19.49192],[-90.65961,19.49174],[-90.65868,19.49157],[-90.65772,19.49139],[-90.6568,19.49125],[-90.65587,19.49109],[-90.65492,19.49092],[-90.65399,19.49075],[-90.65304,19.49058],[-90.65211,19.49042],[-90.6514,19.49031],[-90.65064,19.49018],[-90.64965,19.49022],[-90.64869,19.49026],[-90.64777,19.4903],[-90.64681,19.49035],[-90.64587,19.49039],[-90.64301,19.49052],[-90.64206,19.49056],[-90.6411,19.49061],[-90.64016,19.49067],[-90.6392,19.49071],[-90.63825,19.49075],[-90.63731,19.49081],[-90.63637,19.49086],[-90.63541,19.4909],[-90.63445,19.49094],[-90.6335,19.49099],[-90.63311,19.491],[-90.63221,19.49119],[-90.63168,19.49146],[-90.63086,19.49189],[-90.63001,19.49232],[-90.62917,19.49274],[-90.62817,19.49322],[-90.62723,19.49339],[-90.62631,19.49357],[-90.62536,19.49373],[-90.62443,19.49389],[-90.62348,19.49406],[-90.62255,19.49422],[-90.62161,19.49438],[-90.62061,19.49456],[-90.61968,19.49475],[-90.61875,19.49494],[-90.61785,19.49514],[-90.61664,19.49534],[-90.61503,19.4956],[-90.61445,19.49569],[-90.6138,19.49506],[-90.61354,19.49511],[-90.61361,19.49547]]}}
Línea 115.0 kV | LineString | 115.0 kV |  |  |  | CFE |  |  |  |  | OpenStreetMap | {"type":"Feature","properties":{},"geometry":{"type":"LineString","coordinates":[[-90.69904,19.49981],[-90.69893,19.50131],[-90.6986,19.50469],[-90.69804,19.50928],[-90.69758,19.51357],[-90.69721,19.51664],[-90.69655,19.52245],[-90.69621,19.52541],[-90.69579,19.52924],[-90.69538,19.5327],[-90.69474,19.53804],[-90.69414,19.54344],[-90.69359,19.54822],[-90.6931,19.55026],[-90.69249,19.55272],[-90.6917,19.55588],[-90.6909,19.55904],[-90.69009,19.56232],[-90.68939,19.56519],[-90.68864,19.56821],[-90.6879,19.5712],[-90.68715,19.57422],[-90.68602,19.57868],[-90.68537,19.58136],[-90.68448,19.58498],[-90.68375,19.58796],[-90.68302,19.59086],[-90.68227,19.59385],[-90.68152,19.59691],[-90.68076,19.60001],[-90.67999,19.60304],[-90.67925,19.60604],[-90.67851,19.60903],[-90.6778,19.61189],[-90.67706,19.61492],[-90.67632,19.61792],[-90.67555,19.62101],[-90.67591,19.62462],[-90.67625,19.6281],[-90.67655,19.63111],[-90.67685,19.63426],[-90.67716,19.63731],[-90.67753,19.64128],[-90.67782,19.64412],[-90.67819,19.64788],[-90.6786,19.65229],[-90.67895,19.6558],[-90.6792,19.65832],[-90.67975,19.66396],[-90.67995,19.66613],[-90.68041,19.67084],[-90.68077,19.67451],[-90.68125,19.67946],[-90.68169,19.68378],[-90.68201,19.68715],[-90.68169,19.68786],[-90.67954,19.69248],[-90.67716,19.69762],[-90.67505,19.70217],[-90.67392,19.7046],[-90.67209,19.70856],[-90.66968,19.71372],[-90.66787,19.71764],[-90.66612,19.72143],[-90.66477,19.72438],[-90.66322,19.72767],[-90.66207,19.73015],[-90.66087,19.73274],[-90.65926,19.73622],[-90.65785,19.73923],[-90.65677,19.74158],[-90.65484,19.74573],[-90.65365,19.74831],[-90.65186,19.75217],[-90.65045,19.75518],[-90.64956,19.75709],[-90.64701,19.75964],[-90.64455,19.76211],[-90.6403,19.76635],[-90.63828,19.76829],[-90.63629,19.77022],[-90.63368,19.77277],[-90.63034,19.77614],[-90.62794,19.77855],[-90.62675,19.77975],[-90.62661,19.77988],[-90.62633,19.78016],[-90.62595,19.78055],[-90.62569,19.78082],[-90.62404,19.78251],[-90.62187,19.78464],[-90.61999,19.78653],[-90.61918,19.78734],[-90.61731,19.78921],[-90.61692,19.78959],[-90.61634,19.79016],[-90.61446,19.79204],[-90.61353,19.79302],[-90.61391,19.79374]]}}
Línea 115.0 kV | LineString | 115.0 kV |  |  |  | CFE |  |  |  |  | OpenStreetMap | {"type":"Feature","properties":{},"geometry":{"type":"LineString","coordinates":[[-90.06783,20.37579],[-90.06682,20.37897],[-90.06594,20.38175],[-90.06493,20.3849],[-90.06383,20.3884],[-90.06279,20.39173],[-90.06177,20.39502],[-90.06067,20.39844],[-90.05953,20.40206],[-90.05842,20.40554],[-90.05739,20.40889],[-90.05634,20.41219],[-90.05531,20.41545],[-90.05423,20.41898],[-90.05316,20.42229],[-90.05207,20.42574],[-90.05094,20.42917],[-90.04988,20.43254],[-90.04879,20.43598],[-90.04768,20.4395],[-90.0466,20.44292],[-90.0455,20.44641],[-90.04442,20.44986],[-90.04327,20.45349],[-90.0421,20.45719],[-90.04102,20.46062],[-90.03995,20.46402],[-90.0389,20.46734],[-90.0378,20.47083],[-90.03671,20.47429],[-90.03559,20.47784],[-90.03452,20.48124],[-90.03344,20.48469],[-90.03234,20.48815],[-90.03105,20.49095],[-90.0295,20.49429],[-90.02798,20.49758],[-90.02644,20.50092],[-90.02491,20.50422],[-90.02341,20.50747],[-90.02184,20.51086],[-90.02039,20.514],[-90.01897,20.51706],[-90.01747,20.52031],[-90.01591,20.52368],[-90.01441,20.52692],[-90.0128,20.53042],[-90.01116,20.53392],[-90.00954,20.53744],[-90.00783,20.54115],[-90.00647,20.54408],[-90.00507,20.54711],[-90.00352,20.55051],[-90.002,20.55377],[-90.00089,20.55616],[-90.00063,20.55673],[-89.9998,20.55854],[-89.99935,20.55951],[-89.99844,20.56148],[-89.99755,20.5634],[-89.99605,20.56663],[-89.99583,20.56709],[-89.9947,20.56955],[-89.99318,20.57285],[-89.99129,20.57692],[-89.98968,20.58042],[-89.98805,20.58393],[-89.98649,20.58729],[-89.98513,20.59022],[-89.98371,20.59332],[-89.98313,20.59456],[-89.98364,20.59538]]}}
Línea 115.0 kV | LineString | 115.0 kV |  |  |  | CFE |  |  |  |  | OpenStreetMap | {"type":"Feature","properties":{},"geometry":{"type":"LineString","coordinates":[[-90.063,20.37684],[-90.06332,20.37634],[-90.06532,20.37604],[-90.06747,20.37573],[-90.06783,20.37579]]}}
Línea 115.0 kV | LineString | 115.0 kV |  |  |  | CFE |  |  |  |  | OpenStreetMap | {"type":"Feature","properties":{},"geometry":{"type":"LineString","coordinates":[[-90.45978,19.85563],[-90.46095,19.85536]]}}
Línea 115.0 kV | LineString | 115.0 kV |  |  |  | CFE |  |  |  |  | OpenStreetMap | {"type":"Feature","properties":{},"geometry":{"type":"LineString","coordinates":[[-90.45978,19.85563],[-90.46042,19.85413],[-90.46159,19.85143],[-90.46349,19.84713],[-90.4647,19.84445],[-90.46582,19.84186],[-90.4675,19.83795],[-90.4687,19.83527],[-90.47007,19.83218],[-90.47144,19.82902],[-90.4731,19.82525],[-90.47433,19.82239],[-90.47581,19.81908],[-90.47695,19.81651],[-90.47837,19.81325],[-90.47973,19.81017],[-90.48144,19.80624],[-90.48257,19.80367],[-90.48395,19.80053],[-90.48552,19.79701],[-90.48704,19.79358],[-90.48816,19.79098],[-90.48922,19.78856],[-90.49071,19.78525]]}}
Línea 115.0 kV | LineString | 115.0 kV |  |  |  | CFE |  |  |  |  | OpenStreetMap | {"type":"Feature","properties":{},"geometry":{"type":"LineString","coordinates":[[-90.46095,19.85536],[-90.46054,19.85501],[-90.46099,19.85398],[-90.46297,19.8494],[-90.46511,19.8446],[-90.46634,19.84189],[-90.46791,19.83813],[-90.46921,19.8353],[-90.47082,19.83165],[-90.47205,19.82885],[-90.47375,19.82497],[-90.47497,19.82214],[-90.47634,19.81902],[-90.47784,19.81561],[-90.47901,19.81295],[-90.48041,19.80976],[-90.48197,19.80621],[-90.48295,19.80398],[-90.48459,19.80023],[-90.48611,19.79686]]}}
Línea 115.0 kV | LineString | 115.0 kV |  |  |  | CFE |  |  |  |  | OpenStreetMap | {"type":"Feature","properties":{},"geometry":{"type":"LineString","coordinates":[[-89.56682,20.40862],[-89.56659,20.40832],[-89.5661,20.40755],[-89.56712,20.40651]]}}
Línea 115.0 kV | LineString | 115.0 kV |  |  |  | CFE |  |  |  |  | OpenStreetMap | {"type":"Feature","properties":{},"geometry":{"type":"LineString","coordinates":[[-89.62853,21.04928],[-89.62848,21.04897],[-89.62824,21.04725],[-89.62492,21.04758],[-89.62241,21.0478],[-89.61992,21.04804],[-89.61736,21.0483],[-89.61323,21.04869],[-89.61055,21.04772],[-89.60783,21.04675],[-89.60515,21.04577],[-89.60245,21.0448],[-89.60073,21.04415]]}}
Línea 115.0 kV | LineString | 115.0 kV |  |  |  | CFE |  |  |  |  | OpenStreetMap | {"type":"Feature","properties":{},"geometry":{"type":"LineString","coordinates":[[-89.60073,21.04415],[-89.60075,21.04409]]}}
Línea 115.0 kV | LineString | 115.0 kV |  |  |  | CFE |  |  |  |  | OpenStreetMap | {"type":"Feature","properties":{},"geometry":{"type":"LineString","coordinates":[[-89.6564,21.02571],[-89.65572,21.02545],[-89.65499,21.02518],[-89.654,21.02482],[-89.65302,21.02446],[-89.652,21.02409],[-89.65099,21.02372],[-89.64997,21.02335],[-89.64979,21.0226],[-89.64964,21.0225]]}}
Línea 115.0 kV | LineString | 115.0 kV |  |  |  | CFE |  |  |  |  | OpenStreetMap | {"type":"Feature","properties":{},"geometry":{"type":"LineString","coordinates":[[-89.6564,21.02571],[-89.65732,21.02489],[-89.65862,21.02158],[-89.65996,21.01819],[-89.66119,21.01507],[-89.66213,21.01273],[-89.66246,21.01191],[-89.66381,21.00859],[-89.66513,21.00524],[-89.66637,21.00215],[-89.66739,20.99932],[-89.66826,20.99692],[-89.66916,20.99443],[-89.66952,20.99401]]}}
Línea 115.0 kV | LineString | 115.0 kV |  |  |  | CFE |  |  |  |  | OpenStreetMap | {"type":"Feature","properties":{},"geometry":{"type":"LineString","coordinates":[[-89.6292,21.04928],[-89.62918,21.04917],[-89.62915,21.0489],[-89.62929,21.04777],[-89.63209,21.04704]]}}
Línea 115.0 kV | LineString | 115.0 kV |  |  |  | CFE |  |  |  |  | OpenStreetMap | {"type":"Feature","properties":{},"geometry":{"type":"LineString","coordinates":[[-92.90633,17.84142],[-92.90955,17.84186],[-92.91344,17.84242],[-92.91839,17.84306]]}}
Línea 115.0 kV | LineString | 115.0 kV |  |  |  | CFE |  |  |  |  | OpenStreetMap | {"type":"Feature","properties":{},"geometry":{"type":"LineString","coordinates":[[-92.44036,17.66966],[-92.44059,17.66972],[-92.44155,17.67002],[-92.44498,17.67109],[-92.44881,17.67224],[-92.45201,17.67325],[-92.45562,17.67433],[-92.45869,17.6753],[-92.46221,17.67635],[-92.46587,17.67751],[-92.46876,17.67836],[-92.47206,17.67938],[-92.47509,17.68031],[-92.47799,17.6812],[-92.48235,17.68258],[-92.48527,17.68347],[-92.4887,17.68451],[-92.49202,17.68554],[-92.49587,17.68672],[-92.49843,17.68753],[-92.50174,17.68856],[-92.50525,17.68962],[-92.50807,17.69047],[-92.51162,17.69158],[-92.51431,17.69241],[-92.51774,17.69346],[-92.52109,17.69449],[-92.52443,17.6955],[-92.52809,17.69664],[-92.53145,17.69767],[-92.53562,17.69896],[-92.53882,17.69994],[-92.54322,17.70129],[-92.54798,17.70276],[-92.55157,17.70385],[-92.55534,17.705],[-92.55898,17.70612],[-92.5637,17.70756],[-92.56785,17.70885],[-92.57009,17.70955],[-92.57323,17.7105],[-92.57579,17.71128],[-92.5788,17.7122],[-92.58165,17.71309],[-92.58484,17.71405],[-92.58678,17.71464],[-92.58969,17.7163],[-92.59263,17.71794],[-92.59582,17.71974],[-92.59883,17.72143],[-92.60179,17.7231],[-92.60485,17.72482],[-92.60765,17.72641],[-92.61066,17.7281],[-92.6134,17.72965],[-92.61558,17.73088],[-92.61609,17.73411],[-92.6167,17.7381],[-92.61737,17.74244],[-92.61795,17.7463],[-92.6185,17.74986],[-92.61908,17.75349],[-92.62118,17.75642],[-92.62375,17.76],[-92.62641,17.7637],[-92.6255,17.76819],[-92.62455,17.77272],[-92.62374,17.77674],[-92.62312,17.78002],[-92.62354,17.78277],[-92.62405,17.78608],[-92.62244,17.78988],[-92.62099,17.7934],[-92.61942,17.7972],[-92.61787,17.8009],[-92.61649,17.80423],[-92.61502,17.80782],[-92.61372,17.81092],[-92.61262,17.8136],[-92.61135,17.81661],[-92.6101,17.81959],[-92.60872,17.82286],[-92.60829,17.82555]]}}
Línea 115.0 kV | LineString | 115.0 kV |  |  |  | CFE |  |  |  |  | OpenStreetMap | {"type":"Feature","properties":{},"geometry":{"type":"LineString","coordinates":[[-93.34141,17.99831],[-93.34142,17.99853],[-93.34141,18.00041]]}}
Línea 115.0 kV | LineString | 115.0 kV | 1 |  |  | CFE |  |  |  |  | OpenStreetMap | {"type":"Feature","properties":{},"geometry":{"type":"LineString","coordinates":[[-93.19527,18.30346],[-93.19558,18.30383],[-93.19438,18.30705],[-93.19308,18.31062],[-93.19203,18.31335],[-93.19275,18.31446],[-93.19331,18.31534],[-93.19249,18.31607],[-93.19323,18.31774],[-93.19452,18.32065],[-93.19834,18.32209],[-93.20179,18.32344],[-93.20536,18.32479],[-93.20923,18.32629],[-93.21286,18.32769],[-93.21565,18.32876],[-93.21809,18.32971],[-93.22067,18.33069],[-93.22248,18.33493],[-93.22374,18.33782],[-93.22555,18.34204],[-93.22743,18.34639],[-93.22945,18.35104],[-93.22954,18.35353],[-93.22962,18.35579],[-93.22972,18.3586],[-93.23286,18.36083],[-93.23588,18.36298],[-93.23688,18.36625],[-93.2377,18.36894],[-93.23756,18.37217],[-93.23741,18.37593],[-93.23726,18.37928],[-93.23425,18.38011],[-93.23378,18.38025]]}}
Línea 115.0 kV | LineString | 115.0 kV |  |  |  | CFE |  |  |  |  | OpenStreetMap | {"type":"Feature","properties":{},"geometry":{"type":"LineString","coordinates":[[-93.34168,17.99833],[-93.34171,17.99852],[-93.34171,18.00037],[-93.34173,18.00422],[-93.34334,18.0064]]}}
Línea 115.0 kV | LineString | 115.0 kV |  |  |  | CFE |  |  |  |  | OpenStreetMap | {"type":"Feature","properties":{},"geometry":{"type":"LineString","coordinates":[[-93.59153,17.17884],[-93.59128,17.17885],[-93.58926,17.17994]]}}
Línea 115.0 kV | LineString | 115.0 kV |  |  |  | CFE |  |  |  |  | OpenStreetMap | {"type":"Feature","properties":{},"geometry":{"type":"LineString","coordinates":[[-93.59151,17.17875],[-93.59123,17.17875],[-93.58926,17.17994]]}}
Línea 115.0 kV | LineString | 115.0 kV |  |  |  | CFE |  |  |  |  | OpenStreetMap | {"type":"Feature","properties":{},"geometry":{"type":"LineString","coordinates":[[-93.51424,17.44591],[-93.51407,17.45208],[-93.51406,17.45449],[-93.51388,17.45923],[-93.5139,17.4624],[-93.51382,17.46632],[-93.51363,17.47506],[-93.51351,17.47845],[-93.51348,17.4816],[-93.51341,17.48429],[-93.51329,17.48913],[-93.51323,17.49301],[-93.51318,17.49769],[-93.51307,17.50329],[-93.51208,17.50694],[-93.51103,17.51092],[-93.51051,17.51305],[-93.50986,17.51538],[-93.50888,17.51896],[-93.50771,17.5236],[-93.50693,17.52628],[-93.5057,17.53122],[-93.5051,17.53358],[-93.50424,17.53672],[-93.50331,17.54035],[-93.50268,17.54265],[-93.50169,17.54638],[-93.50069,17.55024],[-93.50004,17.55319],[-93.49904,17.5597],[-93.49857,17.56281],[-93.49781,17.5677],[-93.49725,17.57107],[-93.49669,17.57492],[-93.49611,17.57866],[-93.49537,17.58348],[-93.4947,17.58794],[-93.49403,17.59232],[-93.49334,17.59681],[-93.4928,17.60039],[-93.49237,17.60321],[-93.49193,17.60616],[-93.49129,17.61043],[-93.49066,17.61454],[-93.48988,17.61958],[-93.48936,17.62296],[-93.4887,17.62724],[-93.48812,17.63116],[-93.48737,17.63616],[-93.48679,17.63973],[-93.48617,17.64373],[-93.48558,17.64767],[-93.48509,17.65097],[-93.4845,17.65391],[-93.48398,17.65431]]}}
Línea 115.0 kV | LineString | 115.0 kV |  |  |  | CFE |  |  |  |  | OpenStreetMap | {"type":"Feature","properties":{},"geometry":{"type":"LineString","coordinates":[[-93.09227,16.93961],[-93.0924,16.93965],[-93.09358,16.94008],[-93.09392,16.93998]]}}
Línea 115.0 kV | LineString | 115.0 kV |  |  |  | CFE |  |  |  |  | OpenStreetMap | {"type":"Feature","properties":{},"geometry":{"type":"LineString","coordinates":[[-93.09406,16.94026],[-93.0938,16.9404],[-93.09362,16.94075],[-93.09489,16.94099],[-93.09589,16.94055],[-93.09665,16.94021]]}}
Línea 115.0 kV | LineString | 115.0 kV |  |  |  | CFE |  |  |  |  | OpenStreetMap | {"type":"Feature","properties":{},"geometry":{"type":"LineString","coordinates":[[-93.20781,16.76867],[-93.20958,16.76829],[-93.21158,16.76785],[-93.21815,16.76643],[-93.22056,16.76589],[-93.22553,16.76483],[-93.22899,16.76407],[-93.23254,16.76331],[-93.23933,16.76183],[-93.24202,16.76126],[-93.24626,16.76032],[-93.25011,16.7595],[-93.25469,16.75849],[-93.25991,16.75735],[-93.26626,16.75596],[-93.27134,16.75487],[-93.27426,16.75423],[-93.27759,16.7535],[-93.28212,16.75255],[-93.28557,16.75178],[-93.28874,16.7511],[-93.29129,16.75054],[-93.29639,16.74944],[-93.29906,16.74885],[-93.3023,16.74814],[-93.30572,16.7473],[-93.3099,16.74627],[-93.3143,16.74519],[-93.31829,16.7442],[-93.32262,16.74314],[-93.32765,16.7419],[-93.32977,16.74138],[-93.33227,16.74097],[-93.33713,16.74018],[-93.34273,16.73928],[-93.34598,16.73874],[-93.35305,16.7376],[-93.35578,16.73715],[-93.36046,16.73642],[-93.36331,16.73595],[-93.36779,16.73522],[-93.37053,16.73478],[-93.37495,16.73407],[-93.37752,16.73365],[-93.37943,16.73334],[-93.38324,16.73269],[-93.38821,16.73187],[-93.3919,16.73125],[-93.394,16.73095],[-93.39412,16.73062]]}}
Línea 115.0 kV | LineString | 115.0 kV |  |  |  | CFE |  |  |  |  | OpenStreetMap | {"type":"Feature","properties":{},"geometry":{"type":"LineString","coordinates":[[-93.20828,16.7657],[-93.20712,16.76295],[-93.20471,16.75716],[-93.20387,16.75516],[-93.20192,16.75056],[-93.19986,16.74563],[-93.19958,16.74493],[-93.19981,16.74453]]}}
Línea 115.0 kV | LineString | 115.0 kV |  |  |  | CFE |  |  |  |  | OpenStreetMap | {"type":"Feature","properties":{},"geometry":{"type":"LineString","coordinates":[[-93.20751,16.76853],[-93.20485,16.7688],[-93.1999,16.76935],[-93.1977,16.76957],[-93.19711,16.77033],[-93.19631,16.76974],[-93.19348,16.77006],[-93.19035,16.7704],[-93.18643,16.77083],[-93.18248,16.77127],[-93.17838,16.77171],[-93.17489,16.77324],[-93.17145,16.77473],[-93.16895,16.77584],[-93.16796,16.77625]]}}
Línea 115.0 kV | LineString | 115.0 kV |  |  |  | CFE |  |  |  |  | OpenStreetMap | {"type":"Feature","properties":{},"geometry":{"type":"LineString","coordinates":[[-93.20725,16.74809],[-93.20488,16.74677],[-93.20231,16.74535],[-93.20121,16.74472],[-93.20034,16.74428],[-93.20026,16.7444]]}}
Línea 115.0 kV | LineString | 115.0 kV |  |  |  | CFE |  |  |  |  | OpenStreetMap | {"type":"Feature","properties":{},"geometry":{"type":"LineString","coordinates":[[-93.20789,16.74819],[-93.20725,16.74809]]}}
Línea 115.0 kV | LineString | 115.0 kV |  |  |  | CFE |  |  |  |  | OpenStreetMap | {"type":"Feature","properties":{},"geometry":{"type":"LineString","coordinates":[[-93.20716,16.76966],[-93.20859,16.76878],[-93.20885,16.76781],[-93.2093,16.76591],[-93.209,16.76237],[-93.20859,16.7572],[-93.2084,16.75479],[-93.20818,16.75182],[-93.20789,16.74819]]}}
Línea 115.0 kV | LineString | 115.0 kV |  |  |  | CFE |  |  |  |  | OpenStreetMap | {"type":"Feature","properties":{},"geometry":{"type":"LineString","coordinates":[[-93.19944,16.80649],[-93.19941,16.8046],[-93.19943,16.80148],[-93.20022,16.79828],[-93.20157,16.79286],[-93.20234,16.78932],[-93.20292,16.78742],[-93.20321,16.78624],[-93.20378,16.78396],[-93.20456,16.78077],[-93.20525,16.77796],[-93.20646,16.77321],[-93.20712,16.77044]]}}
Línea 115.0 kV | LineString | 115.0 kV |  |  |  | CFE |  |  |  |  | OpenStreetMap | {"type":"Feature","properties":{},"geometry":{"type":"LineString","coordinates":[[-93.17177,16.69833],[-93.17157,16.6987],[-93.17126,16.69857]]}}
Línea 115.0 kV | LineString | 115.0 kV |  |  |  | CFE |  |  |  |  | OpenStreetMap | {"type":"Feature","properties":{},"geometry":{"type":"LineString","coordinates":[[-93.21379,16.91673],[-93.21228,16.90988],[-93.21071,16.90291],[-93.20953,16.89757],[-93.20868,16.89378],[-93.20813,16.89058],[-93.20952,16.88508],[-93.21065,16.88064],[-93.2114,16.87769],[-93.21249,16.8731],[-93.21181,16.86725],[-93.21087,16.85934],[-93.20982,16.85714],[-93.20843,16.85422],[-93.20691,16.85102],[-93.20537,16.8478],[-93.20266,16.84214],[-93.20066,16.83792],[-93.19862,16.83366],[-93.1969,16.83005],[-93.19506,16.82619],[-93.19297,16.82179],[-93.19095,16.81748],[-93.18851,16.81236],[-93.1864,16.80791],[-93.18532,16.80606],[-93.18265,16.8015],[-93.17981,16.79659],[-93.17734,16.79235],[-93.1741,16.78678],[-93.17188,16.78298],[-93.16955,16.779],[-93.16796,16.77625]]}}
Línea 115.0 kV | LineString | 115.0 kV |  |  |  | CFE |  |  |  |  | OpenStreetMap | {"type":"Feature","properties":{},"geometry":{"type":"LineString","coordinates":[[-93.12946,16.77303],[-93.12837,16.77339],[-93.12731,16.77374],[-93.12626,16.7741],[-93.12517,16.77437],[-93.12413,16.77441],[-93.12312,16.77427],[-93.12213,16.77402],[-93.12105,16.77371],[-93.11998,16.77343],[-93.11899,16.77315],[-93.11818,16.77289],[-93.11749,16.77259],[-93.11649,16.77214],[-93.11547,16.77169],[-93.11444,16.77124],[-93.11341,16.77079],[-93.11239,16.77041],[-93.1112,16.77018],[-93.11013,16.77021],[-93.10897,16.77026],[-93.10785,16.77033],[-93.10672,16.77039],[-93.10558,16.77045],[-93.10446,16.77051],[-93.10356,16.77055],[-93.10252,16.77046],[-93.10169,16.77004],[-93.10126,16.77045],[-93.10114,16.77077]]}}
Línea 115.0 kV | LineString | 115.0 kV |  |  |  | CFE |  |  |  |  | OpenStreetMap | {"type":"Feature","properties":{},"geometry":{"type":"LineString","coordinates":[[-93.13733,16.7656],[-93.13645,16.76606],[-93.13481,16.76696],[-93.13381,16.76796],[-93.13344,16.76876],[-93.1331,16.76962],[-93.13274,16.77053],[-93.13241,16.77132],[-93.13189,16.77211],[-93.13069,16.77256],[-93.12946,16.77303]]}}
Línea 115.0 kV | LineString | 115.0 kV |  |  |  | CFE |  |  |  |  | OpenStreetMap | {"type":"Feature","properties":{},"geometry":{"type":"LineString","coordinates":[[-93.12946,16.77303],[-93.13114,16.77288],[-93.13419,16.77264],[-93.13646,16.7719],[-93.14029,16.77066],[-93.14271,16.76986],[-93.1445,16.76926],[-93.14707,16.76975],[-93.1493,16.77018],[-93.15168,16.77102],[-93.15359,16.77168],[-93.15571,16.77242],[-93.15941,16.7737],[-93.16233,16.77471],[-93.16536,16.77576],[-93.16747,16.7765],[-93.17055,16.77607],[-93.17326,16.7757],[-93.1757,16.77538],[-93.1768,16.77524],[-93.17775,16.77515],[-93.17868,16.7751],[-93.17958,16.77511],[-93.18135,16.77563],[-93.18418,16.77673],[-93.18811,16.77814],[-93.19001,16.77881],[-93.19122,16.77925],[-93.1919,16.77986],[-93.19528,16.78291],[-93.19815,16.78551],[-93.20009,16.78727],[-93.20234,16.78932]]}}
Línea 115.0 kV | LineString | 115.0 kV |  |  |  | CFE |  |  |  |  | OpenStreetMap | {"type":"Feature","properties":{},"geometry":{"type":"LineString","coordinates":[[-92.92552,17.84474],[-92.92569,17.84476],[-92.92588,17.84529],[-92.92573,17.84618],[-92.92572,17.84627]]}}
Línea 115.0 kV | LineString | 115.0 kV | 1 |  |  | CFE |  |  |  |  | OpenStreetMap | {"type":"Feature","properties":{},"geometry":{"type":"LineString","coordinates":[[-92.92529,17.84443],[-92.92482,17.8445],[-92.92404,17.84433],[-92.92375,17.84345],[-92.92354,17.84276],[-92.92282,17.84],[-92.9231,17.83758],[-92.92343,17.83477],[-92.92416,17.8283],[-92.92445,17.8258],[-92.92477,17.82309],[-92.92519,17.8195],[-92.9256,17.81596],[-92.92594,17.81308],[-92.92608,17.81189],[-92.92626,17.81034],[-92.92662,17.80719],[-92.92697,17.80424],[-92.92734,17.80111],[-92.92778,17.79729],[-92.92823,17.79346],[-92.92864,17.78996],[-92.92901,17.78679],[-92.92934,17.78393],[-92.92963,17.7814],[-92.92993,17.77891],[-92.93032,17.77546],[-92.93067,17.7725],[-92.93094,17.77017],[-92.92963,17.76734],[-92.92849,17.76489],[-92.927,17.7617],[-92.92558,17.75868],[-92.92413,17.75556],[-92.9228,17.75273],[-92.92179,17.75059],[-92.9207,17.74826],[-92.91952,17.74577],[-92.92131,17.7432],[-92.92285,17.74104],[-92.92432,17.73894],[-92.92582,17.73683],[-92.92767,17.73416],[-92.92948,17.73164],[-92.93125,17.72907],[-92.93324,17.72626],[-92.9352,17.72345],[-92.93846,17.72236],[-92.94178,17.72125],[-92.94511,17.72014],[-92.94832,17.71907],[-92.95157,17.71799],[-92.9537,17.71728],[-92.95579,17.71658],[-92.95707,17.71422],[-92.95825,17.71208],[-92.95984,17.70917],[-92.96149,17.70617],[-92.96285,17.70371],[-92.96435,17.70097],[-92.96602,17.69792],[-92.96767,17.69493],[-92.96913,17.69229],[-92.97071,17.68938],[-92.97233,17.68643],[-92.97364,17.68406],[-92.97477,17.68199],[-92.97596,17.67982],[-92.9774,17.67719],[-92.97897,17.67433],[-92.97887,17.6718],[-92.97875,17.66879],[-92.97861,17.66567],[-92.97848,17.66238],[-92.97833,17.65894],[-92.97822,17.65584],[-92.97981,17.65284],[-92.9812,17.65025],[-92.98258,17.64766],[-92.98388,17.64524],[-92.98311,17.64223],[-92.9823,17.63901],[-92.98145,17.63568],[-92.98064,17.63247],[-92.97978,17.62911],[-92.97892,17.6257],[-92.97812,17.62247],[-92.97743,17.61932],[-92.97655,17.61584],[-92.97499,17.61357],[-92.97314,17.61082],[-92.97123,17.60807],[-92.96949,17.60553],[-92.96781,17.60305],[-92.9661,17.60058],[-92.96436,17.59802],[-92.96292,17.59592],[-92.96129,17.59353],[-92.95962,17.59108],[-92.9579,17.58858],[-92.9563,17.58623],[-92.9547,17.58393],[-92.95336,17.58197],[-92.95029,17.58145],[-92.94744,17.58095],[-92.94373,17.58033],[-92.94039,17.57976],[-92.93685,17.57915],[-92.93336,17.57855],[-92.93018,17.57718],[-92.92224,17.57543],[-92.91864,17.57433],[-92.91088,17.5719],[-92.90909,17.57134],[-92.90628,17.57045],[-92.90295,17.56941],[-92.89989,17.56842],[-92.89669,17.56748],[-92.89417,17.56669],[-92.89172,17.56594],[-92.88929,17.56515],[-92.88671,17.56436],[-92.88474,17.56373],[-92.87977,17.56213],[-92.87621,17.56108],[-92.87199,17.55972],[-92.86915,17.55882],[-92.86638,17.55796],[-92.86108,17.55647]]}}
Línea 115.0 kV | LineString | 115.0 kV |  |  |  | CFE |  |  |  |  | OpenStreetMap | {"type":"Feature","properties":{},"geometry":{"type":"LineString","coordinates":[[-92.92527,17.84461],[-92.92482,17.8445],[-92.92407,17.84458],[-92.92395,17.84554],[-92.9248,17.84587],[-92.9256,17.84737],[-92.92571,17.84778],[-92.92634,17.84775],[-92.92734,17.84768],[-92.92807,17.84764],[-92.92816,17.84763]]}}
Línea 115.0 kV | LineString | 115.0 kV |  |  |  | CFE |  |  |  |  | OpenStreetMap | {"type":"Feature","properties":{},"geometry":{"type":"LineString","coordinates":[[-92.92523,17.84485],[-92.92481,17.84474],[-92.92426,17.84481],[-92.92423,17.84533],[-92.92605,17.8456],[-92.92785,17.84571],[-92.92885,17.84729]]}}
Línea 115.0 kV | LineString | 115.0 kV |  |  |  | CFE |  |  |  |  | OpenStreetMap | {"type":"Feature","properties":{},"geometry":{"type":"LineString","coordinates":[[-92.92525,17.84475],[-92.92481,17.84474],[-92.92418,17.84471],[-92.92409,17.84544],[-92.92605,17.8456],[-92.92774,17.84587],[-92.92885,17.84729]]}}
Línea 115.0 kV | LineString | 115.0 kV |  |  |  | CFE |  |  |  |  | OpenStreetMap | {"type":"Feature","properties":{},"geometry":{"type":"LineString","coordinates":[[-94.3759,18.11888],[-94.37487,18.12394],[-94.37431,18.12666],[-94.37375,18.12939],[-94.37438,18.13115]]}}
Línea 115.0 kV | LineString | 115.0 kV |  |  |  | CFE |  |  |  |  | OpenStreetMap | {"type":"Feature","properties":{},"geometry":{"type":"LineString","coordinates":[[-94.3608,18.09652],[-94.36085,18.09721],[-94.36086,18.10177]]}}
Línea 115.0 kV | LineString | 115.0 kV |  |  |  | CFE |  |  |  |  | OpenStreetMap | {"type":"Feature","properties":{},"geometry":{"type":"LineString","coordinates":[[-94.30573,18.05403],[-94.3055,18.05438]]}}
Línea 115.0 kV | LineString | 115.0 kV |  |  |  | CFE |  |  |  |  | OpenStreetMap | {"type":"Feature","properties":{},"geometry":{"type":"LineString","coordinates":[[-94.32382,18.00893],[-94.3237,18.00969]]}}
Línea 115.0 kV | LineString | 115.0 kV |  |  |  | CFE |  |  |  |  | OpenStreetMap | {"type":"Feature","properties":{},"geometry":{"type":"LineString","coordinates":[[-94.40032,18.11217],[-94.40037,18.11186],[-94.40096,18.11186],[-94.40172,18.11186],[-94.40243,18.11184],[-94.40263,18.11173],[-94.40321,18.11022],[-94.40423,18.10766]]}}
Línea 115.0 kV | LineString | 115.0 kV | 3 |  |  | CFE |  |  |  |  | OpenStreetMap | {"type":"Feature","properties":{},"geometry":{"type":"LineString","coordinates":[[-94.89638,17.95078],[-94.89643,17.95135],[-94.89541,17.95218],[-94.89481,17.95384],[-94.8935,17.95582],[-94.89185,17.95871],[-94.89068,17.96065],[-94.88918,17.96299],[-94.88731,17.96599]]}}
Línea 115.0 kV | LineString | 115.0 kV | 2 |  |  | CFE |  |  |  |  | OpenStreetMap | {"type":"Feature","properties":{},"geometry":{"type":"LineString","coordinates":[[-94.70884,18.02109],[-94.7106,18.0207],[-94.71363,18.02002],[-94.71684,18.01927],[-94.72005,18.01854],[-94.72373,18.01906],[-94.72705,18.01956],[-94.73127,18.02011],[-94.73531,18.02073],[-94.73825,18.02117],[-94.74105,18.02156],[-94.74404,18.022],[-94.74818,18.02257],[-94.75145,18.02305],[-94.75476,18.02353],[-94.75806,18.024],[-94.76312,18.02474],[-94.76549,18.02507],[-94.76918,18.0256],[-94.77275,18.02612],[-94.77526,18.02648],[-94.77815,18.0269],[-94.78018,18.02719],[-94.78321,18.02578],[-94.78499,18.02248],[-94.78706,18.01869],[-94.78833,18.01636],[-94.78955,18.01413],[-94.79121,18.01097],[-94.79255,18.00858],[-94.79469,18.00456],[-94.79597,18.00226],[-94.7978,17.99882],[-94.79996,17.99483],[-94.80139,17.99218],[-94.80421,17.99139],[-94.80741,17.99047],[-94.8103,17.98966],[-94.8131,17.98884],[-94.81574,17.9881],[-94.81855,17.9873],[-94.82234,17.98622],[-94.82541,17.98535],[-94.82877,17.98439],[-94.83232,17.98342],[-94.83601,17.98233],[-94.83984,17.98123],[-94.84285,17.98037],[-94.8458,17.97952],[-94.85002,17.97833],[-94.85384,17.97723],[-94.85728,17.97625],[-94.86094,17.97523],[-94.86528,17.97397],[-94.87026,17.97256],[-94.87428,17.97143],[-94.87863,17.97017],[-94.88252,17.96943],[-94.88562,17.96884],[-94.88731,17.96599]]}}
Línea 115.0 kV | LineString | 115.0 kV |  |  |  | CFE |  |  |  |  | OpenStreetMap | {"type":"Feature","properties":{},"geometry":{"type":"LineString","coordinates":[[-94.52026,18.01504],[-94.51701,18.01449],[-94.51359,18.01384],[-94.51034,18.01329],[-94.50746,18.0128],[-94.50461,18.01283],[-94.50159,18.01297]]}}
Línea 115.0 kV | LineString | 115.0 kV |  |  |  | CFE |  |  |  |  | OpenStreetMap | {"type":"Feature","properties":{},"geometry":{"type":"LineString","coordinates":[[-94.53954,18.01842],[-94.53531,18.01767],[-94.5321,18.01711],[-94.52879,18.01653],[-94.5215,18.01526],[-94.52026,18.01504]]}}
Línea 115.0 kV | LineString | 115.0 kV |  |  |  | CFE |  |  |  |  | OpenStreetMap | {"type":"Feature","properties":{},"geometry":{"type":"LineString","coordinates":[[-94.52417,18.01412],[-94.52654,18.0146],[-94.53015,18.01355],[-94.53298,18.01425],[-94.53547,18.0149],[-94.53669,18.01573],[-94.53705,18.01597],[-94.53895,18.01726],[-94.54274,18.01772],[-94.54552,18.01808]]}}
Línea 115.0 kV | LineString | 115.0 kV |  |  |  | CFE |  |  |  |  | OpenStreetMap | {"type":"Feature","properties":{},"geometry":{"type":"LineString","coordinates":[[-94.55765,18.01504],[-94.55094,18.01694],[-94.54797,18.01775],[-94.54525,18.0186],[-94.5428,18.01817],[-94.53909,18.01754],[-94.53678,18.01713],[-94.53308,18.01649],[-94.52992,18.01593],[-94.52678,18.01537],[-94.52415,18.01491]]}}
Línea 115.0 kV | LineString | 115.0 kV |  |  |  | CFE |  |  |  |  | OpenStreetMap | {"type":"Feature","properties":{},"geometry":{"type":"LineString","coordinates":[[-94.55413,18.02101],[-94.5518,18.02062],[-94.54917,18.02014],[-94.54527,18.01947],[-94.53954,18.01842]]}}
Línea 115.0 kV | LineString | 115.0 kV |  |  |  | CFE |  |  |  |  | OpenStreetMap | {"type":"Feature","properties":{},"geometry":{"type":"LineString","coordinates":[[-94.55988,18.02204],[-94.55626,18.02224],[-94.55413,18.02101]]}}
Línea 115.0 kV | LineString | 115.0 kV |  |  |  | CFE |  |  |  |  | OpenStreetMap | {"type":"Feature","properties":{},"geometry":{"type":"LineString","coordinates":[[-94.55988,18.02204],[-94.55629,18.02205],[-94.55413,18.02101]]}}
Línea 115.0 kV | LineString | 115.0 kV |  |  |  | CFE |  |  |  |  | OpenStreetMap | {"type":"Feature","properties":{},"geometry":{"type":"LineString","coordinates":[[-94.58847,18.0104],[-94.58477,18.01064],[-94.5817,18.01205],[-94.57878,18.01338],[-94.57415,18.01549],[-94.5718,18.01657],[-94.56992,18.01742],[-94.56643,18.01903],[-94.56184,18.02111],[-94.55988,18.02204]]}}
Línea 115.0 kV | LineString | 115.0 kV |  |  |  | CFE |  |  |  |  | OpenStreetMap | {"type":"Feature","properties":{},"geometry":{"type":"LineString","coordinates":[[-94.58715,18.00479],[-94.58798,18.00623],[-94.58814,18.00766],[-94.58847,18.0104]]}}
Línea 115.0 kV | LineString | 115.0 kV |  |  |  | CFE |  |  |  |  | OpenStreetMap | {"type":"Feature","properties":{},"geometry":{"type":"LineString","coordinates":[[-94.58715,18.00479],[-94.58812,18.00581],[-94.58844,18.00614],[-94.58856,18.00762],[-94.58847,18.0104]]}}
Línea 115.0 kV | LineString | 115.0 kV | 1 |  |  | CFE |  |  |  |  | OpenStreetMap | {"type":"Feature","properties":{},"geometry":{"type":"LineString","coordinates":[[-94.54752,18.01906],[-94.55029,18.01951],[-94.5534,18.02013],[-94.55575,18.02054],[-94.55846,18.02101],[-94.56106,18.01979],[-94.56389,18.01846],[-94.5667,18.01714],[-94.56694,18.01699],[-94.56666,18.01641],[-94.56624,18.01557],[-94.56586,18.01479],[-94.56564,18.01431],[-94.56532,18.01366],[-94.56504,18.0131],[-94.56466,18.01231],[-94.56404,18.01105],[-94.56344,18.00983],[-94.56246,18.00836],[-94.56142,18.0068],[-94.56055,18.0054],[-94.55991,18.00424],[-94.56046,18.00423]]}}
Línea 115.0 kV | LineString | 115.0 kV |  |  |  | CFE |  |  |  |  | OpenStreetMap | {"type":"Feature","properties":{},"geometry":{"type":"LineString","coordinates":[[-94.54552,18.01808],[-94.54597,18.01854],[-94.54752,18.01906]]}}
Línea 115.0 kV | LineString | 115.0 kV |  |  |  | CFE |  |  |  |  | OpenStreetMap | {"type":"Feature","properties":{},"geometry":{"type":"LineString","coordinates":[[-94.54552,18.01808],[-94.54604,18.01844],[-94.54752,18.01906]]}}
Línea 115.0 kV | LineString | 115.0 kV |  |  |  | CFE |  |  |  |  | OpenStreetMap | {"type":"Feature","properties":{},"geometry":{"type":"LineString","coordinates":[[-94.55765,18.01504],[-94.56029,18.01427],[-94.56546,18.01276],[-94.56968,18.01154],[-94.57301,18.01059],[-94.57701,18.00947],[-94.58075,18.00835],[-94.58456,18.00721],[-94.58704,18.00654],[-94.58944,18.00636],[-94.59148,18.00657],[-94.59476,18.00696],[-94.59725,18.00725],[-94.60155,18.00774],[-94.60455,18.00808],[-94.60818,18.0085],[-94.61169,18.0089],[-94.61549,18.00934],[-94.61977,18.00981],[-94.62368,18.01023],[-94.62787,18.01077],[-94.63088,18.0111],[-94.63465,18.01153],[-94.63893,18.012],[-94.64255,18.01241],[-94.64541,18.01274],[-94.64829,18.01307],[-94.65209,18.01356],[-94.65535,18.01393],[-94.65946,18.01442],[-94.66139,18.01464],[-94.6657,18.01467]]}}
Línea 115.0 kV | LineString | 115.0 kV | 1 |  |  | CFE |  |  |  |  | OpenStreetMap | {"type":"Feature","properties":{},"geometry":{"type":"LineString","coordinates":[[-94.54344,18.12099],[-94.54327,18.12054]]}}
Línea 115.0 kV | LineString | 115.0 kV | 1 |  |  | CFE |  |  |  |  | OpenStreetMap | {"type":"Feature","properties":{},"geometry":{"type":"LineString","coordinates":[[-94.54351,18.12049],[-94.54369,18.12073]]}}
Línea 115.0 kV | LineString | 115.0 kV | 1 |  |  | CFE |  |  |  |  | OpenStreetMap | {"type":"Feature","properties":{},"geometry":{"type":"LineString","coordinates":[[-94.54351,18.12049],[-94.54362,18.12077]]}}
Línea 115.0 kV | LineString | 115.0 kV | 1 |  |  | CFE |  |  |  |  | OpenStreetMap | {"type":"Feature","properties":{},"geometry":{"type":"LineString","coordinates":[[-94.54351,18.12096],[-94.54327,18.12054]]}}
Línea 115.0 kV | LineString | 115.0 kV | 2 |  |  | CFE |  |  |  |  | OpenStreetMap | {"type":"Feature","properties":{},"geometry":{"type":"LineString","coordinates":[[-94.54327,18.12054],[-94.54014,18.1202],[-94.53568,18.12213],[-94.53176,18.12385],[-94.52992,18.12558],[-94.52723,18.12818],[-94.52486,18.1304],[-94.5234,18.13182],[-94.52331,18.13187],[-94.52314,18.13203],[-94.52155,18.13356],[-94.51847,18.13278],[-94.51542,18.13202],[-94.51228,18.13151],[-94.50942,18.13103],[-94.50679,18.13058],[-94.50412,18.13018],[-94.50139,18.12969],[-94.50063,18.12966],[-94.49926,18.12946],[-94.49777,18.12924],[-94.49627,18.12902],[-94.4948,18.12881],[-94.49326,18.12881],[-94.49184,18.1288],[-94.49044,18.1288],[-94.4891,18.1288],[-94.48768,18.1288],[-94.48654,18.1288],[-94.48533,18.1288],[-94.48438,18.1288],[-94.48362,18.12903],[-94.48269,18.12961],[-94.4815,18.13034],[-94.48027,18.13108],[-94.47945,18.1316],[-94.47844,18.13221],[-94.47721,18.13197],[-94.4763,18.13177],[-94.47546,18.13138],[-94.47401,18.13044],[-94.47264,18.13017],[-94.47267,18.13065],[-94.47241,18.13091]]}}
Línea 115.0 kV | LineString | 115.0 kV |  |  |  | CFE |  |  |  |  | OpenStreetMap | {"type":"Feature","properties":{},"geometry":{"type":"LineString","coordinates":[[-94.68718,18.02811],[-94.68609,18.0301]]}}
Línea 115.0 kV | LineString | 115.0 kV |  |  |  | CFE |  |  |  |  | OpenStreetMap | {"type":"Feature","properties":{},"geometry":{"type":"LineString","coordinates":[[-94.68718,18.02811],[-94.68685,18.02881]]}}
Línea 115.0 kV | LineString | 115.0 kV |  |  |  | CFE |  |  |  |  | OpenStreetMap | {"type":"Feature","properties":{},"geometry":{"type":"LineString","coordinates":[[-94.69058,18.01794],[-94.69103,18.01934],[-94.69142,18.02055]]}}
Línea 115.0 kV | LineString | 115.0 kV | 2 |  |  | CFE |  |  |  |  | OpenStreetMap | {"type":"Feature","properties":{},"geometry":{"type":"LineString","coordinates":[[-94.69142,18.02055],[-94.68995,18.02311],[-94.68856,18.02554],[-94.68718,18.02811]]}}
Línea 115.0 kV | LineString | 115.0 kV |  |  |  | CFE |  |  |  |  | OpenStreetMap | {"type":"Feature","properties":{},"geometry":{"type":"LineString","coordinates":[[-94.69058,18.01794],[-94.69089,18.01938],[-94.69142,18.02055]]}}
Línea 115.0 kV | LineString | 115.0 kV |  |  |  | CFE |  |  |  |  | OpenStreetMap | {"type":"Feature","properties":{},"geometry":{"type":"LineString","coordinates":[[-94.68685,18.02881],[-94.68609,18.0301]]}}
Línea 115.0 kV | LineString | 115.0 kV | 2 |  |  | CFE |  |  |  |  | OpenStreetMap | {"type":"Feature","properties":{},"geometry":{"type":"LineString","coordinates":[[-94.68685,18.02881],[-94.68793,18.02946],[-94.68949,18.0295],[-94.69081,18.03001],[-94.6909,18.02982]]}}
Línea 115.0 kV | LineString | 115.0 kV |  |  |  | CFE |  |  |  |  | OpenStreetMap | {"type":"Feature","properties":{},"geometry":{"type":"LineString","coordinates":[[-94.70574,18.02359],[-94.70694,18.02298],[-94.70774,18.02222],[-94.70887,18.02147],[-94.70884,18.02109]]}}
Línea 115.0 kV | LineString | 115.0 kV |  |  |  | CFE |  |  |  |  | OpenStreetMap | {"type":"Feature","properties":{},"geometry":{"type":"LineString","coordinates":[[-94.70574,18.02359],[-94.70682,18.02285],[-94.70762,18.02206],[-94.70859,18.02142],[-94.70884,18.02109]]}}
Línea 115.0 kV | LineString | 115.0 kV |  |  |  | CFE |  |  |  |  | OpenStreetMap | {"type":"Feature","properties":{},"geometry":{"type":"LineString","coordinates":[[-94.70574,18.02359],[-94.70655,18.02257],[-94.70737,18.02179],[-94.70813,18.02127],[-94.70884,18.02109]]}}
Línea 115.0 kV | LineString | 115.0 kV |  |  |  | CFE |  |  |  |  | OpenStreetMap | {"type":"Feature","properties":{},"geometry":{"type":"LineString","coordinates":[[-94.70574,18.02359],[-94.70669,18.0227],[-94.70748,18.02192],[-94.7084,18.02134],[-94.70884,18.02109]]}}
Línea 115.0 kV | LineString | 115.0 kV | 1 |  |  | CFE |  |  |  |  | OpenStreetMap | {"type":"Feature","properties":{},"geometry":{"type":"LineString","coordinates":[[-94.70884,18.02109],[-94.70883,18.02082],[-94.70851,18.01784],[-94.70423,18.01711],[-94.70285,18.01693],[-94.70156,18.01673],[-94.69459,18.01561],[-94.69162,18.01521],[-94.68934,18.01396]]}}
Línea 115.0 kV | LineString | 115.0 kV | 1 |  |  | CFE |  |  |  |  | OpenStreetMap | {"type":"Feature","properties":{},"geometry":{"type":"LineString","coordinates":[[-95.01659,17.01659],[-95.01664,17.01566]]}}
Línea 115.0 kV | LineString | 115.0 kV | 1 |  |  | CFE |  |  |  |  | OpenStreetMap | {"type":"Feature","properties":{},"geometry":{"type":"LineString","coordinates":[[-95.01659,17.01659],[-95.01681,17.01568]]}}
Línea 115.0 kV | LineString | 115.0 kV | 1 |  |  | CFE |  |  |  |  | OpenStreetMap | {"type":"Feature","properties":{},"geometry":{"type":"LineString","coordinates":[[-95.01698,17.0157],[-95.01659,17.01659]]}}
Línea 115.0 kV | LineString | 115.0 kV | 4 |  |  | CFE |  |  |  |  | OpenStreetMap | {"type":"Feature","properties":{},"geometry":{"type":"LineString","coordinates":[[-95.0247,17.01994],[-95.02296,17.02101],[-95.02064,17.02253],[-95.01685,17.02064],[-95.01659,17.01659]]}}
Línea 115.0 kV | LineString | 115.0 kV |  |  |  | CFE |  |  |  |  | OpenStreetMap | {"type":"Feature","properties":{},"geometry":{"type":"LineString","coordinates":[[-95.02558,17.01945],[-95.02581,17.0192],[-95.02575,17.01876],[-95.02566,17.01802],[-95.02522,17.01496],[-95.02485,17.01235],[-95.02448,17.00966],[-95.02395,17.00593],[-95.02365,17.00387],[-95.02317,17.00052],[-95.02265,16.99692],[-95.02215,16.99338],[-95.02158,16.98938],[-95.02111,16.9862],[-95.02054,16.98219],[-95.02019,16.97981],[-95.01969,16.97668],[-95.01931,16.97377],[-95.01888,16.97098],[-95.01836,16.96757],[-95.01802,16.96544],[-95.01753,16.96181],[-95.01705,16.95803],[-95.01592,16.95075],[-95.01537,16.94656],[-95.01435,16.93952],[-95.01372,16.93514],[-95.01337,16.93286],[-95.01281,16.9285],[-95.01195,16.92314],[-95.01375,16.91854],[-95.01534,16.91441],[-95.01657,16.91113],[-95.0182,16.9069],[-95.01913,16.90452],[-95.01981,16.9027],[-95.02142,16.89843],[-95.02328,16.89359],[-95.02464,16.89008],[-95.02562,16.88757],[-95.02688,16.8843],[-95.02782,16.8818],[-95.02889,16.87909],[-95.02983,16.87662],[-95.03042,16.87384]]}}
Línea 115.0 kV | LineString | 115.0 kV |  |  |  | CFE |  |  |  |  | OpenStreetMap | {"type":"Feature","properties":{},"geometry":{"type":"LineString","coordinates":[[-95.03033,16.87381],[-95.02972,16.87491],[-95.02868,16.87652],[-95.0268,16.87944],[-95.02442,16.88312],[-95.02273,16.88576],[-95.01984,16.89026],[-95.01801,16.89307],[-95.01618,16.89592],[-95.01419,16.89903],[-95.01177,16.90275],[-95.00881,16.90738],[-95.00945,16.91186],[-95.00987,16.91477],[-95.01025,16.9175],[-95.01098,16.9229],[-95.01167,16.92717],[-95.01242,16.93282],[-95.01283,16.93536],[-95.01335,16.93934],[-95.01402,16.94402],[-95.01446,16.94704],[-95.01542,16.95353],[-95.01591,16.95683],[-95.01636,16.96026],[-95.01704,16.96532],[-95.01744,16.96796],[-95.01808,16.97224],[-95.01868,16.97624],[-95.01922,16.9799],[-95.01981,16.98397],[-95.02045,16.9885],[-95.0209,16.99168],[-95.02128,16.99436],[-95.02132,16.99918],[-95.02262,17.00386],[-95.02312,17.00732],[-95.02359,17.01058],[-95.02421,17.0149],[-95.02441,17.01648],[-95.02465,17.01808],[-95.02481,17.01921],[-95.0247,17.01994]]}}
Línea 115.0 kV | LineString | 115.0 kV |  |  |  | CFE |  |  |  |  | OpenStreetMap | {"type":"Feature","properties":{},"geometry":{"type":"LineString","coordinates":[[-94.95689,16.44431],[-94.95695,16.44465]]}}
Línea 115.0 kV | LineString | 115.0 kV |  |  |  | CFE |  |  |  |  | OpenStreetMap | {"type":"Feature","properties":{},"geometry":{"type":"LineString","coordinates":[[-94.94624,16.48652],[-94.94678,16.48632]]}}
Línea 115.0 kV | LineString | 115.0 kV |  |  |  | CFE |  |  |  |  | OpenStreetMap | {"type":"Feature","properties":{},"geometry":{"type":"LineString","coordinates":[[-94.96178,16.58888],[-94.96234,16.58891]]}}
Línea 115.0 kV | LineString | 115.0 kV |  |  |  | CFE |  |  |  |  | OpenStreetMap | {"type":"Feature","properties":{},"geometry":{"type":"LineString","coordinates":[[-94.99051,16.53922],[-94.99108,16.53923],[-94.99309,16.53864]]}}
Línea 115.0 kV | LineString | 115.0 kV |  |  |  | CFE |  |  |  |  | OpenStreetMap | {"type":"Feature","properties":{},"geometry":{"type":"LineString","coordinates":[[-94.99048,16.53793],[-94.99105,16.53792],[-94.99309,16.53864]]}}
Línea 115.0 kV | LineString | 115.0 kV |  |  |  | CFE |  |  |  |  | OpenStreetMap | {"type":"Feature","properties":{},"geometry":{"type":"LineString","coordinates":[[-94.99309,16.53864],[-94.99619,16.5381],[-94.99955,16.5375],[-95.00294,16.53691],[-95.00626,16.53632],[-95.00918,16.53579],[-95.0127,16.53518],[-95.01386,16.53523],[-95.01555,16.53712]]}}
Línea 115.0 kV | LineString | 115.0 kV |  |  |  | CFE |  |  |  |  | OpenStreetMap | {"type":"Feature","properties":{},"geometry":{"type":"LineString","coordinates":[[-95.02082,16.45149],[-95.02046,16.44949],[-95.0203,16.44855],[-95.0201,16.44727]]}}
Línea 115.0 kV | LineString | 115.0 kV |  |  |  | CFE |  |  |  |  | OpenStreetMap | {"type":"Feature","properties":{},"geometry":{"type":"LineString","coordinates":[[-96.09606,15.80152],[-96.09931,15.80061],[-96.10218,15.7998],[-96.10563,15.79883],[-96.10809,15.79814],[-96.11023,15.79754],[-96.11572,15.796],[-96.11829,15.79528],[-96.1209,15.79455],[-96.12513,15.79373],[-96.12787,15.79322],[-96.13187,15.79244],[-96.13431,15.79196],[-96.13566,15.79034],[-96.13765,15.78795],[-96.13956,15.78563],[-96.14019,15.78486]]}}
Línea 115.0 kV | LineString | 115.0 kV |  |  |  | CFE |  |  |  |  | OpenStreetMap | {"type":"Feature","properties":{},"geometry":{"type":"LineString","coordinates":[[-96.09606,15.80152],[-96.09273,15.80393],[-96.08836,15.80712],[-96.08619,15.80869],[-96.08508,15.8095],[-96.08229,15.81026],[-96.07853,15.81128],[-96.07185,15.81312],[-96.07123,15.81348],[-96.0684,15.81654]]}}
Línea 115.0 kV | LineString | 115.0 kV |  |  |  | CFE |  |  |  |  | OpenStreetMap | {"type":"Feature","properties":{},"geometry":{"type":"LineString","coordinates":[[-96.08429,15.77565],[-96.0842,15.77596],[-96.08372,15.77816],[-96.08628,15.78299],[-96.08786,15.78598],[-96.08992,15.78984],[-96.09146,15.79281],[-96.09265,15.79504],[-96.09353,15.79673],[-96.0945,15.79855],[-96.096,15.80139],[-96.09606,15.80152]]}}
Línea 115.0 kV | LineString | 115.0 kV |  |  |  | CFE |  |  |  |  | OpenStreetMap | {"type":"Feature","properties":{},"geometry":{"type":"LineString","coordinates":[[-95.19238,16.24111],[-95.19203,16.24112]]}}
Línea 115.0 kV | LineString | 115.0 kV |  |  |  | CFE |  |  |  |  | OpenStreetMap | {"type":"Feature","properties":{},"geometry":{"type":"LineString","coordinates":[[-95.19238,16.24111],[-95.19223,16.24094],[-95.19204,16.24093]]}}
Línea 115.0 kV | LineString | 115.0 kV |  |  |  | CFE |  |  |  |  | OpenStreetMap | {"type":"Feature","properties":{},"geometry":{"type":"LineString","coordinates":[[-95.21461,16.24003],[-95.21341,16.24052]]}}
Línea 115.0 kV | LineString | 115.0 kV | 2 |  |  | CFE |  |  |  |  | OpenStreetMap | {"type":"Feature","properties":{},"geometry":{"type":"LineString","coordinates":[[-95.21341,16.24052],[-95.21313,16.24032],[-95.21226,16.2405],[-95.21147,16.24054],[-95.21045,16.24076],[-95.20944,16.24098],[-95.2085,16.24111],[-95.20755,16.24126],[-95.20663,16.2414],[-95.20566,16.24155],[-95.20468,16.24169],[-95.20375,16.2417],[-95.20275,16.2417],[-95.20177,16.24169],[-95.20079,16.2417],[-95.19981,16.2417],[-95.19883,16.2417],[-95.19783,16.24171],[-95.19684,16.24171],[-95.19588,16.2417],[-95.19489,16.24171],[-95.19391,16.24171],[-95.1929,16.24172],[-95.19238,16.24111]]}}
Línea 115.0 kV | LineString | 115.0 kV | 1 |  |  | CFE |  |  |  |  | OpenStreetMap | {"type":"Feature","properties":{},"geometry":{"type":"LineString","coordinates":[[-95.20812,16.21773],[-95.20792,16.21708],[-95.20759,16.21584],[-95.20729,16.21488],[-95.20703,16.21406],[-95.20681,16.21349],[-95.20641,16.21213],[-95.20608,16.21113],[-95.20574,16.2101],[-95.20543,16.20908],[-95.20512,16.20805],[-95.2048,16.20702],[-95.20448,16.20602],[-95.20407,16.20493],[-95.20379,16.20404],[-95.20351,16.20299]]}}
Línea 115.0 kV | LineString | 115.0 kV | 2 |  |  | CFE |  |  |  |  | OpenStreetMap | {"type":"Feature","properties":{},"geometry":{"type":"LineString","coordinates":[[-95.20363,16.20408],[-95.20387,16.20481],[-95.20404,16.20538],[-95.20442,16.20604],[-95.20485,16.2074],[-95.20514,16.20842],[-95.20537,16.2091],[-95.2057,16.21017],[-95.20597,16.21101],[-95.20638,16.21236],[-95.20675,16.21354],[-95.20719,16.21494],[-95.2076,16.21624],[-95.20806,16.21774],[-95.20876,16.22],[-95.20917,16.22129],[-95.20956,16.22256],[-95.20983,16.22342],[-95.21012,16.22433],[-95.2105,16.22554],[-95.21089,16.22678],[-95.2118,16.22973],[-95.21263,16.2323],[-95.21356,16.23511],[-95.21428,16.2374],[-95.2149,16.23961]]}}
Línea 115.0 kV | LineString | 115.0 kV |  |  |  | CFE |  |  |  |  | OpenStreetMap | {"type":"Feature","properties":{},"geometry":{"type":"LineString","coordinates":[[-94.96677,16.52085],[-94.96724,16.51862],[-94.967,16.51754],[-94.96709,16.51712],[-94.96643,16.51678]]}}
Línea 115.0 kV | LineString | 115.0 kV |  |  |  | CFE |  |  |  |  | OpenStreetMap | {"type":"Feature","properties":{},"geometry":{"type":"LineString","coordinates":[[-96.14019,15.78486],[-96.14705,15.78603],[-96.14879,15.78627],[-96.15288,15.78584],[-96.15431,15.78552],[-96.16059,15.78416],[-96.16327,15.78354],[-96.16731,15.78266],[-96.17096,15.78185],[-96.17321,15.78135],[-96.17625,15.78227],[-96.18103,15.78367],[-96.18406,15.78453],[-96.1884,15.78322],[-96.19255,15.78193],[-96.19522,15.78113],[-96.19975,15.77974],[-96.20354,15.77861],[-96.20787,15.77725],[-96.21243,15.77593],[-96.21479,15.77517],[-96.21854,15.77405],[-96.22272,15.77279],[-96.2254,15.77195],[-96.22873,15.77094],[-96.2314,15.77012],[-96.23633,15.76866],[-96.23803,15.76811],[-96.24217,15.76691],[-96.2459,15.76579],[-96.24933,15.76475],[-96.25156,15.76411],[-96.25673,15.76243],[-96.2606,15.76136],[-96.26398,15.76028],[-96.26722,15.75929],[-96.26963,15.75859],[-96.27234,15.7577],[-96.27662,15.75643],[-96.28085,15.75516],[-96.28331,15.75443],[-96.2875,15.75228],[-96.29248,15.74976],[-96.29506,15.74861],[-96.29785,15.74714],[-96.30199,15.74521],[-96.30594,15.74319],[-96.30818,15.74204],[-96.313,15.73967],[-96.3161,15.73809],[-96.31886,15.73805],[-96.32175,15.73788],[-96.3277,15.73752],[-96.33122,15.7366],[-96.33518,15.73555],[-96.34004,15.73425],[-96.34382,15.73324],[-96.34697,15.73245],[-96.35111,15.7313],[-96.35434,15.73046],[-96.35752,15.72961],[-96.36007,15.72896],[-96.36454,15.72774],[-96.3685,15.72671],[-96.37357,15.72533],[-96.37802,15.72423],[-96.38467,15.72244],[-96.38686,15.72184],[-96.38858,15.72142],[-96.39194,15.72049],[-96.39445,15.71982],[-96.39877,15.71867],[-96.40122,15.71863],[-96.40412,15.71867],[-96.40878,15.71859],[-96.41162,15.71857],[-96.41416,15.71853],[-96.42135,15.7186],[-96.42321,15.71855],[-96.4269,15.7184],[-96.42852,15.7184],[-96.43203,15.71842],[-96.4346,15.7184],[-96.43832,15.71834],[-96.44459,15.71834],[-96.44855,15.7183],[-96.45211,15.71827],[-96.45579,15.71819],[-96.45979,15.71812],[-96.46455,15.71808],[-96.46923,15.71806],[-96.47414,15.71802],[-96.48016,15.71756],[-96.48334,15.71725],[-96.48618,15.71699],[-96.49004,15.71665],[-96.49212,15.71653],[-96.49473,15.71632],[-96.49853,15.71607],[-96.50106,15.71897],[-96.50274,15.72086],[-96.50668,15.72538],[-96.50889,15.7279],[-96.51189,15.73137],[-96.51418,15.734],[-96.51656,15.73394],[-96.52022,15.73395],[-96.5205,15.73324]]}}
Línea 115.0 kV | LineString | 115.0 kV |  |  |  | CFE |  |  |  |  | OpenStreetMap | {"type":"Feature","properties":{},"geometry":{"type":"LineString","coordinates":[[-96.14019,15.78486],[-96.13932,15.78281],[-96.13842,15.78059],[-96.13665,15.77628],[-96.13736,15.77288],[-96.13774,15.77107],[-96.13903,15.77092]]}}
Línea 115.0 kV | LineString | 115.0 kV |  |  |  | CFE |  |  |  |  | OpenStreetMap | {"type":"Feature","properties":{},"geometry":{"type":"LineString","coordinates":[[-95.02082,16.45149],[-95.02095,16.45223],[-95.02127,16.45401],[-95.02157,16.45574],[-95.02187,16.45746],[-95.0222,16.45932],[-95.02249,16.46096],[-95.02185,16.46217],[-95.02197,16.46373],[-95.02211,16.4653],[-95.02223,16.46686],[-95.02237,16.4684],[-95.0232,16.46948],[-95.02335,16.47121],[-95.02349,16.47291],[-95.02365,16.47489],[-95.0238,16.47665],[-95.02395,16.4784],[-95.02408,16.48001],[-95.0242,16.48137],[-95.02436,16.48326],[-95.02451,16.48522],[-95.02467,16.48712],[-95.02483,16.48902],[-95.025,16.49096],[-95.0252,16.49264],[-95.02541,16.49423],[-95.02562,16.49593],[-95.02665,16.49738],[-95.02768,16.4988],[-95.02889,16.50051],[-95.03008,16.50218],[-95.03128,16.50387],[-95.03234,16.50537],[-95.03347,16.50698],[-95.03459,16.50853],[-95.03573,16.51015],[-95.03682,16.51171],[-95.03801,16.5134],[-95.03911,16.51496],[-95.04025,16.51657],[-95.04137,16.51815],[-95.04244,16.51967],[-95.04362,16.52134],[-95.04468,16.52287],[-95.04574,16.52437],[-95.04691,16.52602],[-95.04804,16.52762],[-95.04916,16.52922],[-95.05026,16.53076],[-95.05361,16.53138],[-95.05562,16.53175],[-95.05753,16.53209],[-95.05941,16.53244],[-95.0613,16.53278],[-95.06317,16.53312],[-95.06506,16.53348],[-95.06689,16.53381],[-95.07266,16.53486],[-95.07548,16.53537],[-95.07632,16.53706],[-95.07727,16.53893],[-95.07816,16.5407],[-95.07872,16.54182],[-95.07959,16.54355],[-95.08025,16.54486],[-95.08041,16.54518]]}}
Línea 115.0 kV | LineString | 115.0 kV |  |  |  | CFE |  |  |  |  | OpenStreetMap | {"type":"Feature","properties":{},"geometry":{"type":"LineString","coordinates":[[-93.64975,16.68631],[-93.6498,16.68587],[-93.64999,16.68391],[-93.65002,16.68358],[-93.65342,16.68203],[-93.65699,16.68036],[-93.66066,16.67865],[-93.66638,16.67601],[-93.67069,16.67403],[-93.67435,16.67233],[-93.67834,16.67049],[-93.68245,16.6686],[-93.68627,16.6668],[-93.6886,16.66572],[-93.6929,16.6638],[-93.69638,16.66215],[-93.69955,16.66069],[-93.70317,16.65902],[-93.70603,16.65769],[-93.70971,16.656],[-93.71418,16.65392],[-93.72115,16.6507],[-93.72292,16.64989],[-93.72425,16.64923],[-93.72706,16.64793],[-93.73152,16.64591],[-93.73562,16.64402],[-93.74061,16.64175],[-93.74431,16.63994],[-93.74682,16.63885],[-93.75124,16.6368],[-93.75368,16.63567],[-93.76005,16.63272],[-93.76473,16.63054],[-93.76754,16.62927],[-93.76971,16.62828],[-93.77089,16.62549],[-93.77233,16.62213],[-93.77366,16.61903],[-93.77617,16.61314],[-93.77745,16.61012],[-93.77854,16.60756],[-93.78161,16.60045],[-93.78435,16.59408],[-93.78664,16.58872],[-93.78791,16.58582],[-93.78929,16.58265],[-93.79076,16.57918],[-93.79311,16.57369],[-93.79389,16.57186],[-93.79529,16.56865],[-93.7969,16.5649],[-93.79836,16.56151],[-93.79915,16.55966],[-93.80187,16.55336],[-93.8023,16.55231],[-93.80358,16.54934],[-93.80586,16.54405],[-93.80768,16.53982],[-93.80938,16.53587],[-93.81102,16.53206],[-93.81228,16.52913],[-93.8127,16.52809],[-93.81282,16.52539],[-93.813,16.52134],[-93.81323,16.51561],[-93.81338,16.51244],[-93.81349,16.50868],[-93.81364,16.5046],[-93.81384,16.50041],[-93.81386,16.49861],[-93.81399,16.49434],[-93.81415,16.49064],[-93.81428,16.48705],[-93.81447,16.48045],[-93.81469,16.47549],[-93.81499,16.46741],[-93.81514,16.4641],[-93.81526,16.46033],[-93.81539,16.45683],[-93.81551,16.4536],[-93.81559,16.45094],[-93.81576,16.44685],[-93.81587,16.44366],[-93.81589,16.44286],[-93.81471,16.44085],[-93.81352,16.43883],[-93.81135,16.43498],[-93.81212,16.43075],[-93.81269,16.42755],[-93.81318,16.42481],[-93.81367,16.42197],[-93.8168,16.41812],[-93.81942,16.41488],[-93.82242,16.41117],[-93.82492,16.40811],[-93.82784,16.40448],[-93.83068,16.401],[-93.83388,16.39706],[-93.83637,16.39397],[-93.83848,16.39136],[-93.84047,16.3889],[-93.84347,16.38522],[-93.84641,16.38158],[-93.84942,16.37789],[-93.852,16.37452],[-93.85515,16.37034],[-93.85655,16.36847],[-93.8591,16.36513],[-93.85918,16.36462],[-93.85984,16.3611],[-93.86069,16.35677],[-93.8614,16.35303],[-93.8624,16.34793],[-93.86335,16.34159],[-93.86447,16.33552],[-93.86509,16.33188],[-93.86595,16.32652],[-93.8664,16.3237],[-93.8666,16.32233],[-93.86688,16.31674],[-93.86844,16.31115],[-93.86893,16.30879],[-93.86974,16.30383],[-93.87034,16.30034],[-93.87061,16.2981],[-93.87152,16.29276],[-93.87289,16.28474],[-93.87328,16.2825],[-93.87382,16.27893],[-93.87459,16.27364],[-93.87522,16.27288],[-93.87782,16.26954],[-93.88151,16.26499],[-93.88387,16.26172],[-93.88756,16.25729],[-93.89127,16.25248],[-93.89322,16.24991],[-93.89465,16.24808],[-93.8954,16.24799],[-93.89698,16.24776],[-93.90147,16.24729],[-93.90368,16.24703],[-93.90776,16.24654],[-93.90946,16.24633],[-93.90968,16.24594],[-93.90989,16.24555]]}}
Línea 115.0 kV | LineString | 115.0 kV | 1 |  |  | CFE |  |  |  |  | OpenStreetMap | {"type":"Feature","properties":{},"geometry":{"type":"LineString","coordinates":[[-93.87942,16.24704],[-93.87756,16.2459],[-93.87553,16.24467],[-93.87009,16.2411],[-93.8676,16.23952],[-93.86666,16.23894],[-93.86352,16.23687],[-93.86051,16.23653],[-93.85794,16.23405],[-93.85746,16.23235],[-93.85655,16.22914],[-93.85538,16.22653],[-93.85479,16.22519],[-93.85412,16.22366],[-93.85195,16.21877],[-93.85005,16.21474],[-93.84842,16.2109],[-93.84792,16.20974],[-93.84738,16.20856],[-93.8468,16.20724],[-93.84614,16.20575],[-93.84567,16.20472],[-93.84501,16.20328],[-93.84439,16.20195],[-93.84347,16.19978],[-93.84273,16.19815],[-93.84196,16.19641],[-93.84139,16.19512],[-93.84073,16.19367],[-93.83981,16.19165],[-93.8387,16.18911],[-93.83726,16.18584],[-93.83591,16.18286],[-93.83523,16.18133],[-93.83456,16.17984],[-93.83387,16.17827],[-93.83321,16.1768],[-93.8331,16.17526],[-93.83298,16.17371],[-93.83277,16.17062],[-93.83177,16.16918],[-93.83069,16.16765],[-93.82964,16.16616],[-93.82859,16.16468],[-93.82754,16.1632],[-93.82649,16.16172],[-93.82582,16.16023],[-93.82517,16.15879],[-93.82452,16.15729],[-93.82384,16.15578],[-93.82316,16.15423],[-93.82249,16.1528],[-93.82178,16.15119],[-93.82102,16.14947],[-93.82023,16.1477],[-93.81946,16.14622],[-93.81885,16.14456],[-93.81816,16.14305],[-93.81741,16.14138],[-93.81674,16.13988],[-93.81601,16.13822],[-93.81536,16.13676],[-93.81474,16.13538],[-93.814,16.13372],[-93.81335,16.13221],[-93.81293,16.13134],[-93.81205,16.12932],[-93.81179,16.12875],[-93.81055,16.12761],[-93.80927,16.1264],[-93.80815,16.12536],[-93.80692,16.12422],[-93.80566,16.12304],[-93.8044,16.12186],[-93.80317,16.12073],[-93.80069,16.11844],[-93.7979,16.11582],[-93.79662,16.11464],[-93.79535,16.11348],[-93.7938,16.11249],[-93.79245,16.11164],[-93.79118,16.11029],[-93.79002,16.10905],[-93.78878,16.10773],[-93.78725,16.10608],[-93.78613,16.10491],[-93.78582,16.10349],[-93.78532,16.10125],[-93.78495,16.09957],[-93.78457,16.09792],[-93.78419,16.09619],[-93.78389,16.09481],[-93.78359,16.09349],[-93.78317,16.09168],[-93.7828,16.08996],[-93.78245,16.08847],[-93.7821,16.08686],[-93.78172,16.08522],[-93.78134,16.0835],[-93.78105,16.08219],[-93.78062,16.08098],[-93.77988,16.07954],[-93.77965,16.07909],[-93.77902,16.07877],[-93.77838,16.07846],[-93.77765,16.07812],[-93.77705,16.07782],[-93.77661,16.07735],[-93.77617,16.07688],[-93.77572,16.07641],[-93.77528,16.07592],[-93.77484,16.07545],[-93.77435,16.07509],[-93.77398,16.07482],[-93.77353,16.07448],[-93.77302,16.07409],[-93.77258,16.0738],[-93.77154,16.07242],[-93.76983,16.07131],[-93.76812,16.07021],[-93.76355,16.06752],[-93.76103,16.06617],[-93.75836,16.06472],[-93.75624,16.06349],[-93.75476,16.06261],[-93.75323,16.06172],[-93.75181,16.06087],[-93.74881,16.05913],[-93.74736,16.05828],[-93.74571,16.05733],[-93.74465,16.05671],[-93.74418,16.05643],[-93.74238,16.05539],[-93.74048,16.05429],[-93.73902,16.05342],[-93.73736,16.05248],[-93.73475,16.05093],[-93.73293,16.05141],[-93.73111,16.0519],[-93.72923,16.05238],[-93.728,16.05325],[-93.7281,16.05301]]}}
Línea 115.0 kV | LineString | 115.0 kV |  |  |  | CFE |  |  |  |  | OpenStreetMap | {"type":"Feature","properties":{},"geometry":{"type":"LineString","coordinates":[[-93.32885,16.32428],[-93.32875,16.32377]]}}
Línea 115.0 kV | LineString | 115.0 kV |  |  |  | CFE |  |  |  |  | OpenStreetMap | {"type":"Feature","properties":{},"geometry":{"type":"LineString","coordinates":[[-93.39426,16.73059],[-93.39441,16.73027],[-93.3948,16.72986],[-93.39563,16.72809],[-93.3965,16.72638],[-93.39763,16.72422],[-93.39836,16.72275],[-93.39924,16.72094],[-93.40011,16.71916],[-93.40089,16.71739],[-93.40174,16.71566],[-93.40258,16.71393],[-93.40337,16.71232],[-93.40418,16.71065],[-93.40501,16.70896],[-93.40587,16.70724],[-93.4067,16.70552],[-93.40756,16.70375],[-93.40921,16.70039],[-93.40997,16.69884],[-93.41071,16.69739],[-93.41271,16.69313],[-93.4147,16.68841],[-93.41615,16.68492],[-93.41665,16.68304],[-93.41775,16.68006],[-93.41906,16.67652],[-93.42233,16.66832],[-93.42303,16.66651],[-93.42447,16.66279],[-93.42519,16.66101],[-93.42668,16.65733],[-93.42681,16.65636],[-93.42779,16.65188],[-93.42823,16.64998],[-93.42871,16.64769],[-93.42942,16.64458],[-93.42993,16.64234],[-93.43077,16.63854],[-93.43119,16.63669],[-93.43159,16.63483],[-93.43244,16.631],[-93.43286,16.62912],[-93.43326,16.6274],[-93.43362,16.62575],[-93.43403,16.62395],[-93.43348,16.62215],[-93.43292,16.62036],[-93.43204,16.61745],[-93.42978,16.61001],[-93.42857,16.60602],[-93.4299,16.60443],[-93.43095,16.60318],[-93.43237,16.60151],[-93.43363,16.60001],[-93.43487,16.59853],[-93.43624,16.59691],[-93.4374,16.59553],[-93.43858,16.59415],[-93.4396,16.59292],[-93.44258,16.5894],[-93.44301,16.58742],[-93.44342,16.58563],[-93.4439,16.58351],[-93.4443,16.58173],[-93.44469,16.58002],[-93.44514,16.57809],[-93.44551,16.5764],[-93.44595,16.5745],[-93.44635,16.57276],[-93.44678,16.5709],[-93.4472,16.56903],[-93.44764,16.56714],[-93.44802,16.56545],[-93.44851,16.56335],[-93.4489,16.56158],[-93.44935,16.55964],[-93.44976,16.55778],[-93.45011,16.55628],[-93.4504,16.55498],[-93.45078,16.55329],[-93.45132,16.5509],[-93.4517,16.54925],[-93.45216,16.54727],[-93.45246,16.54586],[-93.45303,16.54344],[-93.45349,16.54137],[-93.4544,16.53741],[-93.45474,16.53588],[-93.45519,16.53391],[-93.45519,16.53236],[-93.45516,16.52757],[-93.45513,16.52083],[-93.45517,16.51778],[-93.45514,16.51301],[-93.45516,16.5093],[-93.45517,16.50603],[-93.45516,16.50277],[-93.45518,16.50034],[-93.45513,16.49818],[-93.45452,16.49486],[-93.45274,16.48537],[-93.45152,16.48301],[-93.44992,16.48],[-93.44727,16.47445],[-93.44622,16.47236],[-93.44274,16.46548],[-93.44192,16.46383],[-93.44131,16.46267],[-93.43893,16.45795],[-93.43805,16.45617],[-93.43717,16.45445],[-93.43627,16.45266],[-93.43562,16.45136],[-93.43491,16.44997],[-93.43217,16.44454],[-93.43136,16.443],[-93.43008,16.44042],[-93.42747,16.43522],[-93.42481,16.42993],[-93.42334,16.427],[-93.42224,16.42484],[-93.42082,16.42207],[-93.41864,16.41768],[-93.41697,16.41438],[-93.41549,16.41141],[-93.41461,16.40972],[-93.41304,16.40649],[-93.41076,16.40179],[-93.40814,16.39705],[-93.40568,16.39472],[-93.4039,16.39308],[-93.40262,16.39178],[-93.40116,16.39044],[-93.39976,16.38917],[-93.39815,16.38772],[-93.39496,16.38478],[-93.39376,16.38367],[-93.39229,16.38233],[-93.39122,16.38135],[-93.38982,16.38005],[-93.3886,16.37891],[-93.38592,16.37641],[-93.38444,16.37502],[-93.38147,16.37225],[-93.38019,16.37106],[-93.37764,16.36874],[-93.3764,16.36763],[-93.37518,16.36656],[-93.37426,16.36574],[-93.37161,16.36339],[-93.36997,16.36189],[-93.36852,16.36057],[-93.36685,16.35904],[-93.36537,16.35768],[-93.36404,16.35645],[-93.36317,16.35566],[-93.36144,16.35407],[-93.35994,16.3527],[-93.35842,16.35131],[-93.35695,16.34996],[-93.35524,16.34839],[-93.35344,16.34674],[-93.35201,16.34544],[-93.34913,16.3428],[-93.34623,16.34014],[-93.34475,16.33879],[-93.34341,16.33756],[-93.34209,16.33634],[-93.33927,16.33376],[-93.33777,16.33239],[-93.33622,16.33097],[-93.33462,16.32951],[-93.33326,16.32825],[-93.3317,16.32681],[-93.33033,16.32561],[-93.32885,16.32428]]}}
Línea 115.0 kV | LineString | 115.0 kV |  |  |  | CFE |  |  |  |  | OpenStreetMap | {"type":"Feature","properties":{},"geometry":{"type":"LineString","coordinates":[[-93.32885,16.32428],[-93.32782,16.32335],[-93.32656,16.32219],[-93.32465,16.32045],[-93.32297,16.3189],[-93.31896,16.31523],[-93.3178,16.31417],[-93.31558,16.31216],[-93.31439,16.31107],[-93.31305,16.30984],[-93.31003,16.30637],[-93.30882,16.30493],[-93.30768,16.30363],[-93.30558,16.30117],[-93.30431,16.29971],[-93.30308,16.2983],[-93.30013,16.29489],[-93.29562,16.28964],[-93.29492,16.28884],[-93.29169,16.28512],[-93.28902,16.28204],[-93.28515,16.27929],[-93.28356,16.27816],[-93.2817,16.27685],[-93.27967,16.27541],[-93.27804,16.27426],[-93.27629,16.27312],[-93.27485,16.27209],[-93.2731,16.27087],[-93.27155,16.26978],[-93.27011,16.26874],[-93.26859,16.26768],[-93.26731,16.26677],[-93.26549,16.26581],[-93.26413,16.26509],[-93.26335,16.26396],[-93.26247,16.26268],[-93.26115,16.26077],[-93.25912,16.25783],[-93.25786,16.256],[-93.25683,16.25451],[-93.25564,16.25279],[-93.2535,16.24973],[-93.25187,16.24738],[-93.25075,16.24576],[-93.24966,16.2442],[-93.24893,16.24315],[-93.24759,16.24123],[-93.24727,16.24077],[-93.24968,16.2345],[-93.25028,16.23295],[-93.25121,16.23163],[-93.25195,16.23063],[-93.25194,16.22853],[-93.25257,16.2269],[-93.25382,16.22364],[-93.2545,16.22185],[-93.25519,16.22004],[-93.25599,16.2179],[-93.2567,16.21603],[-93.2608,16.20531],[-93.26214,16.20489],[-93.26358,16.20447],[-93.26419,16.20429]]}}
Línea 115.0 kV | LineString | 115.0 kV | 2 |  |  | CFE |  |  |  |  | OpenStreetMap | {"type":"Feature","properties":{},"geometry":{"type":"LineString","coordinates":[[-92.32244,14.85836],[-92.32032,14.85765],[-92.31731,14.85668],[-92.31404,14.85557],[-92.31173,14.85293],[-92.30991,14.85101],[-92.30816,14.84925],[-92.30677,14.84722],[-92.30423,14.84433]]}}
Línea 115.0 kV | LineString | 115.0 kV |  |  |  | CFE |  |  |  |  | OpenStreetMap | {"type":"Feature","properties":{},"geometry":{"type":"LineString","coordinates":[[-92.34763,14.86546],[-92.3474,14.86494],[-92.34642,14.86327]]}}
Línea 115.0 kV | LineString | 115.0 kV | 2 |  |  | CFE |  |  |  |  | OpenStreetMap | {"type":"Feature","properties":{},"geometry":{"type":"LineString","coordinates":[[-92.34642,14.86327],[-92.34752,14.86486],[-92.34779,14.86539]]}}
Línea 115.0 kV | LineString | 115.0 kV | 3 |  |  | CFE |  |  |  |  | OpenStreetMap | {"type":"Feature","properties":{},"geometry":{"type":"LineString","coordinates":[[-92.34642,14.86327],[-92.34542,14.86163],[-92.34216,14.86025],[-92.33958,14.85915],[-92.33727,14.85813],[-92.33403,14.85673],[-92.33165,14.85568],[-92.32842,14.85628],[-92.32495,14.85689],[-92.32244,14.85836]]}}
Línea 115.0 kV | LineString | 115.0 kV |  |  |  | CFE |  |  |  |  | OpenStreetMap | {"type":"Feature","properties":{},"geometry":{"type":"LineString","coordinates":[[-92.32244,14.85836],[-92.31961,14.86005],[-92.31731,14.86141],[-92.31558,14.86242],[-92.31374,14.86338],[-92.31179,14.86444],[-92.31094,14.86492],[-92.30988,14.86553],[-92.3085,14.86657],[-92.30592,14.86808],[-92.30309,14.86973],[-92.30062,14.87117],[-92.29882,14.87222],[-92.29656,14.87356],[-92.29396,14.87507],[-92.29333,14.87542]]}}
Línea 115.0 kV | LineString | 115.0 kV | 1 |  |  | CFE |  |  |  |  | OpenStreetMap | {"type":"Feature","properties":{},"geometry":{"type":"LineString","coordinates":[[-92.32926,14.90713],[-92.32928,14.90694],[-92.32931,14.90637],[-92.32808,14.90551],[-92.32677,14.90459],[-92.32588,14.90397],[-92.32552,14.90266],[-92.32501,14.90092],[-92.3245,14.89916],[-92.32428,14.89792],[-92.32417,14.89483],[-92.32416,14.8937],[-92.32412,14.89182],[-92.32401,14.88981],[-92.32167,14.888],[-92.32026,14.88692],[-92.319,14.88597],[-92.31758,14.88488],[-92.3162,14.88382],[-92.31439,14.88371],[-92.31281,14.88361],[-92.31116,14.88349],[-92.30943,14.88339],[-92.30803,14.8833],[-92.30595,14.8812],[-92.30515,14.87926],[-92.30435,14.87879],[-92.30359,14.87837],[-92.30253,14.87775],[-92.30163,14.87723],[-92.30082,14.87675],[-92.29969,14.8766],[-92.29828,14.8764],[-92.29699,14.87621],[-92.29531,14.87598],[-92.29333,14.87542]]}}
Línea 115.0 kV | LineString | 115.0 kV | 2 |  |  | CFE |  |  |  |  | OpenStreetMap | {"type":"Feature","properties":{},"geometry":{"type":"LineString","coordinates":[[-92.363,15.00034],[-92.36069,14.99663],[-92.35751,14.99145],[-92.35554,14.98822],[-92.35371,14.98525],[-92.35146,14.98158],[-92.34975,14.97878],[-92.34847,14.97404],[-92.34727,14.96959],[-92.34611,14.96527],[-92.34542,14.96267],[-92.34424,14.95832],[-92.34298,14.95349],[-92.34191,14.94957],[-92.34121,14.94685],[-92.3405,14.9442],[-92.33935,14.93997],[-92.33851,14.9368],[-92.33722,14.93197],[-92.33663,14.92963],[-92.33612,14.92773],[-92.33522,14.9243],[-92.33458,14.92187],[-92.33324,14.91671],[-92.33216,14.91274],[-92.33111,14.90963],[-92.33035,14.90721]]}}
Línea 115.0 kV | LineString | 115.0 kV | 2 |  |  | CFE |  |  |  |  | OpenStreetMap | {"type":"Feature","properties":{},"geometry":{"type":"LineString","coordinates":[[-92.45352,15.14705],[-92.45342,15.14688],[-92.4515,15.14376],[-92.44941,15.14043],[-92.4471,15.13669],[-92.44509,15.13347],[-92.44297,15.13003],[-92.44118,15.1272],[-92.43929,15.12415],[-92.43754,15.12139],[-92.43491,15.1172],[-92.4327,15.11358],[-92.43033,15.10985],[-92.42806,15.10619],[-92.42589,15.1027],[-92.42385,15.0994],[-92.42179,15.09612],[-92.41977,15.0928],[-92.41774,15.08961],[-92.41569,15.08631],[-92.41297,15.08188],[-92.41116,15.07902],[-92.40839,15.0745],[-92.40655,15.07143],[-92.40468,15.0684],[-92.40308,15.06575],[-92.40106,15.06257],[-92.39889,15.05896],[-92.39652,15.05503],[-92.39358,15.05028],[-92.39175,15.04731],[-92.38965,15.04373],[-92.38785,15.04079],[-92.38602,15.03786],[-92.38448,15.03535],[-92.3826,15.03228],[-92.38035,15.02864],[-92.37756,15.02411],[-92.3758,15.02125],[-92.37579,15.02124],[-92.37316,15.01697],[-92.37165,15.01444],[-92.37029,15.01221],[-92.36754,15.00775],[-92.3653,15.00413],[-92.36393,15.00175],[-92.363,15.00034]]}}
Línea 115.0 kV | LineString | 115.0 kV | 1 |  |  | CFE |  |  |  |  | OpenStreetMap | {"type":"Feature","properties":{},"geometry":{"type":"LineString","coordinates":[[-92.45366,15.14688],[-92.45342,15.14688],[-92.45325,15.14688],[-92.45256,15.14648],[-92.45228,15.14641],[-92.45232,15.14653]]}}
Línea 115.0 kV | LineString | 115.0 kV |  |  |  | CFE |  |  |  |  | OpenStreetMap | {"type":"Feature","properties":{},"geometry":{"type":"LineString","coordinates":[[-92.57702,15.24977],[-92.57462,15.24617],[-92.57256,15.24305],[-92.57089,15.24058],[-92.56847,15.23693],[-92.56676,15.23435],[-92.56451,15.23096],[-92.56259,15.22805],[-92.56038,15.22475],[-92.5588,15.22237],[-92.55621,15.21848],[-92.5532,15.21391],[-92.55113,15.21078],[-92.54917,15.20786],[-92.54654,15.20389],[-92.5433,15.19891],[-92.54122,15.19584],[-92.53953,15.1933],[-92.53701,15.18948],[-92.53352,15.18415],[-92.53089,15.18018],[-92.52814,15.17602],[-92.52549,15.17207],[-92.52282,15.16813],[-92.52107,15.16539],[-92.51985,15.16357],[-92.51678,15.16333],[-92.51348,15.16313],[-92.51028,15.16293],[-92.5071,15.16269],[-92.5028,15.16243],[-92.49826,15.16211],[-92.49472,15.16186],[-92.49156,15.16163],[-92.48823,15.16145],[-92.48329,15.16113],[-92.48017,15.16098],[-92.47665,15.16073],[-92.47392,15.16058],[-92.4681,15.16014],[-92.46485,15.15992],[-92.4614,15.15974],[-92.45996,15.15747],[-92.45769,15.15376],[-92.45569,15.15052],[-92.45352,15.14705]]}}
Línea 115.0 kV | LineString | 115.0 kV |  |  |  | CFE |  |  |  |  | OpenStreetMap | {"type":"Feature","properties":{},"geometry":{"type":"LineString","coordinates":[[-92.57702,15.24977],[-92.57717,15.24971],[-92.57855,15.24935],[-92.58098,15.24926],[-92.58313,15.24919],[-92.58774,15.24903],[-92.58869,15.24863],[-92.58958,15.24725],[-92.59002,15.24704]]}}
Línea 115.0 kV | LineString | 115.0 kV |  |  |  | CFE |  |  |  |  | OpenStreetMap | {"type":"Feature","properties":{},"geometry":{"type":"LineString","coordinates":[[-92.68141,15.34812],[-92.68111,15.34811],[-92.68121,15.34781],[-92.6809,15.34706],[-92.67994,15.34492],[-92.68007,15.34465]]}}
Línea 115.0 kV | LineString | 115.0 kV |  |  |  | CFE |  |  |  |  | OpenStreetMap | {"type":"Feature","properties":{},"geometry":{"type":"LineString","coordinates":[[-92.88447,15.47048],[-92.88037,15.46781],[-92.87617,15.46516],[-92.87311,15.46323],[-92.87036,15.46148],[-92.86841,15.46027],[-92.86517,15.45816],[-92.86129,15.45563],[-92.85748,15.4532],[-92.85495,15.45159],[-92.85084,15.44897],[-92.84639,15.44611],[-92.84035,15.4423],[-92.83822,15.44094],[-92.83585,15.43943],[-92.83232,15.43718],[-92.82943,15.43533],[-92.822,15.43061],[-92.81717,15.42753],[-92.81396,15.42547],[-92.81114,15.42367],[-92.80761,15.42142],[-92.80468,15.41955],[-92.80018,15.4167],[-92.79635,15.41426],[-92.7943,15.41293],[-92.7921,15.41152],[-92.78543,15.40728],[-92.77912,15.40327],[-92.77502,15.40064],[-92.77479,15.40048],[-92.76601,15.39551],[-92.76055,15.39244],[-92.75976,15.39199],[-92.75226,15.38778],[-92.74974,15.38637],[-92.74667,15.38467],[-92.74152,15.38181],[-92.73861,15.38018],[-92.73492,15.37813],[-92.7316,15.37627],[-92.72819,15.37437],[-92.72472,15.37243],[-92.72128,15.37048],[-92.71828,15.36883],[-92.71508,15.36704],[-92.71074,15.36466],[-92.70745,15.36275],[-92.70382,15.36066],[-92.70094,15.35905],[-92.69815,15.35755],[-92.69537,15.35598],[-92.69196,15.35409],[-92.68926,15.35259],[-92.68509,15.35018],[-92.68141,15.34812],[-92.67823,15.34636],[-92.67526,15.34467],[-92.67198,15.34285],[-92.6663,15.3398],[-92.66161,15.33712],[-92.65938,15.33595],[-92.65838,15.33596],[-92.65135,15.33555],[-92.65028,15.33553],[-92.64736,15.33537],[-92.64187,15.33508],[-92.63533,15.33479],[-92.63196,15.33018],[-92.63082,15.32864],[-92.6296,15.32709],[-92.62679,15.32313],[-92.62405,15.31946],[-92.62218,15.317],[-92.61944,15.31321],[-92.61844,15.31194],[-92.61768,15.31077],[-92.61514,15.30699],[-92.61363,15.30479],[-92.61115,15.301],[-92.60837,15.29679],[-92.60616,15.29348],[-92.60376,15.28987],[-92.60203,15.2873],[-92.59957,15.28364],[-92.59745,15.28042],[-92.59536,15.2773],[-92.59333,15.27422],[-92.59106,15.27083],[-92.58892,15.26762],[-92.58664,15.26421],[-92.58351,15.2595],[-92.58129,15.25619],[-92.57924,15.25309],[-92.57702,15.24977]]}}
Línea 115.0 kV | LineString | 115.0 kV |  |  |  | CFE |  |  |  |  | OpenStreetMap | {"type":"Feature","properties":{},"geometry":{"type":"LineString","coordinates":[[-92.88427,15.47079],[-92.88442,15.46998],[-92.88451,15.46925]]}}
Línea 115.0 kV | LineString | 115.0 kV |  |  |  | CFE |  |  |  |  | OpenStreetMap | {"type":"Feature","properties":{},"geometry":{"type":"LineString","coordinates":[[-92.88426,15.46995],[-92.88451,15.46925]]}}
Línea 115.0 kV | LineString | 115.0 kV |  |  |  | CFE |  |  |  |  | OpenStreetMap | {"type":"Feature","properties":{},"geometry":{"type":"LineString","coordinates":[[-92.88396,15.47074],[-92.8841,15.47002],[-92.8844,15.46861],[-92.88505,15.46569],[-92.88572,15.46242],[-92.88632,15.45797],[-92.88692,15.4563],[-92.88707,15.45633],[-92.887,15.45672]]}}
Línea 115.0 kV | LineString | 115.0 kV |  |  |  | CFE |  |  |  |  | OpenStreetMap | {"type":"Feature","properties":{},"geometry":{"type":"LineString","coordinates":[[-92.88447,15.47048],[-92.88455,15.46999],[-92.88493,15.46793],[-92.88596,15.46258],[-92.8865,15.45991],[-92.88699,15.45742],[-92.88722,15.45697]]}}
Línea 115.0 kV | LineString | 115.0 kV |  |  |  | CFE |  |  |  |  | OpenStreetMap | {"type":"Feature","properties":{},"geometry":{"type":"LineString","coordinates":[[-92.88451,15.46925],[-92.8848,15.4679],[-92.88537,15.46502],[-92.88585,15.46244],[-92.88637,15.45989],[-92.88685,15.45748],[-92.88703,15.45694]]}}
Línea 115.0 kV | LineString | 115.0 kV |  |  |  | CFE |  |  |  |  | OpenStreetMap | {"type":"Feature","properties":{},"geometry":{"type":"LineString","coordinates":[[-93.17213,15.6766],[-93.17202,15.67668],[-93.17223,15.67653],[-93.1728,15.67541],[-93.17418,15.67432],[-93.1763,15.67275],[-93.17675,15.67277],[-93.17699,15.67263]]}}
Línea 115.0 kV | LineString | 115.0 kV |  |  |  | CFE |  |  |  |  | OpenStreetMap | {"type":"Feature","properties":{},"geometry":{"type":"LineString","coordinates":[[-92.88396,15.47074],[-92.88567,15.47179],[-92.88729,15.47288],[-92.88838,15.47353],[-92.88999,15.47456],[-92.89148,15.47552],[-92.89337,15.47673],[-92.89412,15.47719],[-92.89438,15.47733],[-92.89524,15.47994],[-92.8961,15.48228],[-92.89732,15.48572],[-92.89827,15.48841],[-92.89942,15.49175],[-92.90056,15.49487],[-92.90141,15.49733],[-92.90254,15.5005],[-92.90458,15.50626],[-92.90818,15.51675],[-92.90849,15.51753],[-92.90891,15.51874],[-92.90963,15.52084],[-92.91465,15.53493],[-92.91488,15.5356],[-92.91714,15.54212],[-92.91818,15.54492],[-92.91972,15.54948],[-92.92083,15.55363],[-92.92128,15.55545],[-92.9228,15.56122],[-92.92405,15.56631],[-92.92512,15.57027],[-92.92625,15.57491],[-92.92809,15.58192],[-92.93045,15.59138],[-92.93209,15.59494],[-92.93404,15.59871],[-92.9365,15.60367],[-92.93752,15.60583],[-92.941,15.61289],[-92.94499,15.62133],[-92.94995,15.63134],[-92.95134,15.63417],[-92.95247,15.63646],[-92.95393,15.63944],[-92.95576,15.64314],[-92.9567,15.64497],[-92.96125,15.65437],[-92.9668,15.66576],[-92.96737,15.66688],[-92.97053,15.67309],[-92.97352,15.67944],[-92.97544,15.69143],[-92.97563,15.69218],[-92.97791,15.70638],[-92.97782,15.70745],[-92.97738,15.71334],[-92.97683,15.72066],[-92.97629,15.72828],[-92.97572,15.7355],[-92.97517,15.74252],[-92.97503,15.74469],[-92.97429,15.75397],[-92.97401,15.75751],[-92.97374,15.75794],[-92.97138,15.76074],[-92.96892,15.76366],[-92.96681,15.76623],[-92.96187,15.77217],[-92.95646,15.77858],[-92.95106,15.78505],[-92.94858,15.7881],[-92.94671,15.79046],[-92.94519,15.79219],[-92.94329,15.79452],[-92.9396,15.79891],[-92.93868,15.80487],[-92.93798,15.80938],[-92.93692,15.81624],[-92.93554,15.82519],[-92.93541,15.8261],[-92.93457,15.83157],[-92.93373,15.83701],[-92.93321,15.84038],[-92.93283,15.84306],[-92.93209,15.84771],[-92.93175,15.84981],[-92.93112,15.85389],[-92.93073,15.85629],[-92.93001,15.86095],[-92.92942,15.86467],[-92.92895,15.86768],[-92.92843,15.87114],[-92.92788,15.87454],[-92.9274,15.87753],[-92.92689,15.88082],[-92.92639,15.88403],[-92.92577,15.88791],[-92.92505,15.89245],[-92.92443,15.89639],[-92.92369,15.90113],[-92.92308,15.90399],[-92.91818,15.90907],[-92.91484,15.91248],[-92.91227,15.91516],[-92.91042,15.91713],[-92.90569,15.92192],[-92.90202,15.92576],[-92.90092,15.92688],[-92.89873,15.92921],[-92.8964,15.9316],[-92.89114,15.93703],[-92.88732,15.94039],[-92.8834,15.94376],[-92.88078,15.94606],[-92.87797,15.94854],[-92.87548,15.95074],[-92.8726,15.95323],[-92.87084,15.95471],[-92.86953,15.95572],[-92.86903,15.9572],[-92.86775,15.96041],[-92.8672,15.96175],[-92.86651,15.96345],[-92.86528,15.96666],[-92.86438,15.96887],[-92.864,15.96981],[-92.86289,15.9725],[-92.86173,15.97539],[-92.86106,15.97707],[-92.86035,15.97882],[-92.8597,15.98038],[-92.85889,15.98242],[-92.85837,15.98371],[-92.85789,15.98489],[-92.85719,15.98664],[-92.85678,15.98762],[-92.85631,15.98878],[-92.85554,15.99068],[-92.85499,15.99204],[-92.85432,15.99371],[-92.85361,15.99545],[-92.85295,15.99712],[-92.85224,15.99884],[-92.85167,16.00026],[-92.85091,16.00213],[-92.85038,16.00345],[-92.84967,16.0052],[-92.84904,16.00668],[-92.84832,16.00847],[-92.84762,16.01019],[-92.84702,16.01165],[-92.84631,16.01343],[-92.8457,16.01495],[-92.845,16.01662],[-92.84426,16.01853],[-92.84345,16.02054],[-92.84229,16.02336],[-92.84161,16.02496],[-92.84104,16.02647],[-92.83976,16.02952],[-92.83914,16.03116],[-92.83851,16.03267],[-92.83783,16.03436],[-92.83733,16.03558],[-92.83669,16.03712],[-92.83603,16.03888],[-92.83538,16.04047],[-92.83477,16.04197],[-92.83404,16.04375],[-92.8333,16.04557],[-92.83271,16.04709],[-92.83205,16.04863],[-92.83139,16.05029],[-92.83019,16.05326],[-92.82954,16.05485],[-92.82892,16.05643],[-92.8283,16.05794],[-92.82758,16.05972],[-92.82692,16.06132],[-92.82627,16.06292],[-92.82564,16.0645],[-92.82429,16.06776],[-92.82367,16.06926],[-92.82355,16.06954],[-92.82361,16.07084],[-92.82365,16.07235],[-92.82367,16.07395],[-92.82376,16.07702],[-92.82385,16.08014],[-92.82389,16.0826],[-92.82395,16.08485],[-92.82398,16.08642],[-92.82401,16.08813],[-92.82407,16.08983],[-92.82411,16.0911],[-92.82415,16.09265],[-92.82419,16.09451],[-92.82424,16.09629],[-92.82432,16.09974],[-92.82433,16.10152],[-92.82445,16.10479],[-92.82449,16.10665],[-92.82452,16.10802],[-92.82459,16.10998],[-92.82463,16.1119],[-92.82477,16.11715],[-92.8248,16.11857],[-92.82483,16.12032],[-92.8249,16.1219],[-92.82493,16.12372],[-92.82496,16.12531],[-92.82502,16.12791],[-92.82509,16.13126],[-92.82519,16.13636],[-92.82345,16.14177],[-92.82172,16.14714],[-92.82086,16.14982],[-92.81939,16.15436],[-92.8183,16.15777],[-92.817,16.16181],[-92.81561,16.16617],[-92.8149,16.16836],[-92.81362,16.17235],[-92.81242,16.17602],[-92.81062,16.18145],[-92.80982,16.18418],[-92.80735,16.19177],[-92.80665,16.19391],[-92.8062,16.19531],[-92.80564,16.19704],[-92.80513,16.1986],[-92.80459,16.20028],[-92.80404,16.20199],[-92.80362,16.20329],[-92.8031,16.2049],[-92.80153,16.20977],[-92.80098,16.21147],[-92.80046,16.21306],[-92.79994,16.21464],[-92.79942,16.21622],[-92.79837,16.21948],[-92.79783,16.22118],[-92.79719,16.22311],[-92.79667,16.22471],[-92.79614,16.22636],[-92.79501,16.22986],[-92.79462,16.23117],[-92.79356,16.2351],[-92.79313,16.23673],[-92.79243,16.23939],[-92.79206,16.24079],[-92.79083,16.24546],[-92.79041,16.24697],[-92.78994,16.24871],[-92.78941,16.25052],[-92.78784,16.25646],[-92.78646,16.26146],[-92.78502,16.2667],[-92.78421,16.2698],[-92.78327,16.2732],[-92.78209,16.27483],[-92.7808,16.27662],[-92.77861,16.27919],[-92.77516,16.284],[-92.77314,16.28722],[-92.77124,16.28985],[-92.76962,16.29207],[-92.76789,16.29447],[-92.76652,16.29637],[-92.76484,16.29873],[-92.76206,16.30252],[-92.76144,16.3034],[-92.76174,16.30549],[-92.7622,16.30882],[-92.76259,16.31112],[-92.76291,16.31309],[-92.76334,16.31618],[-92.76355,16.31762],[-92.76414,16.32154],[-92.76465,16.32508],[-92.76542,16.33002],[-92.76575,16.33236],[-92.76617,16.33506],[-92.76658,16.33775],[-92.76691,16.34021],[-92.76739,16.34314],[-92.76756,16.34693],[-92.76784,16.35111],[-92.768,16.35375],[-92.76829,16.35809],[-92.76841,16.3608],[-92.76856,16.3633],[-92.76873,16.36603],[-92.76896,16.36983],[-92.76916,16.37343],[-92.76938,16.37739],[-92.7696,16.38096],[-92.76984,16.38504],[-92.77009,16.38897],[-92.77039,16.39359],[-92.77059,16.3971],[-92.77235,16.39909],[-92.77302,16.39983],[-92.77365,16.4005],[-92.77421,16.40112],[-92.77469,16.40167],[-92.77525,16.4022],[-92.77623,16.40164],[-92.77654,16.40129]]}}
Línea 115.0 kV | LineString | 115.0 kV |  |  |  | CFE |  |  |  |  | OpenStreetMap | {"type":"Feature","properties":{},"geometry":{"type":"LineString","coordinates":[[-92.7763,16.40116],[-92.7757,16.40153],[-92.7737,16.40048],[-92.77227,16.39882],[-92.7708,16.3971],[-92.7706,16.39367],[-92.7703,16.38881],[-92.77007,16.38489],[-92.76989,16.38146],[-92.76963,16.37738],[-92.76938,16.37328],[-92.76917,16.36972],[-92.76894,16.3657],[-92.76871,16.36217],[-92.76844,16.35811],[-92.76817,16.35348],[-92.76798,16.35059],[-92.76772,16.34678],[-92.76751,16.34292],[-92.76706,16.34013],[-92.76654,16.33665],[-92.76597,16.33271],[-92.76545,16.32919],[-92.7649,16.32544],[-92.76427,16.32135],[-92.76348,16.31606],[-92.76306,16.31325],[-92.76252,16.3097],[-92.76196,16.30571],[-92.76162,16.30347],[-92.76473,16.29917],[-92.76614,16.29723],[-92.76753,16.2953],[-92.76912,16.29309],[-92.77039,16.29131],[-92.77178,16.28941],[-92.77495,16.28506],[-92.78009,16.27793],[-92.78345,16.27328],[-92.78437,16.26986],[-92.78531,16.26637],[-92.7862,16.26319],[-92.78748,16.25851],[-92.78852,16.25458],[-92.78958,16.2506],[-92.79034,16.24791],[-92.79128,16.2443],[-92.79245,16.24],[-92.79347,16.23621],[-92.79441,16.23275],[-92.79519,16.22991],[-92.79603,16.22728],[-92.79708,16.22405],[-92.79816,16.22075],[-92.79944,16.21678],[-92.80049,16.21363],[-92.80142,16.21076],[-92.80237,16.20784],[-92.80349,16.20433],[-92.8045,16.20126],[-92.80554,16.19806],[-92.80656,16.19494],[-92.80754,16.19191],[-92.80877,16.18802],[-92.80999,16.1843],[-92.81083,16.18164],[-92.81243,16.17669],[-92.81378,16.17252],[-92.81516,16.16828],[-92.81597,16.16575],[-92.81722,16.16194],[-92.81845,16.15801],[-92.81936,16.15519],[-92.82107,16.14984],[-92.8219,16.1472],[-92.82372,16.14156],[-92.82538,16.13639],[-92.82532,16.13224],[-92.82521,16.12817],[-92.82512,16.12427],[-92.82502,16.12045],[-92.82493,16.11686],[-92.82483,16.1132],[-92.82472,16.1087],[-92.82464,16.10463],[-92.82453,16.10106],[-92.82445,16.09751],[-92.82434,16.09387],[-92.82427,16.09033],[-92.82416,16.0864],[-92.82405,16.0826],[-92.82399,16.0795],[-92.82391,16.0764],[-92.82382,16.07304],[-92.82374,16.06957],[-92.82507,16.06628],[-92.82647,16.06285],[-92.82794,16.05921],[-92.8294,16.0556],[-92.83076,16.05221],[-92.83229,16.04844],[-92.8337,16.04494],[-92.83515,16.04136],[-92.83655,16.03788],[-92.838,16.03432],[-92.83946,16.03069],[-92.84069,16.0277],[-92.84184,16.02478],[-92.84362,16.02045],[-92.8449,16.01728],[-92.84614,16.01425],[-92.84761,16.01059],[-92.8492,16.00672],[-92.85057,16.00339],[-92.8522,15.99938],[-92.85347,15.99621],[-92.85478,15.99298],[-92.85606,15.98985],[-92.85734,15.9867],[-92.85882,15.98302],[-92.86032,15.97933],[-92.86176,15.97577],[-92.86308,15.97243],[-92.86436,15.96933],[-92.86586,15.96564],[-92.86747,15.96159],[-92.86924,15.95717],[-92.86971,15.95584],[-92.87091,15.95487],[-92.87246,15.95355],[-92.87427,15.95197],[-92.87781,15.94891],[-92.88128,15.94591],[-92.88416,15.94341],[-92.88769,15.94039],[-92.89126,15.93714],[-92.89652,15.93177],[-92.90101,15.92704],[-92.90228,15.92578],[-92.90592,15.92198],[-92.91049,15.91737],[-92.91276,15.91496],[-92.91554,15.91216],[-92.91829,15.90922],[-92.92323,15.90412],[-92.92495,15.90233],[-92.92847,15.89866],[-92.92998,15.89708],[-92.93205,15.8968],[-92.93565,15.89844],[-92.93982,15.89661],[-92.94279,15.89529],[-92.94422,15.89506],[-92.94895,15.89441],[-92.95181,15.89401],[-92.95543,15.89347],[-92.95854,15.89481],[-92.96216,15.89629],[-92.96502,15.89733],[-92.96619,15.89778],[-92.97161,15.89999],[-92.97469,15.90125],[-92.97826,15.90266],[-92.98157,15.90398],[-92.98568,15.90559],[-92.99101,15.90763],[-92.99556,15.90945],[-92.99857,15.91065],[-93.00222,15.91215],[-93.01031,15.91535],[-93.01193,15.91599],[-93.01582,15.91756],[-93.01828,15.91853],[-93.01917,15.91883],[-93.02463,15.92044],[-93.02763,15.9213],[-93.02914,15.92175],[-93.03528,15.92356],[-93.03999,15.9249],[-93.04364,15.92602],[-93.04726,15.92707],[-93.05053,15.92801],[-93.05332,15.92887],[-93.05801,15.93019],[-93.06154,15.93123],[-93.06496,15.93225],[-93.06828,15.93321],[-93.07344,15.93475],[-93.07931,15.9332],[-93.08307,15.93218],[-93.08378,15.93196],[-93.09058,15.93017],[-93.1017,15.92721],[-93.10958,15.92506],[-93.11755,15.92295],[-93.12255,15.92168],[-93.12539,15.92085],[-93.12803,15.92017],[-93.13503,15.91828],[-93.1399,15.91697],[-93.14721,15.91503],[-93.15376,15.91325],[-93.15994,15.91163],[-93.16737,15.9096],[-93.17475,15.90758],[-93.18014,15.90623],[-93.18292,15.9055],[-93.18811,15.90407],[-93.19266,15.90282],[-93.19408,15.90257],[-93.19899,15.90116],[-93.20492,15.89959],[-93.2107,15.89809],[-93.21246,15.89765],[-93.21765,15.88929],[-93.21947,15.88501],[-93.21913,15.88329],[-93.21853,15.88016],[-93.21706,15.8721],[-93.21511,15.86201],[-93.21414,15.85679],[-93.21346,15.85343],[-93.21226,15.84713],[-93.21122,15.84169],[-93.21038,15.83734],[-93.20969,15.83356],[-93.20858,15.82766],[-93.20739,15.82168],[-93.20675,15.81821],[-93.20581,15.81307],[-93.20539,15.81105],[-93.20518,15.80994],[-93.20417,15.80454],[-93.20274,15.79701],[-93.20152,15.79081],[-93.20081,15.78686],[-93.19989,15.78223],[-93.19933,15.77927],[-93.19867,15.77579],[-93.19818,15.77311],[-93.19724,15.76818],[-93.1966,15.76485],[-93.19638,15.76381],[-93.196,15.7617],[-93.19559,15.75954],[-93.19416,15.75208],[-93.19359,15.74916],[-93.19252,15.74349],[-93.19222,15.74193],[-93.1907,15.73399],[-93.19055,15.73286],[-93.18922,15.72609],[-93.18868,15.72332],[-93.18818,15.72068],[-93.18773,15.71917],[-93.18708,15.71687],[-93.18599,15.71312],[-93.18493,15.70944],[-93.18427,15.70711],[-93.1837,15.70521],[-93.18209,15.69964],[-93.18041,15.69381],[-93.17939,15.6904],[-93.17789,15.6852],[-93.17583,15.68211],[-93.17329,15.67832],[-93.17213,15.6766],[-93.17183,15.67615],[-93.1707,15.67445],[-93.16897,15.67185],[-93.16704,15.67107],[-93.16173,15.66891],[-93.15694,15.66697],[-93.15091,15.66455],[-93.14804,15.66225],[-93.14128,15.65679],[-93.13836,15.65442],[-93.13518,15.65188],[-93.13251,15.64971],[-93.12937,15.64722],[-93.12663,15.64509],[-93.12436,15.64323],[-93.12139,15.64082],[-93.12016,15.63975],[-93.11985,15.63662],[-93.11962,15.63482],[-93.11904,15.62979],[-93.11867,15.62665],[-93.11848,15.62427],[-93.1164,15.62286],[-93.11415,15.6213],[-93.11129,15.61932],[-93.1091,15.61787],[-93.1073,15.61664],[-93.10498,15.61505],[-93.10239,15.61328],[-93.09959,15.61139],[-93.09644,15.60922],[-93.09361,15.6073],[-93.09096,15.60544],[-93.08846,15.6037],[-93.08608,15.60201],[-93.08346,15.60017],[-93.08077,15.59827],[-93.07744,15.59593],[-93.07413,15.5936],[-93.07073,15.59123],[-93.06834,15.58954],[-93.06687,15.58849],[-93.06358,15.58621],[-93.06082,15.58426],[-93.05831,15.5825],[-93.0556,15.5806],[-93.05275,15.57859],[-93.05023,15.57682],[-93.04787,15.57516],[-93.04588,15.57376],[-93.04289,15.57164],[-93.03979,15.56948]]}}
Línea 115.0 kV | LineString | 115.0 kV |  |  |  | CFE |  |  |  |  | OpenStreetMap | {"type":"Feature","properties":{},"geometry":{"type":"LineString","coordinates":[[-93.03979,15.56948],[-93.03716,15.56764],[-93.03663,15.56727],[-93.03374,15.56725],[-93.03034,15.56726],[-93.02574,15.56719],[-93.02302,15.56717],[-93.02056,15.56559],[-93.01805,15.56394],[-93.01356,15.56101],[-93.01214,15.56011],[-93.00807,15.55747],[-93.00535,15.5556],[-93.00243,15.55365],[-93.00029,15.55166],[-92.99779,15.54925],[-92.99517,15.54678],[-92.99265,15.5444],[-92.99131,15.54312],[-92.9888,15.54068],[-92.98503,15.5372],[-92.98385,15.53378],[-92.9821,15.53266],[-92.98034,15.53155],[-92.97593,15.5287],[-92.9735,15.52715],[-92.97053,15.52531],[-92.96669,15.52284],[-92.96579,15.52228],[-92.96339,15.52073],[-92.9604,15.51885],[-92.9592,15.5181],[-92.95659,15.51646],[-92.95461,15.51511],[-92.95239,15.5138],[-92.94888,15.51152],[-92.94552,15.50933],[-92.94335,15.50795],[-92.94134,15.50674],[-92.93738,15.50414],[-92.93449,15.50233],[-92.93077,15.49996],[-92.92774,15.49804],[-92.92481,15.49618],[-92.92207,15.49442],[-92.91968,15.49292],[-92.9167,15.49102],[-92.91358,15.48901],[-92.91117,15.48747],[-92.90786,15.48535],[-92.90463,15.48334],[-92.90247,15.48198],[-92.89971,15.48021],[-92.89815,15.47918],[-92.89534,15.47742],[-92.89409,15.4766],[-92.8915,15.47495],[-92.88763,15.47251],[-92.88447,15.47048]]}}
Línea 115.0 kV | LineString | 115.0 kV | 1 |  |  | CFE |  |  |  |  | OpenStreetMap | {"type":"Feature","properties":{},"geometry":{"type":"LineString","coordinates":[[-92.4517,14.87386],[-92.45208,14.87379],[-92.45174,14.87309],[-92.4514,14.87245],[-92.44868,14.87169],[-92.44515,14.87077],[-92.44152,14.86976],[-92.4379,14.86881],[-92.43567,14.87059],[-92.43324,14.87253],[-92.43082,14.87448],[-92.42854,14.87628],[-92.42572,14.87852],[-92.42296,14.88074],[-92.41913,14.87985],[-92.41509,14.87893],[-92.41117,14.878],[-92.40742,14.87714],[-92.40461,14.87563],[-92.40193,14.87418],[-92.39899,14.87264],[-92.39567,14.87087],[-92.39461,14.86916],[-92.39339,14.86716],[-92.39267,14.86602],[-92.39158,14.86652],[-92.38916,14.8676],[-92.3864,14.86883],[-92.38357,14.87007],[-92.38045,14.87143],[-92.37706,14.87292],[-92.37365,14.87223],[-92.37027,14.87151],[-92.36666,14.87079],[-92.36326,14.87007],[-92.3596,14.86933],[-92.35579,14.86854],[-92.35208,14.86777],[-92.35115,14.86759],[-92.35047,14.8666],[-92.34984,14.86561],[-92.34919,14.86463],[-92.34808,14.86508],[-92.34816,14.86525]]}}
Línea 115.0 kV | LineString | 115.0 kV |  |  |  | CFE |  |  |  |  | OpenStreetMap | {"type":"Feature","properties":{},"geometry":{"type":"LineString","coordinates":[[-92.30423,14.84433],[-92.30427,14.8441],[-92.30428,14.84387],[-92.30602,14.84142],[-92.30694,14.8401],[-92.3079,14.83874],[-92.30874,14.83756],[-92.30983,14.8368],[-92.31103,14.83572],[-92.31233,14.8345],[-92.31362,14.83335],[-92.31407,14.83234],[-92.31493,14.83052],[-92.31569,14.82884],[-92.31641,14.82738],[-92.31547,14.82608],[-92.31434,14.82436],[-92.31317,14.8227],[-92.31418,14.82136],[-92.31522,14.81997],[-92.31621,14.81865],[-92.31731,14.81717],[-92.31861,14.81547],[-92.31997,14.81412],[-92.32131,14.81282],[-92.32249,14.81206],[-92.32367,14.8113],[-92.3249,14.81051],[-92.32633,14.80963],[-92.3276,14.8088],[-92.3288,14.80804],[-92.33035,14.80779],[-92.33183,14.80755],[-92.33303,14.80736],[-92.33428,14.80594],[-92.3354,14.80466],[-92.33628,14.80365],[-92.33736,14.8038],[-92.33831,14.80397],[-92.33926,14.80412],[-92.34112,14.80444],[-92.34267,14.80473],[-92.344,14.8031],[-92.34526,14.8016],[-92.34642,14.80017],[-92.3477,14.79862],[-92.34894,14.79712],[-92.3501,14.7957],[-92.35138,14.79415],[-92.35224,14.7931],[-92.35272,14.79191],[-92.35377,14.79083],[-92.35482,14.78975],[-92.35599,14.78855],[-92.3571,14.7872],[-92.35824,14.78583],[-92.35944,14.78439],[-92.36052,14.78307],[-92.36155,14.78179],[-92.36264,14.78053],[-92.36337,14.77965],[-92.36438,14.77845],[-92.36487,14.77785],[-92.36538,14.77722],[-92.36592,14.77658],[-92.36647,14.77591],[-92.36698,14.77529],[-92.36741,14.77475],[-92.36784,14.77423],[-92.3692,14.77256],[-92.37043,14.77108],[-92.37161,14.76957],[-92.37264,14.76835],[-92.37378,14.76695],[-92.37486,14.76566],[-92.37582,14.76449],[-92.37695,14.76307],[-92.37799,14.76181],[-92.37885,14.7608],[-92.37958,14.75993],[-92.38033,14.75898],[-92.38111,14.75799],[-92.38232,14.75655],[-92.38348,14.75512],[-92.38463,14.7537],[-92.38587,14.7522],[-92.38713,14.75073],[-92.3883,14.74932],[-92.38949,14.74787],[-92.39069,14.74642],[-92.39187,14.745],[-92.39313,14.74348],[-92.39427,14.74206],[-92.39537,14.74072],[-92.39655,14.73927],[-92.39684,14.73866],[-92.39713,14.73739],[-92.39741,14.73617],[-92.39772,14.73488],[-92.39801,14.73361],[-92.39812,14.73347]]}}
Línea 115.0 kV | LineString | 115.0 kV | 1 |  |  | CFE |  |  |  |  | OpenStreetMap | {"type":"Feature","properties":{},"geometry":{"type":"LineString","coordinates":[[-92.39804,14.73342],[-92.39792,14.73358],[-92.39697,14.73499],[-92.39579,14.73673],[-92.39442,14.73782],[-92.39315,14.73886],[-92.39181,14.73993],[-92.39052,14.74097],[-92.38924,14.74202],[-92.38798,14.74304],[-92.38687,14.74393],[-92.38526,14.74378],[-92.38356,14.74362],[-92.38205,14.74349],[-92.38048,14.74337],[-92.37892,14.74323],[-92.37736,14.74267],[-92.37581,14.74211],[-92.37428,14.74154],[-92.37282,14.741],[-92.37138,14.74047],[-92.37015,14.73997],[-92.36874,14.73946],[-92.3671,14.73888],[-92.36558,14.73831],[-92.36397,14.73771],[-92.36239,14.73708],[-92.3608,14.73651],[-92.35913,14.73589],[-92.35761,14.73532],[-92.35606,14.73474],[-92.35451,14.73416],[-92.35302,14.73361],[-92.35147,14.73303],[-92.34971,14.73239],[-92.34816,14.73182],[-92.34726,14.73148],[-92.34581,14.73105],[-92.34419,14.73058],[-92.3426,14.7301],[-92.341,14.72962],[-92.33949,14.72917],[-92.33782,14.72868],[-92.33593,14.72811],[-92.33394,14.72751],[-92.33188,14.72689],[-92.33054,14.72649],[-92.32903,14.72603],[-92.32753,14.72559],[-92.32603,14.72514],[-92.32461,14.72469],[-92.32321,14.72428],[-92.32159,14.72378],[-92.32004,14.72332],[-92.31874,14.72293],[-92.31716,14.72247],[-92.31566,14.72202],[-92.31413,14.72156],[-92.3129,14.7212],[-92.31201,14.72093],[-92.31078,14.72055],[-92.30981,14.71942],[-92.30881,14.71825],[-92.30781,14.71709],[-92.30655,14.71561],[-92.30548,14.71435],[-92.30421,14.71287],[-92.30317,14.71166],[-92.302,14.71029],[-92.30086,14.70895],[-92.29969,14.70758],[-92.29847,14.70616],[-92.29741,14.70492],[-92.29635,14.70368],[-92.2951,14.70223],[-92.29403,14.701],[-92.2929,14.69968],[-92.29179,14.69837],[-92.29071,14.69712],[-92.28951,14.69571],[-92.28841,14.69443],[-92.28752,14.69339],[-92.28683,14.69258],[-92.28506,14.69241],[-92.28226,14.69211],[-92.27796,14.68176],[-92.27746,14.68051],[-92.27694,14.67929],[-92.27638,14.67878],[-92.27532,14.67779],[-92.27377,14.67636],[-92.27243,14.67512],[-92.2714,14.67416],[-92.27023,14.67308],[-92.26894,14.67188],[-92.26673,14.66983],[-92.26559,14.66878],[-92.26431,14.66759],[-92.26352,14.66685],[-92.26192,14.66537],[-92.25934,14.66298],[-92.25813,14.66185],[-92.25455,14.65851],[-92.25339,14.65743],[-92.25226,14.65638],[-92.25105,14.65524],[-92.24993,14.65421],[-92.24884,14.65318],[-92.24773,14.65215],[-92.24661,14.65111],[-92.24514,14.6497],[-92.24367,14.6488],[-92.24198,14.64776],[-92.2405,14.64717],[-92.23879,14.64647],[-92.23711,14.6458],[-92.23593,14.64532],[-92.23442,14.64472],[-92.23316,14.64421],[-92.23167,14.64361],[-92.22991,14.64308],[-92.22805,14.64252],[-92.21938,14.63986],[-92.20063,14.63381],[-92.19809,14.63304],[-92.19649,14.63257],[-92.1949,14.6321],[-92.19326,14.63162],[-92.19139,14.63103],[-92.19048,14.63079],[-92.19028,14.63139],[-92.19014,14.63135],[-92.19023,14.63103]]}}
Línea 115.0 kV | LineString | 115.0 kV | 1 |  |  | CFE |  |  |  |  | OpenStreetMap | {"type":"Feature","properties":{},"geometry":{"type":"LineString","coordinates":[[-92.39809,14.73333],[-92.39857,14.73262],[-92.39527,14.73031],[-92.39503,14.72967],[-92.39501,14.72881],[-92.39519,14.72719],[-92.39536,14.72564],[-92.39552,14.72408],[-92.39568,14.72268],[-92.39581,14.72144],[-92.39614,14.71831],[-92.39632,14.71674],[-92.39667,14.71352],[-92.3964,14.7124],[-92.39602,14.71176],[-92.39575,14.71133]]}}
Línea 115.0 kV | LineString | 115.0 kV | 1 |  |  | CFE |  |  |  |  | OpenStreetMap | {"type":"Feature","properties":{},"geometry":{"type":"LineString","coordinates":[[-92.30423,14.84433],[-92.30393,14.84424],[-92.30262,14.84508],[-92.29984,14.84689],[-92.2977,14.84736],[-92.29607,14.84774],[-92.29489,14.84839],[-92.29408,14.84886],[-92.29331,14.85034],[-92.29172,14.85341],[-92.29085,14.8551],[-92.29004,14.8566],[-92.28913,14.85849]]}}
Línea 115.0 kV | LineString | 115.0 kV | 1 |  |  | CFE |  |  |  |  | OpenStreetMap | {"type":"Feature","properties":{},"geometry":{"type":"LineString","coordinates":[[-92.28913,14.85849],[-92.28643,14.85689],[-92.28281,14.85728],[-92.27914,14.85768],[-92.27609,14.85803],[-92.27263,14.8584],[-92.26888,14.85883],[-92.26693,14.85903],[-92.26492,14.85903],[-92.26284,14.85902],[-92.26062,14.86175],[-92.26007,14.86267],[-92.25851,14.86478],[-92.25647,14.86647],[-92.2538,14.86866],[-92.25095,14.87093],[-92.24714,14.87404],[-92.24468,14.87602],[-92.24015,14.87975],[-92.23802,14.88151],[-92.23545,14.88359],[-92.2329,14.8857],[-92.23057,14.88758],[-92.22783,14.88985],[-92.22561,14.8923],[-92.22332,14.89484],[-92.22108,14.89731],[-92.2193,14.89841],[-92.21927,14.89903],[-92.2197,14.8997],[-92.21934,14.89994],[-92.21918,14.89969]]}}
Línea 115.0 kV | LineString | 115.0 kV | 2 |  |  | CFE |  |  |  |  | OpenStreetMap | {"type":"Feature","properties":{},"geometry":{"type":"LineString","coordinates":[[-92.29083,14.87398],[-92.29053,14.87423],[-92.2903,14.87399],[-92.29103,14.87312],[-92.29008,14.87215],[-92.2891,14.87109],[-92.28817,14.87002],[-92.28752,14.86907],[-92.28686,14.86814],[-92.29003,14.8649],[-92.29083,14.86418],[-92.29196,14.86316],[-92.2931,14.86212],[-92.29371,14.86156],[-92.29487,14.86049],[-92.29595,14.85952],[-92.29598,14.85904],[-92.29533,14.85876],[-92.29357,14.85814],[-92.2914,14.85963],[-92.28913,14.85849]]}}
Línea 115.0 kV | LineString | 115.0 kV |  |  |  | CFE |  |  |  |  | OpenStreetMap | {"type":"Feature","properties":{},"geometry":{"type":"LineString","coordinates":[[-92.29333,14.87542],[-92.29256,14.87467],[-92.29171,14.87381],[-92.29091,14.87452],[-92.29071,14.87432],[-92.29094,14.87411]]}}
Línea 115.0 kV | LineString | 115.0 kV |  |  |  | CFE |  |  |  |  | OpenStreetMap | {"type":"Feature","properties":{},"geometry":{"type":"LineString","coordinates":[[-92.25486,14.93545],[-92.25518,14.93453],[-92.2555,14.93362],[-92.25582,14.9327],[-92.25615,14.93173],[-92.25647,14.9308],[-92.25679,14.92987],[-92.25712,14.92893],[-92.25744,14.92801],[-92.25776,14.92709],[-92.2581,14.9261],[-92.25842,14.92518],[-92.25874,14.92427],[-92.25904,14.92338],[-92.25853,14.92321]]}}
Línea 115.0 kV | LineString | 115.0 kV | 1 |  |  | CFE |  |  |  |  | OpenStreetMap | {"type":"Feature","properties":{},"geometry":{"type":"LineString","coordinates":[[-92.25486,14.93545],[-92.25449,14.9366],[-92.2543,14.93746],[-92.25415,14.93832],[-92.25389,14.93908],[-92.25368,14.94009],[-92.2535,14.94098],[-92.25338,14.9417],[-92.25322,14.94252],[-92.2531,14.94326],[-92.25299,14.94389],[-92.25295,14.94449],[-92.25302,14.94499],[-92.25312,14.94553],[-92.25324,14.94623],[-92.25335,14.94694],[-92.25349,14.94766],[-92.25362,14.94837],[-92.25374,14.94903],[-92.25214,14.95063],[-92.25213,14.95296],[-92.25201,14.95433],[-92.25121,14.95618],[-92.25049,14.95787],[-92.24979,14.95948],[-92.25149,14.96267],[-92.25108,14.96981],[-92.25097,14.97259],[-92.2497,14.97411],[-92.2486,14.97545],[-92.2484,14.97569]]}}
Línea 115.0 kV | LineString | 115.0 kV |  |  |  | CFE |  |  |  |  | OpenStreetMap | {"type":"Feature","properties":{},"geometry":{"type":"LineString","coordinates":[[-92.25853,14.92321],[-92.25834,14.92315],[-92.25841,14.92302]]}}
Línea 115.0 kV | LineString | 115.0 kV |  |  |  | CFE |  |  |  |  | OpenStreetMap | {"type":"Feature","properties":{},"geometry":{"type":"LineString","coordinates":[[-92.25853,14.92321],[-92.25858,14.92308]]}}
Línea 115.0 kV | LineString | 115.0 kV |  |  |  | CFE |  |  |  |  | OpenStreetMap | {"type":"Feature","properties":{},"geometry":{"type":"LineString","coordinates":[[-92.21911,14.89974],[-92.21927,14.89998],[-92.21944,14.90046],[-92.22031,14.90294],[-92.22115,14.90573],[-92.22215,14.90999],[-92.22279,14.9123],[-92.2235,14.91477],[-92.2246,14.91856],[-92.22526,14.92082],[-92.22604,14.92355],[-92.22725,14.92781],[-92.22814,14.93091],[-92.22974,14.93132],[-92.23299,14.93217],[-92.23796,14.93342],[-92.23957,14.93381],[-92.24226,14.93549],[-92.24358,14.9363],[-92.24428,14.93674],[-92.24541,14.93615],[-92.24612,14.93521],[-92.24687,14.93461],[-92.24738,14.93372],[-92.24803,14.93312],[-92.2492,14.9335],[-92.25043,14.93389],[-92.25168,14.93429],[-92.25285,14.93466],[-92.254,14.93503],[-92.25486,14.93545]]}}
Línea 115.0 kV | LineString | 115.0 kV | 1 |  |  | CFE |  |  |  |  | OpenStreetMap | {"type":"Feature","properties":{},"geometry":{"type":"LineString","coordinates":[[-93.91166,16.24595],[-93.91321,16.24515],[-93.91409,16.24439],[-93.91471,16.24376],[-93.91552,16.24292],[-93.91717,16.24121],[-93.91911,16.2389],[-93.92092,16.23679],[-93.92265,16.23478],[-93.92431,16.23282],[-93.92637,16.2303],[-93.92846,16.22782],[-93.9305,16.22539],[-93.93228,16.22325],[-93.9319,16.22192],[-93.9335,16.21927],[-93.93508,16.21662],[-93.93689,16.21361],[-93.9385,16.2109],[-93.94017,16.2081],[-93.9418,16.20536],[-93.94343,16.2026],[-93.94506,16.19986],[-93.94669,16.19709],[-93.94836,16.19437],[-93.94666,16.19259],[-93.94458,16.19043],[-93.94338,16.18918],[-93.94374,16.18877],[-93.94411,16.18835]]}}
Línea 115.0 kV | LineString | 115.0 kV | 1 |  |  | CFE |  |  |  |  | OpenStreetMap | {"type":"Feature","properties":{},"geometry":{"type":"LineString","coordinates":[[-92.24931,14.97685],[-92.24945,14.977],[-92.24995,14.9781],[-92.25508,14.97913],[-92.25557,14.97862],[-92.25598,14.97674],[-92.25656,14.97392],[-92.25686,14.97243],[-92.2571,14.97111],[-92.25813,14.9705],[-92.25892,14.97001],[-92.26166,14.96836],[-92.26252,14.96775],[-92.26518,14.96609],[-92.26787,14.96443],[-92.2683,14.96416],[-92.2689,14.96421],[-92.26976,14.96427],[-92.27084,14.96318],[-92.27299,14.961],[-92.27429,14.95991],[-92.27589,14.95857],[-92.27817,14.95665],[-92.27991,14.95518],[-92.28219,14.95328],[-92.28392,14.95183],[-92.28605,14.95005],[-92.2883,14.94818],[-92.29076,14.94611],[-92.29082,14.94379],[-92.2909,14.94171],[-92.29095,14.93891],[-92.29103,14.93583],[-92.29112,14.9325],[-92.29118,14.92933],[-92.29127,14.92564],[-92.29196,14.92396],[-92.29344,14.92033],[-92.294,14.91796],[-92.29447,14.91608],[-92.29499,14.91392],[-92.29557,14.91154],[-92.29617,14.9091],[-92.29679,14.90651],[-92.30028,14.905],[-92.30333,14.9049],[-92.30585,14.9048],[-92.30862,14.90474],[-92.31141,14.90462],[-92.31266,14.90491],[-92.3146,14.90535],[-92.31677,14.90583],[-92.31822,14.90617],[-92.31894,14.90588],[-92.31913,14.90554],[-92.3193,14.90503],[-92.32017,14.90518],[-92.32201,14.90552],[-92.32287,14.90566],[-92.32373,14.90583],[-92.32527,14.90609],[-92.32672,14.90634],[-92.32772,14.90651],[-92.32858,14.90662]]}}
Línea 115.0 kV | LineString | 115.0 kV |  |  |  | CFE |  |  |  |  | OpenStreetMap | {"type":"Feature","properties":{},"geometry":{"type":"LineString","coordinates":[[-94.76878,16.57146],[-94.7683,16.57141],[-94.76836,16.57021],[-94.76837,16.56994]]}}
Línea 115.0 kV | LineString | 115.0 kV | 1 |  |  | CFE |  |  |  |  | OpenStreetMap | {"type":"Feature","properties":{},"geometry":{"type":"LineString","coordinates":[[-94.17487,16.29579],[-94.17456,16.29618],[-94.17323,16.29504],[-94.17194,16.29396],[-94.16936,16.29178],[-94.16539,16.28848],[-94.16405,16.28734],[-94.1626,16.28614],[-94.1614,16.28513],[-94.15761,16.28192],[-94.15616,16.28071],[-94.1518,16.27706],[-94.14909,16.27561],[-94.14743,16.27474],[-94.14394,16.27286],[-94.14232,16.272],[-94.13904,16.27031],[-94.13746,16.26941],[-94.13579,16.26854],[-94.13414,16.26763],[-94.13249,16.26676],[-94.13073,16.26579],[-94.12582,16.26317],[-94.12401,16.26222],[-94.12225,16.26127],[-94.11876,16.25941],[-94.11717,16.25854],[-94.11372,16.25672],[-94.11211,16.25585],[-94.11036,16.2549],[-94.1084,16.25386],[-94.10296,16.25096],[-94.09863,16.24862],[-94.09661,16.24755],[-94.09325,16.24576],[-94.08887,16.24341],[-94.08595,16.24185],[-94.08488,16.24052],[-94.08121,16.23591],[-94.07927,16.23351],[-94.07852,16.23181],[-94.07725,16.23066],[-94.07579,16.22913],[-94.07355,16.22633],[-94.07232,16.22479],[-94.0693,16.22101],[-94.06712,16.21841],[-94.06396,16.21429],[-94.06284,16.2129],[-94.06174,16.21156],[-94.06068,16.2102],[-94.0585,16.20748],[-94.0574,16.20612],[-94.05577,16.20656],[-94.05408,16.207],[-94.05239,16.20744],[-94.05064,16.2079],[-94.04912,16.2083],[-94.0436,16.20976],[-94.04172,16.21025],[-94.03988,16.21074],[-94.03815,16.2112],[-94.03443,16.21224],[-94.03262,16.21273],[-94.03084,16.21321],[-94.029,16.21371],[-94.02697,16.21418],[-94.0251,16.21478],[-94.02344,16.21525],[-94.02143,16.21576],[-94.01963,16.2159],[-94.01771,16.21615],[-94.01605,16.21636],[-94.01424,16.21656],[-94.01236,16.21687],[-94.01045,16.21709],[-94.00887,16.21728],[-94.00683,16.21752],[-94.00487,16.21775],[-94.00334,16.21794],[-94.00147,16.21815],[-93.99957,16.21838],[-93.99759,16.21863],[-93.99557,16.21885],[-93.99402,16.21904],[-93.99221,16.21925],[-93.99025,16.21948],[-93.98822,16.21972],[-93.98708,16.21986],[-93.98402,16.22022],[-93.98198,16.22047],[-93.97979,16.22072],[-93.97778,16.22096],[-93.97592,16.22119],[-93.97384,16.22143],[-93.97245,16.22159],[-93.97053,16.22182],[-93.96848,16.22206],[-93.96637,16.22228],[-93.96447,16.22254],[-93.96242,16.22278],[-93.96031,16.22302],[-93.95833,16.22323],[-93.95692,16.22342],[-93.95498,16.22366],[-93.9532,16.22387],[-93.95162,16.22405],[-93.94992,16.22425],[-93.94816,16.22446],[-93.94641,16.22466],[-93.94452,16.22489],[-93.94266,16.22513],[-93.93999,16.22691],[-93.93829,16.22807],[-93.93719,16.22885],[-93.93553,16.22998],[-93.93396,16.23104],[-93.93255,16.232],[-93.93098,16.23307],[-93.92934,16.23419],[-93.9277,16.23529],[-93.92615,16.23636],[-93.92454,16.23746],[-93.92161,16.23944],[-93.92015,16.24043],[-93.91864,16.24146],[-93.91505,16.24391],[-93.91443,16.24468],[-93.91362,16.24559],[-93.91277,16.24647],[-93.91166,16.24595]]}}
Línea 115.0 kV | LineString | 115.0 kV | 1 |  |  | CFE |  |  |  |  | OpenStreetMap | {"type":"Feature","properties":{},"geometry":{"type":"LineString","coordinates":[[-100.1312,18.86781],[-100.13184,18.86715],[-100.13784,18.86748],[-100.14126,18.86769],[-100.14473,18.86988],[-100.14766,18.8717],[-100.15107,18.87387],[-100.15376,18.87556],[-100.15957,18.87919],[-100.16067,18.87991],[-100.16236,18.88095],[-100.16366,18.88177],[-100.16616,18.88333],[-100.16983,18.88565],[-100.17262,18.8874],[-100.17599,18.88953],[-100.17706,18.88919],[-100.18023,18.8883],[-100.18189,18.8878],[-100.18462,18.887],[-100.1885,18.88595],[-100.19025,18.88542],[-100.19235,18.88486],[-100.19705,18.88349],[-100.20358,18.88163],[-100.2075,18.88052],[-100.20978,18.87987],[-100.21784,18.87757],[-100.22317,18.87605],[-100.22506,18.87549],[-100.2309,18.87385],[-100.23388,18.87298],[-100.23537,18.87044],[-100.23725,18.8672],[-100.24064,18.86139],[-100.24296,18.8573],[-100.24477,18.85407],[-100.24636,18.85145],[-100.24785,18.84888],[-100.24977,18.84561],[-100.25251,18.84089],[-100.2556,18.83554],[-100.25652,18.83406],[-100.2595,18.82879],[-100.26066,18.82675],[-100.2625,18.82373],[-100.26517,18.82239],[-100.26989,18.82017],[-100.27428,18.8181],[-100.28005,18.81535],[-100.28319,18.81389],[-100.28615,18.81245],[-100.28836,18.81138],[-100.29283,18.80926],[-100.29638,18.80761],[-100.29896,18.80638],[-100.30262,18.80463],[-100.30716,18.80248],[-100.30893,18.80163],[-100.3126,18.7999],[-100.31573,18.79837],[-100.31906,18.79685],[-100.32179,18.79555],[-100.32417,18.79441],[-100.32714,18.79299],[-100.32859,18.79229],[-100.33241,18.79048],[-100.33638,18.78861],[-100.33888,18.78743],[-100.3439,18.78505],[-100.34554,18.78422],[-100.35069,18.7841],[-100.35363,18.784],[-100.35681,18.7839],[-100.36067,18.78379],[-100.3645,18.78364],[-100.37199,18.7834],[-100.37615,18.78321],[-100.37824,18.78316],[-100.38079,18.78313],[-100.38639,18.78296],[-100.38793,18.78291],[-100.39323,18.78073],[-100.39944,18.77817],[-100.40122,18.77744],[-100.40618,18.77539],[-100.41094,18.77342],[-100.41445,18.77198],[-100.41877,18.77019],[-100.42419,18.76796],[-100.42935,18.76583],[-100.43278,18.7644],[-100.43629,18.76296],[-100.44045,18.76124],[-100.44661,18.7587],[-100.44959,18.75747],[-100.45286,18.75611],[-100.45737,18.75426],[-100.46051,18.75296],[-100.46552,18.75089],[-100.46927,18.74935],[-100.47379,18.74748],[-100.47736,18.746],[-100.48037,18.74476],[-100.48421,18.74318],[-100.48732,18.74189],[-100.48904,18.74118],[-100.49469,18.73885],[-100.50054,18.73644],[-100.50313,18.73537],[-100.5062,18.73409],[-100.50698,18.73377],[-100.50866,18.73308],[-100.51111,18.73207],[-100.51573,18.73016],[-100.51994,18.72842],[-100.52231,18.72743],[-100.52659,18.72502],[-100.53195,18.72201],[-100.5355,18.72002],[-100.54065,18.71709],[-100.54314,18.7157],[-100.55126,18.71115],[-100.554,18.70958],[-100.55772,18.70749],[-100.56081,18.70575],[-100.56472,18.70356],[-100.57004,18.70055],[-100.57111,18.69996],[-100.57638,18.69706],[-100.57646,18.69565],[-100.5765,18.69309],[-100.57661,18.68925],[-100.57682,18.68351],[-100.57703,18.67803],[-100.57714,18.67585],[-100.57734,18.66845],[-100.57749,18.66404],[-100.57769,18.65857],[-100.57789,18.65275],[-100.57801,18.64867],[-100.57812,18.64563],[-100.5782,18.64335],[-100.5783,18.63941],[-100.57849,18.63482],[-100.57875,18.62985],[-100.57889,18.62555],[-100.57899,18.62101],[-100.57914,18.61748],[-100.57926,18.61383],[-100.57928,18.61258],[-100.57895,18.61128],[-100.57751,18.60504],[-100.57645,18.60047],[-100.57466,18.59286],[-100.5735,18.58777],[-100.57244,18.58331],[-100.57168,18.57996],[-100.57098,18.57716],[-100.57,18.57299],[-100.5691,18.569],[-100.56805,18.56469],[-100.56678,18.55948],[-100.56577,18.55505],[-100.56458,18.54994],[-100.56379,18.54659],[-100.56286,18.54263],[-100.56113,18.53537],[-100.56065,18.53327],[-100.55959,18.52875],[-100.55893,18.52591],[-100.55801,18.52195],[-100.55664,18.51609],[-100.55554,18.51146],[-100.55456,18.50721],[-100.55327,18.50186],[-100.55257,18.49879],[-100.55194,18.49604],[-100.55062,18.49042],[-100.55001,18.48788],[-100.54945,18.48547],[-100.54858,18.48169],[-100.54785,18.4789],[-100.54815,18.47459],[-100.54838,18.4704],[-100.54867,18.46491],[-100.54894,18.45988],[-100.54929,18.45415],[-100.54946,18.45094],[-100.54965,18.4469],[-100.5499,18.44269],[-100.55008,18.43971],[-100.55021,18.43707],[-100.55038,18.43416],[-100.55236,18.43193],[-100.55473,18.4292],[-100.55774,18.42576],[-100.55966,18.42354],[-100.56223,18.42061],[-100.56481,18.41766],[-100.56704,18.41509],[-100.56979,18.41196],[-100.57314,18.40816],[-100.57484,18.40624],[-100.57832,18.40225],[-100.58094,18.39917],[-100.58406,18.39562],[-100.58634,18.393],[-100.58874,18.39025],[-100.59143,18.38718],[-100.59415,18.38406],[-100.59661,18.38123],[-100.59939,18.37804],[-100.60186,18.37521],[-100.60464,18.372],[-100.60711,18.36919],[-100.60976,18.36616],[-100.61256,18.36295],[-100.61484,18.36031],[-100.61748,18.3573],[-100.61994,18.35448],[-100.62284,18.35116],[-100.62608,18.34742],[-100.62831,18.3449],[-100.63099,18.3418],[-100.63136,18.33994],[-100.63384,18.33948]]}}
Línea 115.0 kV | LineString | 115.0 kV | 1 |  |  | CFE |  |  |  |  | OpenStreetMap | {"type":"Feature","properties":{},"geometry":{"type":"LineString","coordinates":[[-106.38243,31.55474],[-106.38268,31.55445],[-106.38351,31.55513],[-106.38408,31.55563],[-106.38469,31.55504],[-106.38534,31.55442],[-106.38648,31.55539],[-106.38765,31.55636],[-106.38874,31.55729],[-106.38991,31.55828],[-106.39106,31.55926],[-106.3922,31.5602],[-106.39311,31.56097],[-106.39229,31.56178],[-106.39137,31.56247],[-106.3904,31.56317],[-106.38948,31.56386],[-106.38838,31.56287],[-106.3882,31.56301],[-106.38828,31.56309]]}}
Línea 115.0 kV | LineString | 115.0 kV | 2 |  |  | CFE |  |  |  |  | OpenStreetMap | {"type":"Feature","properties":{},"geometry":{"type":"LineString","coordinates":[[-106.38945,31.56415],[-106.38853,31.56351],[-106.38838,31.56338]]}}
Línea 115.0 kV | LineString | 115.0 kV | 2 |  |  | CFE |  |  |  |  | OpenStreetMap | {"type":"Feature","properties":{},"geometry":{"type":"LineString","coordinates":[[-98.24466,19.11996],[-98.24421,19.11989],[-98.24351,19.11934],[-98.24263,19.11871],[-98.24145,19.11805],[-98.23993,19.11687],[-98.24041,19.11591],[-98.24092,19.11493],[-98.24138,19.11398],[-98.24178,19.1132],[-98.24309,19.11361],[-98.24308,19.11376]]}}
Línea 115.0 kV | LineString | 115.0 kV | 2 |  |  | CFE |  |  |  |  | OpenStreetMap | {"type":"Feature","properties":{},"geometry":{"type":"LineString","coordinates":[[-99.20333,18.84612],[-99.20335,18.84636],[-99.20279,18.84744],[-99.20223,18.84854],[-99.20214,18.8489],[-99.20203,18.84937],[-99.20158,18.85129],[-99.20085,18.85371],[-99.20037,18.85555],[-99.19962,18.85835],[-99.19885,18.86125],[-99.19897,18.86441],[-99.19908,18.86772],[-99.19928,18.87091],[-99.19883,18.87266],[-99.19803,18.87511],[-99.19874,18.87672],[-99.19841,18.87976],[-99.19812,18.88206]]}}
Línea 115.0 kV | LineString | 115.0 kV | 1 |  |  | CFE |  |  |  |  | OpenStreetMap | {"type":"Feature","properties":{},"geometry":{"type":"LineString","coordinates":[[-88.93044,21.35847],[-88.93033,21.35791],[-88.93044,21.3557],[-88.93059,21.3533],[-88.93066,21.35094],[-88.93081,21.34859],[-88.93095,21.34605],[-88.93107,21.3436],[-88.9312,21.34098],[-88.93138,21.33817],[-88.92977,21.3363],[-88.92825,21.33464],[-88.92844,21.33226],[-88.92865,21.32975],[-88.9289,21.32751],[-88.92913,21.32487],[-88.93106,21.32313],[-88.93296,21.32145],[-88.93312,21.31924],[-88.93336,21.31662],[-88.93366,21.31396],[-88.93388,21.3114],[-88.93413,21.30879],[-88.93438,21.30617],[-88.93463,21.30363],[-88.93487,21.30134],[-88.93644,21.29953],[-88.93804,21.2977],[-88.9397,21.29584],[-88.94137,21.29394],[-88.94159,21.29145],[-88.9419,21.28869],[-88.94219,21.28589],[-88.94246,21.28338],[-88.94272,21.28077],[-88.94295,21.27791],[-88.94312,21.27529],[-88.94327,21.27311],[-88.94344,21.27088],[-88.94355,21.26874],[-88.94369,21.26661],[-88.9422,21.26532],[-88.94043,21.26383],[-88.9389,21.26249],[-88.93888,21.26007],[-88.93885,21.25754],[-88.93643,21.25694],[-88.93385,21.25631],[-88.93132,21.25568],[-88.93116,21.25306],[-88.93106,21.25039],[-88.93093,21.24788],[-88.93265,21.24695],[-88.93442,21.24596],[-88.9344,21.24362],[-88.9344,21.2412],[-88.93438,21.23868],[-88.93442,21.23609],[-88.9344,21.23352],[-88.9344,21.23109],[-88.93447,21.22869],[-88.93461,21.22641],[-88.9347,21.22428],[-88.93478,21.22189],[-88.9349,21.21954],[-88.93628,21.21741],[-88.93776,21.21514],[-88.93917,21.21296],[-88.9406,21.21073],[-88.94203,21.20854],[-88.94344,21.20634],[-88.94487,21.20412],[-88.94628,21.20195],[-88.94769,21.19974],[-88.9491,21.19755],[-88.95051,21.19535],[-88.95198,21.19311],[-88.95338,21.19091],[-88.95461,21.189],[-88.9539,21.1868],[-88.95317,21.18454],[-88.95243,21.18231],[-88.9517,21.18001],[-88.95167,21.17809],[-88.95166,21.17616],[-88.95166,21.17406],[-88.95194,21.17174],[-88.95219,21.16967],[-88.95241,21.16761],[-88.95444,21.16613],[-88.9563,21.16478],[-88.95818,21.16343],[-88.95988,21.16217],[-88.96007,21.16007],[-88.9603,21.15778],[-88.96049,21.15549],[-88.9607,21.15316],[-88.95922,21.15156],[-88.95739,21.14943],[-88.95552,21.1473],[-88.95399,21.1456],[-88.95221,21.14355],[-88.95035,21.14142],[-88.94757,21.14128],[-88.94468,21.14112],[-88.94196,21.14094],[-88.94092,21.14061],[-88.93897,21.14052],[-88.93902,21.14009]]}}
Línea 115.0 kV | LineString | 115.0 kV | 2 |  |  | CFE |  |  |  |  | OpenStreetMap | {"type":"Feature","properties":{},"geometry":{"type":"LineString","coordinates":[[-106.44149,31.75451],[-106.44183,31.75554],[-106.44261,31.75561],[-106.44368,31.75569],[-106.44472,31.75575],[-106.44578,31.75575],[-106.4468,31.75568],[-106.44789,31.75561],[-106.44894,31.75552],[-106.45013,31.75533],[-106.45096,31.75509],[-106.45191,31.75475],[-106.45296,31.75437],[-106.45387,31.75404],[-106.45476,31.75364],[-106.4558,31.75334],[-106.45697,31.75294],[-106.45797,31.75258],[-106.45894,31.75223],[-106.45987,31.75182],[-106.46073,31.75146],[-106.46119,31.75128],[-106.46165,31.75112],[-106.46273,31.75081],[-106.46386,31.75052],[-106.46478,31.75026],[-106.46588,31.74999],[-106.46699,31.74971],[-106.46811,31.74946],[-106.46855,31.74937],[-106.46929,31.74925],[-106.47031,31.74908],[-106.47141,31.74889],[-106.47253,31.7487],[-106.47296,31.74904],[-106.47305,31.74946]]}}
Línea 115.0 kV | LineString | 115.0 kV | 1 |  |  | CFE |  |  |  |  | OpenStreetMap | {"type":"Feature","properties":{},"geometry":{"type":"LineString","coordinates":[[-97.03254,18.83727],[-97.03226,18.83689],[-97.02993,18.83562],[-97.02802,18.83459],[-97.02524,18.83318],[-97.02257,18.83165],[-97.02003,18.8303],[-97.01766,18.82903],[-97.01433,18.82723],[-97.01166,18.82789],[-97.00822,18.82878],[-97.0062,18.8293],[-97.00343,18.8298],[-97.00066,18.83028],[-96.99797,18.83073],[-96.99496,18.83124],[-96.99147,18.83183],[-96.98889,18.83227],[-96.98631,18.83271],[-96.98355,18.83316],[-96.98121,18.83369],[-96.97893,18.83399],[-96.97741,18.83417],[-96.97475,18.83288],[-96.97213,18.83153],[-96.96965,18.8303],[-96.96794,18.82945],[-96.96546,18.8282],[-96.9632,18.82705],[-96.96046,18.82563],[-96.95721,18.82406],[-96.95437,18.82259],[-96.9512,18.82101],[-96.9476,18.81919],[-96.9447,18.81774],[-96.94283,18.81695],[-96.94148,18.81623],[-96.93911,18.8149],[-96.93559,18.81318],[-96.9303,18.81052],[-96.92668,18.8087],[-96.92483,18.8078],[-96.92184,18.80624],[-96.91969,18.80518],[-96.91681,18.80372],[-96.91406,18.80232],[-96.9119,18.80119],[-96.90951,18.80004],[-96.90668,18.79863],[-96.90433,18.79745],[-96.90114,18.79584],[-96.89841,18.7945],[-96.89558,18.79307],[-96.89268,18.79155]]}}
Línea 115.0 kV | LineString | 115.0 kV |  |  |  | CFE |  |  |  |  | OpenStreetMap | {"type":"Feature","properties":{},"geometry":{"type":"LineString","coordinates":[[-96.94283,18.81695],[-96.94384,18.81527],[-96.94493,18.8131],[-96.94632,18.81012],[-96.94719,18.80817],[-96.94832,18.80539],[-96.94962,18.80206],[-96.95099,18.80022],[-96.95394,18.79596],[-96.95472,18.79464],[-96.95608,18.79201],[-96.95717,18.79023],[-96.95815,18.78868],[-96.96008,18.78549],[-96.95884,18.78024],[-96.95709,18.77295],[-96.95623,18.76956],[-96.95547,18.76612],[-96.95488,18.7637],[-96.95355,18.76198],[-96.95235,18.76046],[-96.94942,18.75679],[-96.94744,18.75438],[-96.94485,18.75098],[-96.94202,18.74739],[-96.94016,18.74503],[-96.93769,18.7419],[-96.93814,18.73729],[-96.94093,18.73348],[-96.9434,18.73191],[-96.94508,18.72854],[-96.94662,18.72541],[-96.95016,18.72014],[-96.95112,18.71859],[-96.95313,18.71399],[-96.95592,18.71204],[-96.95983,18.70713],[-96.96073,18.70605],[-96.96126,18.70514],[-96.96271,18.70257],[-96.96523,18.69845],[-96.97011,18.6925],[-96.9725,18.68958],[-96.97476,18.68687],[-96.97798,18.68443],[-96.97936,18.68472],[-96.98379,18.68534],[-96.98624,18.68592],[-96.98796,18.68579],[-96.98912,18.68549],[-96.99415,18.68498],[-96.99523,18.68162],[-96.99457,18.67868],[-96.99412,18.67678],[-96.99346,18.6759]]}}
Línea 115.0 kV | LineString | 115.0 kV |  |  |  | CFE |  |  |  |  | OpenStreetMap | {"type":"Feature","properties":{},"geometry":{"type":"LineString","coordinates":[[-97.1683,18.82103],[-97.16876,18.81983],[-97.16948,18.8178],[-97.16962,18.81741],[-97.16887,18.81663],[-97.16807,18.81581],[-97.16719,18.81494],[-97.16667,18.81439],[-97.16727,18.81387],[-97.16672,18.81314],[-97.16739,18.81265],[-97.16809,18.81212],[-97.16853,18.81182]]}}
Línea 115.0 kV | LineString | 115.0 kV |  |  |  | Comisión Federal de Electricidad |  |  |  |  | OpenStreetMap | {"type":"Feature","properties":{},"geometry":{"type":"LineString","coordinates":[[-101.27289,19.65967],[-101.27331,19.65961],[-101.27684,19.6591],[-101.28064,19.65852],[-101.28146,19.66041],[-101.28272,19.66027],[-101.28401,19.66014],[-101.28521,19.66001],[-101.28929,19.66009],[-101.29253,19.66017],[-101.2966,19.66027],[-101.29767,19.66028],[-101.29776,19.6609],[-101.29797,19.66267],[-101.2995,19.66335],[-101.30023,19.66416],[-101.30112,19.6645],[-101.30095,19.66541],[-101.30096,19.66616],[-101.30097,19.66623],[-101.30115,19.66621]]}}
Línea 115.0 kV | LineString | 115.0 kV | 1 |  |  | CFE |  |  |  |  | OpenStreetMap | {"type":"Feature","properties":{},"geometry":{"type":"LineString","coordinates":[[-97.0031,18.91481],[-97.00238,18.91434],[-97.00175,18.91424],[-97.00153,18.91434]]}}
Línea 115.0 kV | LineString | 115.0 kV | 1 |  |  | CFE |  |  |  |  | OpenStreetMap | {"type":"Feature","properties":{},"geometry":{"type":"LineString","coordinates":[[-96.9984,18.91565],[-97.00097,18.91449],[-97.00139,18.91433]]}}
Línea 115.0 kV | LineString | 115.0 kV | 2 |  |  | CFE |  |  |  |  | OpenStreetMap | {"type":"Feature","properties":{},"geometry":{"type":"LineString","coordinates":[[-116.63605,32.57094],[-116.6362,32.5708],[-116.63609,32.56955],[-116.63592,32.56848],[-116.63628,32.56789],[-116.63807,32.56733],[-116.63985,32.56679],[-116.63956,32.56504],[-116.64089,32.56289],[-116.64425,32.56056],[-116.64544,32.56002],[-116.64582,32.55805],[-116.64611,32.55648],[-116.64886,32.55257],[-116.65162,32.5487],[-116.6532,32.54646],[-116.65745,32.54532],[-116.66084,32.54428],[-116.66402,32.54328],[-116.66758,32.54221],[-116.67599,32.53963]]}}
Línea 115.0 kV | LineString | 115.0 kV | 2 |  |  | CFE |  |  |  |  | OpenStreetMap | {"type":"Feature","properties":{},"geometry":{"type":"LineString","coordinates":[[-116.84182,32.48597],[-116.84474,32.4882],[-116.84603,32.48899],[-116.84752,32.49169],[-116.84849,32.49345],[-116.85077,32.49398],[-116.85262,32.49475],[-116.85383,32.4951],[-116.85511,32.4955],[-116.85775,32.4974],[-116.85982,32.49888],[-116.86419,32.50199],[-116.86871,32.50522],[-116.87106,32.5069],[-116.87316,32.50843],[-116.87587,32.51035],[-116.87701,32.51058],[-116.87825,32.5108],[-116.8797,32.51106],[-116.88208,32.51149],[-116.88457,32.51195],[-116.8846,32.51422],[-116.88445,32.51443]]}}
Línea 115.0 kV | LineString | 115.0 kV |  |  |  | Comisión Federal de Electricidad |  |  |  |  | OpenStreetMap | {"type":"Feature","properties":{},"geometry":{"type":"LineString","coordinates":[[-101.251,19.69042],[-101.25106,19.68989],[-101.25186,19.68896],[-101.25263,19.68804],[-101.25314,19.68681],[-101.25526,19.68223],[-101.25577,19.68025],[-101.25649,19.6785],[-101.25715,19.67685],[-101.25787,19.67506],[-101.25844,19.67363],[-101.25904,19.67213],[-101.25973,19.67042],[-101.26037,19.66883],[-101.26101,19.66724],[-101.26198,19.66481],[-101.26262,19.6632],[-101.26323,19.66161],[-101.26454,19.65837],[-101.26515,19.6569],[-101.26633,19.65395],[-101.26688,19.65258],[-101.26693,19.65242]]}}
Línea 115.0 kV | LineString | 115.0 kV | 2 |  |  | CFE |  |  |  |  | OpenStreetMap | {"type":"Feature","properties":{},"geometry":{"type":"LineString","coordinates":[[-86.83429,21.03186],[-86.83722,21.03283],[-86.84635,21.03585],[-86.84766,21.03811],[-86.84696,21.04068],[-86.84622,21.04365],[-86.84535,21.04689],[-86.84446,21.05017],[-86.84364,21.05344],[-86.8429,21.05627],[-86.84215,21.05926],[-86.84143,21.06205],[-86.84429,21.06514],[-86.84619,21.0672]]}}
Línea 115.0 kV | LineString | 115.0 kV | 1 |  |  | CFE |  |  |  |  | OpenStreetMap | {"type":"Feature","properties":{},"geometry":{"type":"LineString","coordinates":[[-105.80832,26.86281],[-105.80873,26.86241],[-105.80923,26.86207],[-105.80862,26.86175],[-105.81048,26.86025],[-105.81219,26.85884],[-105.81372,26.85764],[-105.81388,26.85798]]}}
Línea 115.0 kV | LineString | 115.0 kV | 1 |  |  | CFE |  |  |  |  | OpenStreetMap | {"type":"Feature","properties":{},"geometry":{"type":"LineString","coordinates":[[-105.81068,26.86274],[-105.81067,26.86265],[-105.81066,26.86226],[-105.81121,26.86164],[-105.81271,26.8601],[-105.81408,26.85871],[-105.81395,26.85811]]}}
Línea 115.0 kV | LineString | 115.0 kV | 1 |  |  | CFE |  |  |  |  | OpenStreetMap | {"type":"Feature","properties":{},"geometry":{"type":"LineString","coordinates":[[-105.80811,26.86287],[-105.80752,26.86318],[-105.80718,26.86285],[-105.80633,26.86187],[-105.8055,26.86097],[-105.80441,26.85976],[-105.80247,26.85877],[-105.80047,26.85778],[-105.79885,26.85696],[-105.79707,26.85605],[-105.79523,26.8551],[-105.79356,26.85426],[-105.79163,26.85328],[-105.78987,26.85239],[-105.7883,26.85161],[-105.78647,26.85066],[-105.78481,26.8498],[-105.78315,26.84894],[-105.78142,26.84807],[-105.77963,26.84716],[-105.77782,26.84625],[-105.77592,26.84529],[-105.77403,26.84433],[-105.77224,26.84343],[-105.77022,26.8424],[-105.76846,26.84152],[-105.76673,26.84066],[-105.7649,26.8397],[-105.76326,26.83889],[-105.76143,26.83795],[-105.75977,26.83712],[-105.75816,26.83629],[-105.75624,26.83534],[-105.75449,26.83445],[-105.75274,26.83357],[-105.75101,26.8327],[-105.74942,26.83188],[-105.74823,26.83128],[-105.74663,26.83046],[-105.74508,26.82969],[-105.74342,26.82885],[-105.74179,26.82803],[-105.74016,26.82721],[-105.7385,26.82636],[-105.73681,26.82551],[-105.73525,26.82472],[-105.73359,26.82389],[-105.73191,26.82304],[-105.73026,26.8222],[-105.72823,26.82118],[-105.72644,26.82027],[-105.72513,26.81961],[-105.72336,26.81872],[-105.72132,26.81769],[-105.71986,26.81695],[-105.71821,26.81612],[-105.7166,26.8153],[-105.71502,26.8145],[-105.71352,26.81375],[-105.7119,26.81293],[-105.70988,26.8119],[-105.70813,26.81102],[-105.70642,26.81015],[-105.70519,26.80953],[-105.70396,26.80891],[-105.70265,26.80824],[-105.70137,26.80759],[-105.69983,26.80681],[-105.69852,26.80615],[-105.6972,26.80549],[-105.6959,26.80482],[-105.69453,26.80412],[-105.69289,26.8032],[-105.69111,26.80221],[-105.68938,26.80125],[-105.68742,26.80017],[-105.68557,26.79914],[-105.68433,26.79843],[-105.68292,26.79765],[-105.68095,26.79656],[-105.67933,26.79567],[-105.67806,26.79495],[-105.67633,26.79399],[-105.67473,26.7931],[-105.67321,26.79225],[-105.67148,26.79128],[-105.67017,26.79055],[-105.66846,26.7896],[-105.66679,26.78867],[-105.66558,26.788],[-105.66397,26.7871],[-105.66225,26.78615],[-105.66052,26.78518],[-105.6597,26.78474],[-105.6593,26.78464]]}}
Línea 115.0 kV | LineString | 115.0 kV | 1 |  |  | CFE |  |  |  |  | OpenStreetMap | {"type":"Feature","properties":{},"geometry":{"type":"LineString","coordinates":[[-105.80826,26.86274],[-105.80873,26.86241],[-105.80914,26.86205],[-105.80859,26.86179],[-105.80772,26.86248],[-105.80698,26.86313],[-105.80591,26.86393],[-105.80419,26.8653],[-105.80246,26.86671],[-105.80073,26.8681],[-105.79899,26.86948],[-105.79729,26.87086],[-105.79557,26.87226],[-105.79405,26.87347],[-105.79225,26.8749],[-105.79084,26.87602],[-105.78915,26.87737],[-105.78725,26.87889],[-105.78575,26.8801],[-105.7839,26.88158],[-105.78132,26.88365],[-105.77982,26.88486],[-105.77788,26.88643],[-105.77674,26.88736],[-105.77508,26.88871],[-105.77333,26.89014],[-105.77186,26.89135],[-105.77004,26.89283],[-105.76854,26.89404],[-105.76689,26.89537],[-105.76529,26.89672],[-105.76381,26.89788],[-105.76215,26.89923],[-105.76064,26.90045],[-105.75902,26.90179],[-105.75718,26.90332],[-105.75545,26.90472],[-105.75351,26.90629],[-105.75165,26.90779],[-105.74736,26.91125],[-105.74414,26.9139],[-105.74249,26.91524],[-105.74111,26.9164],[-105.73979,26.91747],[-105.73742,26.91829],[-105.73452,26.91936],[-105.73268,26.92003],[-105.72994,26.92098],[-105.72797,26.92167],[-105.72601,26.92236],[-105.72375,26.92316],[-105.72058,26.92432],[-105.71809,26.92523],[-105.71364,26.92685],[-105.71189,26.92745],[-105.70883,26.92855],[-105.70606,26.92949],[-105.70161,26.93113],[-105.69906,26.93205],[-105.69726,26.93269],[-105.69685,26.9327]]}}
Línea 115.0 kV | LineString | 115.0 kV | 2 |  |  | Comisión Federal de Electricidad |  |  |  |  | OpenStreetMap | {"type":"Feature","properties":{},"geometry":{"type":"LineString","coordinates":[[-110.34213,24.0851],[-110.34267,24.08529],[-110.34275,24.08575],[-110.34371,24.08607],[-110.34486,24.08646],[-110.34581,24.08678],[-110.34683,24.08716],[-110.34638,24.08817],[-110.34598,24.08915],[-110.34556,24.0902],[-110.34516,24.09118],[-110.34473,24.09224],[-110.34434,24.09321],[-110.34393,24.09424],[-110.34352,24.09523],[-110.3431,24.09626],[-110.34269,24.09726],[-110.34228,24.0983],[-110.34187,24.09927],[-110.34144,24.10031],[-110.34106,24.10132],[-110.34065,24.10235],[-110.34025,24.10335],[-110.33984,24.10437],[-110.33922,24.10474]]}}
Línea 115.0 kV | LineString | 115.0 kV | 4 |  |  | CFE |  |  |  |  | OpenStreetMap | {"type":"Feature","properties":{},"geometry":{"type":"LineString","coordinates":[[-100.09903,25.72612],[-100.09827,25.72511],[-100.09714,25.72499],[-100.09601,25.72488],[-100.0947,25.72471]]}}
Línea 115.0 kV | LineString | 115.0 kV | 2 |  |  | CFE |  |  |  |  | OpenStreetMap | {"type":"Feature","properties":{},"geometry":{"type":"LineString","coordinates":[[-100.09417,25.71996],[-100.09408,25.7205],[-100.09369,25.72103],[-100.09338,25.72146],[-100.09299,25.72202],[-100.09271,25.72242],[-100.09242,25.72296],[-100.09198,25.72338],[-100.09195,25.724]]}}
Línea 115.0 kV | LineString | 115.0 kV | 1 |  |  | CFE |  |  |  |  | OpenStreetMap | {"type":"Feature","properties":{},"geometry":{"type":"LineString","coordinates":[[-100.0937,25.72465],[-100.09313,25.72459],[-100.09261,25.72453]]}}
Línea 115.0 kV | LineString | 115.0 kV | 2 |  |  | CFE |  |  |  |  | OpenStreetMap | {"type":"Feature","properties":{},"geometry":{"type":"LineString","coordinates":[[-100.0937,25.72465],[-100.0947,25.72471]]}}
Línea 115.0 kV | LineString | 115.0 kV | 1 |  |  | CFE |  |  |  |  | OpenStreetMap | {"type":"Feature","properties":{},"geometry":{"type":"LineString","coordinates":[[-100.09261,25.72463],[-100.09312,25.72469],[-100.0937,25.72465]]}}
Línea 115.0 kV | LineString | 115.0 kV | 2 |  |  | CFE |  |  |  |  | OpenStreetMap | {"type":"Feature","properties":{},"geometry":{"type":"LineString","coordinates":[[-100.0947,25.72471],[-100.09371,25.72447]]}}
Línea 115.0 kV | LineString | 115.0 kV | 1 |  |  | CFE |  |  |  |  | OpenStreetMap | {"type":"Feature","properties":{},"geometry":{"type":"LineString","coordinates":[[-100.09371,25.72447],[-100.09313,25.7245],[-100.09263,25.72444]]}}
Línea 115.0 kV | LineString | 115.0 kV | 1 |  |  | CFE |  |  |  |  | OpenStreetMap | {"type":"Feature","properties":{},"geometry":{"type":"LineString","coordinates":[[-100.09263,25.72434],[-100.09314,25.72439],[-100.09371,25.72447]]}}
Línea 115.0 kV | LineString | 115.0 kV | 2 |  |  | CFE |  |  |  |  | OpenStreetMap | {"type":"Feature","properties":{},"geometry":{"type":"LineString","coordinates":[[-100.09314,25.72407],[-100.09254,25.72406],[-100.09195,25.724]]}}
Línea 115.0 kV | LineString | 115.0 kV | 2 |  |  | CFE |  |  |  |  | OpenStreetMap | {"type":"Feature","properties":{},"geometry":{"type":"LineString","coordinates":[[-100.09195,25.724],[-100.09193,25.7242],[-100.09252,25.72426],[-100.09313,25.72427]]}}
Línea 115.0 kV | LineString | 115.0 kV | 2 |  |  | CFE |  |  |  |  | OpenStreetMap | {"type":"Feature","properties":{},"geometry":{"type":"LineString","coordinates":[[-100.10188,25.71668],[-100.10054,25.71722],[-100.09924,25.71777],[-100.09838,25.71818],[-100.09753,25.71862],[-100.0967,25.71895],[-100.09555,25.71937],[-100.09484,25.71964],[-100.09449,25.72045],[-100.09427,25.72125],[-100.09386,25.72188],[-100.09382,25.72251],[-100.09398,25.72315],[-100.0938,25.72387]]}}
Línea 115.0 kV | LineString | 115.0 kV | 1 |  |  | CFE |  |  |  |  | OpenStreetMap | {"type":"Feature","properties":{},"geometry":{"type":"LineString","coordinates":[[-100.09267,25.72385],[-100.09317,25.7239],[-100.0938,25.72387]]}}
Línea 115.0 kV | LineString | 115.0 kV | 1 |  |  | CFE |  |  |  |  | OpenStreetMap | {"type":"Feature","properties":{},"geometry":{"type":"LineString","coordinates":[[-100.0938,25.72387],[-100.09318,25.7238],[-100.09268,25.72375]]}}
Línea 115.0 kV | LineString | 115.0 kV |  |  |  | CFE |  |  |  |  | OpenStreetMap | {"type":"Feature","properties":{},"geometry":{"type":"LineString","coordinates":[[-97.7993,20.96747],[-97.79541,20.96651],[-97.7916,20.96694],[-97.78814,20.96621],[-97.78473,20.96546],[-97.78139,20.96473],[-97.77806,20.96401],[-97.77453,20.96326],[-97.77111,20.96253],[-97.76771,20.96178],[-97.76429,20.96105],[-97.76119,20.96038],[-97.7582,20.95973],[-97.75482,20.95903],[-97.75193,20.95839],[-97.74773,20.95752],[-97.74478,20.95687],[-97.74181,20.95626],[-97.73897,20.95567],[-97.73624,20.95465],[-97.7331,20.95344],[-97.73004,20.9523],[-97.727,20.95117],[-97.72446,20.95022],[-97.72159,20.94913],[-97.71868,20.94803],[-97.7161,20.94707],[-97.71414,20.9466],[-97.71241,20.9462],[-97.71097,20.9453]]}}
Línea 115.0 kV | LineString | 115.0 kV | 1 |  |  | CFE |  |  |  |  | OpenStreetMap | {"type":"Feature","properties":{},"geometry":{"type":"LineString","coordinates":[[-97.71012,20.94434],[-97.70696,20.94489],[-97.70315,20.94612],[-97.70095,20.94681]]}}
Línea 115.0 kV | LineString | 115.0 kV | 2 |  |  | CFE |  |  |  |  | OpenStreetMap | {"type":"Feature","properties":{},"geometry":{"type":"LineString","coordinates":[[-97.46397,20.94743],[-97.46329,20.94698],[-97.46106,20.94516],[-97.45866,20.94321],[-97.45668,20.9427],[-97.4543,20.9421],[-97.44979,20.94098],[-97.44405,20.93954],[-97.43999,20.93853],[-97.43681,20.93775],[-97.43373,20.93697],[-97.43129,20.9348],[-97.42851,20.93232],[-97.42682,20.9308],[-97.42538,20.93063],[-97.42174,20.93026],[-97.41783,20.92981],[-97.41412,20.9313],[-97.4111,20.93093],[-97.40956,20.931],[-97.40548,20.93091],[-97.40432,20.92988],[-97.40271,20.93054],[-97.39986,20.93168],[-97.39619,20.93303],[-97.39411,20.93361],[-97.39147,20.93434],[-97.38876,20.93508],[-97.38728,20.93558],[-97.38451,20.93558],[-97.38313,20.93556]]}}
Línea 115.0 kV | LineString | 115.0 kV | 2 |  |  | CFE |  |  |  |  | OpenStreetMap | {"type":"Feature","properties":{},"geometry":{"type":"LineString","coordinates":[[-97.70095,20.94681],[-97.69717,20.94664],[-97.69446,20.94655],[-97.69121,20.94643],[-97.68783,20.94627],[-97.68461,20.94615],[-97.68043,20.94598],[-97.67725,20.94585],[-97.67336,20.94569],[-97.67028,20.94556],[-97.66705,20.94543],[-97.66459,20.94533],[-97.66188,20.94447],[-97.6585,20.94336],[-97.65601,20.94252],[-97.65228,20.94135],[-97.64954,20.94044],[-97.64654,20.93945],[-97.64353,20.9385],[-97.641,20.9377],[-97.63814,20.9385],[-97.63488,20.93941],[-97.6323,20.94015],[-97.62941,20.94096],[-97.62632,20.94182],[-97.6233,20.94268],[-97.62077,20.94337],[-97.61797,20.94416],[-97.61461,20.94512],[-97.61184,20.94589],[-97.60757,20.94709],[-97.6051,20.9478],[-97.60216,20.94862],[-97.5995,20.94937],[-97.59423,20.95083],[-97.58991,20.95028],[-97.58614,20.9498],[-97.58403,20.95034],[-97.58144,20.95098],[-97.58021,20.95132],[-97.57777,20.95189],[-97.57483,20.9526],[-97.57071,20.95362],[-97.56676,20.95461],[-97.56187,20.9558],[-97.55822,20.95672],[-97.55483,20.95755],[-97.55179,20.95831],[-97.54902,20.959],[-97.54571,20.95981],[-97.54367,20.96034],[-97.5406,20.95983],[-97.53771,20.95933],[-97.53482,20.95888],[-97.53227,20.95844],[-97.52799,20.95775],[-97.52535,20.95732],[-97.5221,20.95679],[-97.51913,20.95631],[-97.51536,20.95568],[-97.51307,20.95526],[-97.51015,20.95479],[-97.50721,20.95431],[-97.50364,20.95373],[-97.50055,20.9532],[-97.49817,20.95285],[-97.49504,20.95229],[-97.49239,20.95185],[-97.48889,20.9513],[-97.48537,20.95073],[-97.48255,20.95022],[-97.47999,20.9498],[-97.47739,20.94938],[-97.47385,20.94886],[-97.4717,20.9485],[-97.47052,20.94832],[-97.46645,20.94802],[-97.46487,20.94774]]}}
Línea 115.0 kV | LineString | 115.0 kV | 2 |  |  | CFE |  |  |  |  | OpenStreetMap | {"type":"Feature","properties":{},"geometry":{"type":"LineString","coordinates":[[-97.45144,20.96271],[-97.44833,20.96429],[-97.446,20.96542],[-97.44334,20.96676],[-97.44118,20.96778],[-97.43891,20.9689],[-97.43735,20.96968],[-97.43521,20.97074],[-97.43259,20.97204],[-97.43028,20.97328],[-97.42877,20.97405],[-97.42589,20.97548],[-97.42294,20.97689],[-97.4193,20.97873],[-97.41707,20.97976],[-97.41563,20.98046],[-97.41237,20.98206],[-97.41005,20.98318],[-97.4076,20.9839],[-97.40492,20.98468],[-97.4017,20.98557],[-97.39896,20.98636],[-97.39595,20.98707],[-97.3877,20.98902],[-97.38598,20.98977],[-97.38364,20.99087],[-97.3807,20.99214],[-97.37836,20.99322],[-97.37563,20.99448],[-97.37251,20.9959],[-97.36952,20.99725],[-97.36685,20.99845],[-97.36398,20.99976],[-97.36109,21.00106],[-97.35828,21.00233],[-97.35536,21.00365],[-97.35241,21.00498],[-97.34946,21.00631],[-97.34659,21.00761],[-97.34374,21.00889],[-97.34088,21.01021],[-97.33833,21.01135],[-97.33573,21.01165],[-97.33352,21.01145]]}}
Línea 115.0 kV | LineString | 115.0 kV | 2 |  |  | CFE |  |  |  |  | OpenStreetMap | {"type":"Feature","properties":{},"geometry":{"type":"LineString","coordinates":[[-97.87603,22.23699],[-97.87907,22.23661],[-97.87963,22.23383],[-97.88019,22.23111],[-97.88351,22.23013],[-97.88731,22.22947],[-97.89062,22.22872],[-97.89461,22.22783],[-97.89851,22.22694],[-97.90261,22.22602],[-97.90675,22.22509],[-97.91102,22.22411],[-97.91522,22.22321],[-97.92343,22.22147],[-97.92905,22.22027],[-97.93002,22.22006]]}}
Línea 115.0 kV | LineString | 115.0 kV | 2 |  |  | CFE |  |  |  |  | OpenStreetMap | {"type":"Feature","properties":{},"geometry":{"type":"LineString","coordinates":[[-97.88289,22.23677],[-97.88079,22.23468],[-97.87845,22.23251],[-97.8757,22.22987],[-97.87258,22.22682],[-97.87193,22.22693]]}}
Línea 115.0 kV | LineString | 115.0 kV | 2 |  |  | CFE |  |  |  |  | OpenStreetMap | {"type":"Feature","properties":{},"geometry":{"type":"LineString","coordinates":[[-98.00264,22.22267],[-98.00219,22.22332],[-98.00353,22.22431],[-98.00474,22.22521],[-98.00604,22.2262],[-98.00711,22.23051],[-98.00688,22.23107],[-98.0063,22.23127],[-98.00437,22.23295],[-98.00249,22.23451],[-97.99933,22.23607],[-97.99613,22.23759],[-97.99313,22.23904],[-97.98996,22.24057],[-97.98648,22.24224],[-97.98292,22.24392],[-97.9797,22.24552],[-97.97537,22.24761],[-97.97124,22.24683],[-97.96709,22.24606],[-97.96292,22.2453],[-97.95874,22.24454],[-97.95456,22.24375],[-97.95046,22.24301],[-97.94628,22.24222],[-97.94218,22.24145],[-97.93804,22.2407],[-97.93392,22.23993],[-97.92973,22.23914],[-97.92548,22.23835],[-97.92146,22.23762],[-97.91763,22.23689],[-97.91395,22.23622],[-97.91073,22.23561],[-97.90741,22.23499],[-97.90275,22.23416],[-97.90009,22.2349],[-97.89812,22.23551],[-97.89446,22.23663]]}}
Línea 115.0 kV | LineString | 115.0 kV | 1 |  |  | CFE |  |  |  |  | OpenStreetMap | {"type":"Feature","properties":{},"geometry":{"type":"LineString","coordinates":[[-98.34315,21.0248],[-98.34264,21.02512]]}}
Línea 115.0 kV | LineString | 115.0 kV | 1 |  |  | CFE |  |  |  |  | OpenStreetMap | {"type":"Feature","properties":{},"geometry":{"type":"LineString","coordinates":[[-98.42046,21.11678],[-98.41772,21.11728],[-98.41552,21.11765],[-98.41165,21.11841],[-98.40787,21.11919],[-98.40552,21.11963],[-98.40148,21.12038],[-98.39765,21.12111],[-98.39511,21.12159],[-98.39292,21.12202],[-98.39074,21.12246],[-98.38803,21.12292],[-98.38639,21.12326],[-98.3831,21.12385],[-98.38031,21.12435],[-98.37777,21.12688],[-98.37643,21.12821],[-98.37541,21.12924],[-98.37457,21.13011],[-98.37346,21.13126],[-98.3719,21.1327],[-98.36899,21.13565],[-98.36721,21.13738],[-98.3654,21.13921],[-98.36281,21.14183],[-98.36074,21.14387],[-98.35982,21.14482],[-98.35962,21.14649],[-98.35925,21.14961],[-98.35893,21.15228],[-98.35865,21.15469],[-98.35841,21.15695],[-98.35999,21.15859],[-98.36163,21.16032],[-98.36236,21.16288],[-98.36321,21.1658],[-98.36399,21.16861],[-98.3648,21.17137],[-98.36538,21.17335],[-98.36636,21.17681],[-98.36696,21.17879],[-98.36744,21.18055],[-98.36836,21.18369],[-98.36917,21.18715],[-98.36884,21.19013],[-98.36853,21.19261],[-98.36836,21.194],[-98.36824,21.19536],[-98.36789,21.19862],[-98.36752,21.20135],[-98.36704,21.20539],[-98.36676,21.20742],[-98.36656,21.20934],[-98.36629,21.21148],[-98.36595,21.21388],[-98.36562,21.21617],[-98.36559,21.21715],[-98.36532,21.22095],[-98.36512,21.22387],[-98.36476,21.228],[-98.36455,21.23125],[-98.36434,21.2337],[-98.36418,21.23591],[-98.36388,21.23904],[-98.36383,21.24069],[-98.36366,21.24324],[-98.36354,21.24528],[-98.36346,21.24652],[-98.36321,21.24921],[-98.36308,21.2512],[-98.36286,21.25387],[-98.36263,21.25661],[-98.36239,21.25947],[-98.36225,21.26187],[-98.36204,21.26449],[-98.36181,21.26716],[-98.36161,21.26984],[-98.3605,21.27228],[-98.35947,21.27455],[-98.35685,21.27914],[-98.35688,21.2805],[-98.35704,21.28388],[-98.35716,21.28604],[-98.35729,21.28823],[-98.35736,21.2904],[-98.36001,21.29219],[-98.36002,21.29418],[-98.36001,21.2994],[-98.35868,21.30073],[-98.35839,21.30104],[-98.35832,21.30198],[-98.35822,21.30381],[-98.35817,21.30478],[-98.35811,21.3057],[-98.35773,21.31116],[-98.35768,21.31208],[-98.35787,21.31421],[-98.3599,21.31611],[-98.35989,21.31788],[-98.35989,21.32027],[-98.35987,21.32267],[-98.35986,21.32519],[-98.35981,21.32744],[-98.35981,21.33035],[-98.3598,21.33219],[-98.35814,21.33371],[-98.35605,21.33557],[-98.35673,21.34354],[-98.3581,21.34568],[-98.35849,21.34637],[-98.35869,21.34835],[-98.35884,21.35069],[-98.359,21.35283],[-98.35913,21.35476],[-98.35939,21.35734],[-98.35967,21.3603],[-98.35967,21.36252],[-98.35963,21.36514],[-98.35964,21.36754],[-98.35964,21.36979],[-98.3596,21.37227],[-98.35959,21.37489],[-98.35949,21.37774],[-98.35957,21.37993],[-98.35959,21.38207],[-98.3595,21.38504],[-98.35949,21.38745],[-98.35949,21.38987],[-98.35946,21.39245],[-98.35945,21.3943],[-98.35946,21.39613],[-98.35946,21.39852],[-98.35944,21.40092],[-98.35938,21.40377],[-98.35937,21.40528],[-98.35939,21.40731],[-98.35936,21.40935],[-98.35936,21.41139],[-98.35939,21.41358],[-98.35932,21.41578],[-98.36044,21.41733],[-98.3616,21.41906],[-98.36252,21.42036],[-98.36446,21.42308],[-98.36565,21.42482],[-98.36692,21.42653],[-98.36803,21.42832],[-98.36917,21.42996],[-98.37065,21.43209],[-98.37067,21.4344],[-98.37072,21.43701],[-98.3707,21.43947],[-98.37075,21.44161],[-98.37079,21.44426],[-98.37076,21.44637],[-98.37083,21.44905],[-98.37087,21.45192],[-98.37087,21.45646],[-98.3709,21.45804],[-98.37092,21.46044],[-98.37093,21.46242],[-98.37093,21.46437],[-98.37098,21.46685],[-98.371,21.46908],[-98.37021,21.4724],[-98.36908,21.4749],[-98.36789,21.47737],[-98.36673,21.47986],[-98.36556,21.48233],[-98.36474,21.48403],[-98.36322,21.48727],[-98.3624,21.48911],[-98.357,21.49646],[-98.35662,21.49788],[-98.35598,21.50005],[-98.35522,21.50272],[-98.35413,21.5066],[-98.35306,21.5103],[-98.35243,21.51242],[-98.35394,21.51389],[-98.35931,21.51535],[-98.36572,21.51713],[-98.36578,21.52107],[-98.36597,21.52382],[-98.36619,21.52675],[-98.36512,21.53165],[-98.36431,21.53584],[-98.36333,21.54136],[-98.36262,21.54508],[-98.36211,21.54778],[-98.36164,21.55019],[-98.361,21.55356],[-98.36027,21.55727],[-98.35959,21.56103],[-98.35886,21.56474],[-98.35814,21.56861],[-98.35767,21.57104],[-98.35705,21.57447],[-98.35642,21.57789],[-98.35577,21.58127],[-98.35506,21.58485],[-98.3546,21.58805],[-98.35399,21.59175],[-98.35343,21.59552],[-98.35281,21.59925],[-98.35224,21.60301],[-98.35166,21.6068],[-98.35119,21.6097],[-98.35075,21.61263],[-98.35016,21.61637],[-98.34957,21.62013],[-98.34898,21.62388],[-98.34844,21.62629],[-98.35067,21.62866],[-98.35284,21.63095],[-98.35523,21.63346],[-98.35847,21.63689],[-98.36139,21.63998],[-98.36157,21.64014],[-98.3637,21.64334],[-98.36436,21.6438],[-98.3652,21.64449],[-98.36605,21.64516],[-98.3665,21.64573],[-98.36719,21.64726],[-98.36755,21.64814],[-98.36747,21.64932],[-98.36727,21.65023],[-98.36705,21.65119],[-98.36682,21.65225],[-98.36657,21.65331],[-98.36633,21.65438],[-98.36609,21.65544],[-98.36586,21.65653],[-98.36561,21.65756],[-98.36535,21.65859],[-98.3651,21.65968],[-98.36487,21.66074],[-98.36464,21.66167],[-98.36447,21.66276],[-98.36425,21.66337],[-98.3641,21.66413],[-98.36379,21.66561],[-98.36306,21.66876],[-98.36284,21.66975],[-98.36262,21.67072],[-98.36196,21.67366],[-98.36175,21.67463],[-98.36153,21.6756],[-98.36133,21.67651],[-98.36107,21.67768],[-98.36083,21.67876],[-98.3606,21.67986],[-98.36033,21.68093],[-98.36008,21.68202],[-98.35986,21.68311],[-98.3596,21.68426],[-98.35936,21.68529],[-98.35913,21.68639],[-98.35888,21.68745],[-98.35863,21.68855],[-98.35815,21.69072],[-98.35767,21.69297],[-98.3572,21.69509],[-98.35694,21.69617],[-98.3567,21.69726],[-98.35645,21.69835],[-98.35621,21.69943],[-98.35596,21.70051],[-98.35571,21.7016],[-98.35547,21.70268],[-98.35522,21.70375],[-98.35498,21.70486],[-98.35475,21.70596],[-98.35425,21.70807],[-98.35446,21.7085],[-98.35629,21.71214],[-98.35779,21.71509],[-98.3593,21.71807],[-98.36093,21.72133],[-98.36584,21.73103],[-98.36743,21.7342],[-98.36683,21.73718],[-98.36619,21.74016],[-98.36555,21.74312],[-98.36493,21.74604],[-98.36431,21.74896],[-98.36369,21.7517],[-98.36232,21.75821],[-98.36152,21.76199],[-98.36072,21.76572],[-98.36005,21.76881],[-98.35927,21.77259],[-98.35846,21.77634],[-98.35826,21.77724]]}}
Línea 115.0 kV | LineString | 115.0 kV | 1 |  |  | CFE |  |  |  |  | OpenStreetMap | {"type":"Feature","properties":{},"geometry":{"type":"LineString","coordinates":[[-98.42272,21.09596],[-98.4217,21.09327],[-98.41963,21.08788],[-98.41891,21.08597],[-98.41776,21.08293],[-98.41731,21.08171],[-98.41552,21.08079],[-98.41317,21.07962],[-98.41064,21.07835],[-98.40808,21.07711],[-98.4063,21.07623],[-98.40286,21.07454],[-98.39792,21.07212],[-98.39548,21.07091],[-98.38895,21.0677],[-98.38629,21.06641],[-98.38236,21.06451],[-98.37961,21.06031],[-98.37734,21.05684],[-98.37673,21.05602],[-98.37607,21.05174],[-98.37284,21.05023],[-98.36942,21.04786],[-98.36522,21.04498],[-98.363,21.04339],[-98.36027,21.04133],[-98.35755,21.03948],[-98.35401,21.03693],[-98.35125,21.035],[-98.34933,21.03362],[-98.34664,21.03172],[-98.34394,21.02981],[-98.34337,21.02758],[-98.34264,21.02512]]}}
Línea 115.0 kV | LineString | 115.0 kV | 1 |  |  | CFE |  |  |  |  | OpenStreetMap | {"type":"Feature","properties":{},"geometry":{"type":"LineString","coordinates":[[-98.42272,21.09596],[-98.42459,21.09448],[-98.42762,21.09215],[-98.43006,21.0905],[-98.43199,21.08905],[-98.43496,21.08677],[-98.4372,21.08513],[-98.44061,21.08454],[-98.44402,21.084],[-98.44759,21.08328],[-98.45202,21.08261],[-98.45429,21.0822],[-98.45595,21.08191],[-98.45913,21.08139],[-98.46395,21.08054],[-98.46661,21.08012],[-98.47064,21.07936],[-98.47413,21.07876],[-98.47761,21.07805],[-98.48077,21.07737],[-98.4856,21.07629],[-98.49192,21.07345],[-98.49556,21.07172],[-98.49964,21.07047],[-98.50275,21.06942],[-98.50485,21.06877],[-98.5113,21.06888],[-98.51768,21.06897],[-98.52132,21.06906],[-98.524,21.06911],[-98.52688,21.06793],[-98.52902,21.06703],[-98.53034,21.06648],[-98.53315,21.0653],[-98.53775,21.06333],[-98.54255,21.06133],[-98.54372,21.06085],[-98.5471,21.05942],[-98.55184,21.05742],[-98.55408,21.05647],[-98.56014,21.05394],[-98.56426,21.05223],[-98.56698,21.05108],[-98.57352,21.04835],[-98.58235,21.04461],[-98.58471,21.04363],[-98.58869,21.03984],[-98.5924,21.03628],[-98.5949,21.03388],[-98.5971,21.03177],[-98.60206,21.02701],[-98.61521,21.0215],[-98.61957,21.02155],[-98.62084,21.02158],[-98.62676,21.02161],[-98.62895,21.02164],[-98.63364,21.02163],[-98.63629,21.02167],[-98.63839,21.02027],[-98.64009,21.01912],[-98.64355,21.01683],[-98.64462,21.01611],[-98.64556,21.01272],[-98.64678,21.00843],[-98.64731,21.00661],[-98.64823,21.0034],[-98.65043,20.9956],[-98.65214,20.98956],[-98.65273,20.98768],[-98.65299,20.98673],[-98.65809,20.98436],[-98.66488,20.98123],[-98.66823,20.97971],[-98.66967,20.97905],[-98.67378,20.97715],[-98.68373,20.97253],[-98.68647,20.97129],[-98.68875,20.97033],[-98.68961,20.96776],[-98.69037,20.96616],[-98.69825,20.94521],[-98.70032,20.93409],[-98.7011,20.92934],[-98.70279,20.92074],[-98.70323,20.91785],[-98.70348,20.91665],[-98.70423,20.91322],[-98.70522,20.90869],[-98.70563,20.90672],[-98.70578,20.90477],[-98.70627,20.89732],[-98.70672,20.89105],[-98.70685,20.8889],[-98.70735,20.88178],[-98.7075,20.87955],[-98.70781,20.87532],[-98.70857,20.8637],[-98.70883,20.86002],[-98.71383,20.853],[-98.71665,20.84896],[-98.71876,20.84601],[-98.72029,20.84363],[-98.72273,20.83941],[-98.72354,20.83807],[-98.72643,20.83326],[-98.72965,20.82547],[-98.73178,20.81511],[-98.73217,20.81326],[-98.73527,20.80247],[-98.73587,20.80031],[-98.73728,20.7953],[-98.73509,20.79117],[-98.73118,20.79026],[-98.73041,20.79066],[-98.73032,20.79107]]}}
Línea 115.0 kV | LineString | 115.0 kV | 2 |  |  | CFE |  |  |  |  | OpenStreetMap | {"type":"Feature","properties":{},"geometry":{"type":"LineString","coordinates":[[-106.46333,31.58729],[-106.46315,31.58764],[-106.46457,31.5893],[-106.464,31.59184],[-106.46511,31.59409],[-106.46698,31.59552],[-106.46902,31.59712],[-106.47095,31.59859],[-106.47356,31.60062],[-106.476,31.60243],[-106.47611,31.6055],[-106.47517,31.60703],[-106.47346,31.60984],[-106.47194,31.61231],[-106.47037,31.61486],[-106.46881,31.6174],[-106.46715,31.62012],[-106.46551,31.6228],[-106.46447,31.62287]]}}
Línea 115.0 kV | LineString | 115.0 kV | 1 |  |  | CFE |  |  |  |  | OpenStreetMap | {"type":"Feature","properties":{},"geometry":{"type":"LineString","coordinates":[[-106.00518,31.37439],[-106.0055,31.37455],[-106.0077,31.37626],[-106.01015,31.37602],[-106.01338,31.37569],[-106.01703,31.37532],[-106.02049,31.37497],[-106.02363,31.37453],[-106.02699,31.37404],[-106.03014,31.37358],[-106.03261,31.37395],[-106.03528,31.37433],[-106.03872,31.37492],[-106.04166,31.37544],[-106.04446,31.37593],[-106.047,31.37637],[-106.05055,31.37694],[-106.05404,31.37749],[-106.05757,31.37806],[-106.0613,31.37866],[-106.06493,31.37923],[-106.06777,31.37983],[-106.07065,31.38039],[-106.07442,31.38104],[-106.07805,31.38166],[-106.08203,31.38234],[-106.08568,31.38201],[-106.0896,31.38167],[-106.09327,31.38136],[-106.09703,31.38102],[-106.1008,31.3807],[-106.10459,31.38039],[-106.10792,31.3801],[-106.11168,31.37976],[-106.1153,31.37945],[-106.11893,31.37915],[-106.12273,31.37879],[-106.12547,31.38112],[-106.12802,31.38335],[-106.13072,31.38571],[-106.13327,31.38789],[-106.13601,31.39027],[-106.1384,31.39233],[-106.14092,31.39452],[-106.14357,31.39683],[-106.14613,31.39905],[-106.14884,31.40139],[-106.15143,31.40362],[-106.15392,31.40581],[-106.15659,31.40817],[-106.15918,31.41037],[-106.16193,31.41274],[-106.16465,31.4151],[-106.16748,31.41755],[-106.17007,31.41979],[-106.17308,31.42244],[-106.17583,31.42478],[-106.17852,31.42711],[-106.18072,31.42897],[-106.18288,31.43068],[-106.18496,31.43225],[-106.18609,31.43316],[-106.18704,31.43396],[-106.18817,31.43484],[-106.18935,31.43581],[-106.1905,31.43674],[-106.19152,31.43752],[-106.19262,31.43841],[-106.19433,31.44076],[-106.19677,31.44287],[-106.20006,31.44569],[-106.20261,31.44793],[-106.20535,31.4503],[-106.20818,31.45273],[-106.21049,31.45476],[-106.21247,31.45645],[-106.21464,31.45832],[-106.21718,31.46054],[-106.22004,31.463],[-106.22208,31.46555],[-106.22425,31.46826],[-106.22634,31.47085],[-106.22913,31.47428],[-106.2313,31.47698],[-106.23338,31.47956],[-106.23553,31.48229],[-106.23772,31.48497],[-106.23969,31.48742],[-106.24185,31.49017],[-106.24406,31.49292],[-106.24653,31.49597],[-106.2486,31.49856],[-106.25054,31.50094],[-106.25215,31.50296],[-106.25502,31.50654],[-106.25775,31.50989],[-106.2598,31.51246],[-106.26219,31.51542],[-106.26461,31.51846],[-106.26702,31.52142],[-106.26937,31.52433],[-106.27153,31.52702],[-106.27423,31.53035],[-106.2768,31.53357],[-106.27883,31.5361],[-106.28105,31.53882],[-106.28367,31.5421],[-106.28607,31.54508],[-106.28722,31.54808],[-106.28866,31.55184],[-106.29002,31.55549],[-106.29149,31.55923],[-106.29309,31.56345],[-106.29443,31.56696],[-106.29565,31.57008],[-106.29684,31.57318],[-106.29786,31.57591],[-106.30074,31.57926],[-106.30386,31.5829],[-106.30641,31.58587],[-106.3086,31.58842],[-106.3114,31.59169],[-106.31434,31.59515],[-106.31608,31.59712],[-106.31859,31.60006],[-106.32085,31.60267],[-106.32359,31.60592],[-106.32453,31.60698]]}}
Línea 115.0 kV | LineString | 115.0 kV | 1 |  |  | CFE |  |  |  |  | OpenStreetMap | {"type":"Feature","properties":{},"geometry":{"type":"LineString","coordinates":[[-92.4403,17.66975],[-92.44073,17.66991],[-92.44361,17.67139],[-92.44498,17.67209],[-92.44764,17.67291],[-92.45039,17.67376],[-92.45319,17.6746],[-92.45595,17.67548],[-92.45878,17.67634],[-92.46126,17.67711],[-92.46372,17.67786],[-92.4668,17.67884],[-92.47136,17.6802],[-92.4774,17.68208],[-92.47915,17.68262],[-92.48294,17.68377],[-92.48647,17.68489],[-92.48934,17.68573],[-92.49159,17.68646],[-92.49473,17.68743],[-92.49682,17.68807],[-92.49913,17.68878],[-92.50255,17.68984],[-92.50552,17.69069],[-92.50822,17.69155],[-92.51088,17.69237],[-92.51374,17.69323],[-92.51659,17.69413],[-92.51919,17.69493],[-92.52151,17.69562],[-92.52385,17.69634],[-92.527,17.69732],[-92.53031,17.69834],[-92.53337,17.69929],[-92.53607,17.70011],[-92.53931,17.70108],[-92.54328,17.70234],[-92.54748,17.70356],[-92.55059,17.70454],[-92.55235,17.70509],[-92.55913,17.70714],[-92.56175,17.708],[-92.56578,17.70926],[-92.56631,17.7106],[-92.56684,17.71195],[-92.56753,17.71368],[-92.56894,17.71723],[-92.57289,17.72725],[-92.57246,17.73061],[-92.56988,17.73276],[-92.56775,17.7345],[-92.5655,17.73634],[-92.56303,17.73839],[-92.5625,17.74104],[-92.56204,17.74357],[-92.56156,17.74612],[-92.56182,17.74892],[-92.5615,17.7515],[-92.56117,17.7542],[-92.56076,17.75762],[-92.56036,17.76067],[-92.55997,17.76389],[-92.55949,17.76789],[-92.56055,17.77022],[-92.56298,17.77187],[-92.56548,17.7736],[-92.56802,17.77531],[-92.57118,17.77748],[-92.57398,17.7794],[-92.57707,17.78148],[-92.57911,17.78289],[-92.58168,17.78466],[-92.5846,17.78665],[-92.58753,17.78864],[-92.58966,17.79011],[-92.59229,17.79189],[-92.59537,17.794],[-92.59921,17.79662],[-92.60151,17.79821],[-92.60388,17.79984],[-92.60396,17.80248],[-92.60403,17.80545],[-92.60414,17.80935],[-92.60422,17.81271],[-92.60434,17.81668],[-92.60442,17.81985],[-92.60449,17.82301],[-92.60456,17.82615],[-92.6047,17.83025],[-92.60473,17.83173],[-92.60737,17.8323],[-92.60729,17.83267],[-92.6075,17.83269]]}}
Línea 115.0 kV | LineString | 115.0 kV | 1 |  |  | CFE |  |  |  |  | OpenStreetMap | {"type":"Feature","properties":{},"geometry":{"type":"LineString","coordinates":[[-91.09721,16.79925],[-91.09773,16.79991],[-91.0995,16.80159],[-91.10049,16.80249],[-91.10267,16.80465],[-91.10433,16.80626],[-91.10593,16.80782],[-91.1085,16.81024],[-91.1093,16.81102],[-91.11052,16.81217],[-91.11156,16.81318],[-91.11284,16.81442],[-91.1143,16.81581],[-91.11509,16.81656],[-91.11631,16.81772],[-91.11744,16.8188],[-91.11885,16.82017],[-91.12023,16.82145],[-91.12131,16.82251],[-91.12344,16.82453],[-91.12433,16.82539],[-91.12525,16.82625],[-91.12639,16.82735],[-91.12745,16.82835],[-91.12877,16.82961],[-91.13002,16.83076],[-91.13152,16.83223],[-91.13265,16.83331],[-91.13397,16.8346],[-91.13668,16.83716],[-91.13875,16.83915],[-91.14098,16.84129],[-91.14279,16.84303],[-91.14472,16.84492],[-91.14743,16.84749],[-91.14821,16.84821],[-91.15032,16.85018],[-91.15208,16.85191],[-91.15339,16.85311],[-91.15467,16.85437],[-91.15589,16.8555],[-91.15677,16.85639],[-91.15752,16.8571],[-91.15832,16.85772],[-91.15945,16.85854],[-91.16097,16.8597],[-91.16227,16.86066],[-91.16356,16.86164],[-91.16448,16.86229],[-91.16587,16.86334],[-91.16757,16.86462],[-91.16901,16.86568],[-91.16979,16.86625],[-91.17123,16.86735],[-91.17212,16.86804],[-91.17399,16.86944],[-91.17534,16.87046],[-91.17688,16.8716],[-91.17827,16.87264],[-91.17966,16.87369],[-91.18128,16.87489],[-91.18311,16.87624],[-91.18541,16.87792],[-91.18681,16.87904],[-91.18826,16.88007],[-91.19064,16.88189],[-91.19151,16.88257],[-91.19397,16.88435],[-91.1955,16.88541],[-91.19779,16.88713],[-91.20226,16.89057],[-91.20307,16.89115],[-91.20416,16.89201],[-91.20617,16.89382],[-91.20747,16.89503],[-91.20861,16.89604],[-91.20953,16.89693],[-91.21064,16.89794],[-91.21207,16.89926],[-91.21352,16.90058],[-91.21511,16.90207],[-91.21727,16.90405],[-91.21845,16.90513],[-91.21944,16.90606],[-91.22052,16.90704],[-91.22243,16.90881],[-91.22397,16.91023],[-91.22497,16.91115],[-91.22737,16.9134],[-91.22904,16.91495],[-91.23142,16.91709],[-91.23729,16.92705],[-91.23901,16.92998],[-91.24096,16.93328],[-91.24272,16.93628],[-91.24399,16.93842],[-91.2467,16.943],[-91.24746,16.94426],[-91.24881,16.94656],[-91.24957,16.94786],[-91.25007,16.94872],[-91.25149,16.95113],[-91.25218,16.95233],[-91.25456,16.95632],[-91.25522,16.9574],[-91.2575,16.96129],[-91.25954,16.96474],[-91.26179,16.96855],[-91.26403,16.97133],[-91.26563,16.97329],[-91.26761,16.97575],[-91.26974,16.97838],[-91.27271,16.98205],[-91.27474,16.98457],[-91.27642,16.98663],[-91.27771,16.98825],[-91.28163,16.99312],[-91.28408,16.99612],[-91.28651,16.99909],[-91.28844,17.00147],[-91.29044,17.00395],[-91.29162,17.00541],[-91.29262,17.00667],[-91.29477,17.00932],[-91.29599,17.01082],[-91.29804,17.01337],[-91.29905,17.01461],[-91.30017,17.01597],[-91.30126,17.01734],[-91.30334,17.01991],[-91.30443,17.02125],[-91.30657,17.0239],[-91.30764,17.02522],[-91.30869,17.02651],[-91.30977,17.02787],[-91.31087,17.02924],[-91.31192,17.03054],[-91.31268,17.03146],[-91.31343,17.03241],[-91.31392,17.03302],[-91.31457,17.03382],[-91.3154,17.03448],[-91.31756,17.03627],[-91.31997,17.03824],[-91.32139,17.03938],[-91.32273,17.04049],[-91.32398,17.0415],[-91.32518,17.0425],[-91.32638,17.04346],[-91.32716,17.0441],[-91.3283,17.04502],[-91.32928,17.04584],[-91.33056,17.0469],[-91.33156,17.04771],[-91.33276,17.04865],[-91.33423,17.04988],[-91.33539,17.05084],[-91.33658,17.05179],[-91.3375,17.05251],[-91.33955,17.05424],[-91.34082,17.05527],[-91.34214,17.05635],[-91.34342,17.05742],[-91.34497,17.05865],[-91.34644,17.05986],[-91.34762,17.06084],[-91.34896,17.06193],[-91.3503,17.06302],[-91.35166,17.06414],[-91.35304,17.06524],[-91.3544,17.06635],[-91.35573,17.06745],[-91.35707,17.06855],[-91.35834,17.06959],[-91.35968,17.07067],[-91.36109,17.07184],[-91.36223,17.07277],[-91.36358,17.07386],[-91.36503,17.07502],[-91.36628,17.07605],[-91.36722,17.07683],[-91.36878,17.07811],[-91.37007,17.07917],[-91.37169,17.08049],[-91.37353,17.08198],[-91.37472,17.08298],[-91.37633,17.08428],[-91.37808,17.0857],[-91.37956,17.08689],[-91.38061,17.08775],[-91.38149,17.08847],[-91.38233,17.08916],[-91.38462,17.09103],[-91.38701,17.093],[-91.38871,17.09439],[-91.38993,17.09538],[-91.39137,17.09654],[-91.39352,17.09829],[-91.3954,17.09984],[-91.39643,17.10068],[-91.39698,17.10166],[-91.39776,17.1031],[-91.39828,17.10402],[-91.39932,17.10596],[-91.40024,17.10769],[-91.40127,17.10957],[-91.40327,17.11327],[-91.40407,17.11475],[-91.40496,17.11634],[-91.40586,17.11799],[-91.40673,17.1196],[-91.4075,17.12103],[-91.40821,17.12233],[-91.40907,17.1239],[-91.40972,17.12508],[-91.41059,17.1267],[-91.41136,17.12815],[-91.41217,17.12962],[-91.41293,17.13101],[-91.41346,17.13197],[-91.41519,17.13321],[-91.4159,17.1337],[-91.41867,17.13564],[-91.42044,17.13688],[-91.42163,17.13773],[-91.42285,17.1386],[-91.42423,17.13955],[-91.42525,17.14028],[-91.42635,17.14104],[-91.42779,17.14204],[-91.42912,17.14298],[-91.43051,17.14396],[-91.4317,17.14477],[-91.4331,17.14578],[-91.43448,17.14676],[-91.43586,17.14772],[-91.43724,17.1487],[-91.43864,17.14969],[-91.43993,17.15061],[-91.44152,17.15171],[-91.44343,17.15304],[-91.44461,17.15389],[-91.44607,17.1549],[-91.44761,17.156],[-91.4487,17.15676],[-91.44993,17.15762],[-91.45133,17.15859],[-91.45274,17.15959],[-91.45414,17.16056],[-91.45557,17.16155],[-91.45711,17.16263],[-91.45856,17.16366],[-91.46143,17.16569],[-91.46276,17.16662],[-91.46419,17.16765],[-91.46565,17.16867],[-91.46712,17.16969],[-91.46863,17.17076],[-91.47017,17.17185],[-91.4717,17.17292],[-91.47324,17.17399],[-91.47431,17.17467],[-91.47546,17.17539],[-91.47687,17.17628],[-91.47842,17.17727],[-91.48001,17.17827],[-91.48165,17.17928],[-91.48307,17.1802],[-91.48479,17.18128],[-91.48634,17.18224],[-91.48795,17.18325],[-91.49084,17.18507],[-91.49246,17.1861],[-91.49402,17.18708],[-91.49556,17.18805],[-91.49723,17.18909],[-91.49879,17.1901],[-91.50048,17.19117],[-91.50194,17.19209],[-91.50362,17.19312],[-91.50495,17.19398],[-91.50645,17.19492],[-91.50802,17.1959],[-91.50962,17.19692],[-91.51111,17.19787],[-91.51289,17.19897],[-91.51444,17.19995],[-91.51607,17.20098],[-91.51669,17.20137],[-91.51647,17.20245],[-91.51624,17.20352],[-91.51595,17.20491],[-91.51566,17.20619],[-91.51542,17.20737],[-91.51502,17.2092],[-91.5146,17.21134],[-91.51426,17.21334],[-91.51402,17.21463],[-91.51381,17.21571],[-91.51518,17.21615],[-91.51622,17.21649],[-91.51851,17.21724],[-91.51974,17.21779],[-91.51959,17.21868],[-91.51916,17.22142],[-91.51869,17.22427],[-91.51813,17.22767],[-91.51768,17.23062],[-91.51734,17.2327],[-91.51674,17.23647],[-91.51638,17.23892],[-91.51579,17.24266],[-91.51534,17.24543],[-91.51477,17.24901],[-91.51428,17.25209],[-91.51383,17.25494],[-91.51352,17.25687],[-91.51315,17.25923],[-91.5119,17.26705],[-91.51118,17.27155],[-91.51089,17.27339],[-91.51051,17.27582],[-91.5102,17.27774],[-91.50977,17.28045],[-91.50916,17.28431],[-91.50861,17.28782],[-91.50787,17.29245],[-91.50732,17.29592],[-91.50535,17.29853],[-91.50332,17.30124],[-91.50263,17.30219],[-91.49932,17.30662],[-91.4984,17.30789],[-91.49533,17.31193],[-91.49283,17.31535],[-91.49105,17.31769],[-91.48923,17.32014],[-91.48626,17.32413],[-91.48334,17.32804],[-91.48266,17.32891],[-91.48189,17.32993],[-91.48103,17.33113],[-91.48004,17.33243],[-91.47942,17.33325],[-91.47611,17.3377],[-91.47508,17.33911],[-91.47397,17.34054],[-91.4729,17.34199],[-91.4718,17.34345],[-91.46956,17.34644],[-91.46737,17.34935],[-91.46564,17.35168],[-91.46529,17.35212],[-91.46419,17.35378],[-91.462,17.35582],[-91.45836,17.35957],[-91.45748,17.36048],[-91.45576,17.3623],[-91.45345,17.36473],[-91.45041,17.36791],[-91.44945,17.36886],[-91.44179,17.37678],[-91.44176,17.38092],[-91.44174,17.38874],[-91.44173,17.3919],[-91.44177,17.39462],[-91.44179,17.39794],[-91.44176,17.40253],[-91.44176,17.40456],[-91.44178,17.40963],[-91.44232,17.41223],[-91.44336,17.41692],[-91.44427,17.42116],[-91.44486,17.42395],[-91.44553,17.4271],[-91.44732,17.43003],[-91.44847,17.43195],[-91.4502,17.43486],[-91.45105,17.43628],[-91.45191,17.43771],[-91.45287,17.43932],[-91.45367,17.44066],[-91.45455,17.44213],[-91.45541,17.44357],[-91.45646,17.44534],[-91.45718,17.44653],[-91.45783,17.44761],[-91.45874,17.44913],[-91.45945,17.45038],[-91.46085,17.45271],[-91.46182,17.45431],[-91.46171,17.45614],[-91.46293,17.45839],[-91.46397,17.45998],[-91.46462,17.46096],[-91.46517,17.46182],[-91.46583,17.46282],[-91.46672,17.46419],[-91.46728,17.46502],[-91.46792,17.46602],[-91.46891,17.46757],[-91.46976,17.46886],[-91.47026,17.46963],[-91.47092,17.47064],[-91.47196,17.47225],[-91.47347,17.47453],[-91.47625,17.47879],[-91.47729,17.47931],[-91.47818,17.47975],[-91.479,17.48015],[-91.48025,17.48077],[-91.48149,17.48137],[-91.48219,17.48171],[-91.48396,17.48257],[-91.48488,17.483],[-91.48659,17.48303],[-91.48745,17.48304],[-91.48991,17.48312],[-91.49319,17.48317],[-91.49459,17.48321],[-91.4958,17.48323],[-91.49889,17.48331],[-91.49966,17.48331],[-91.50069,17.48333],[-91.5016,17.48335],[-91.50276,17.4834],[-91.50569,17.48348],[-91.50776,17.48351],[-91.5087,17.48386],[-91.50968,17.48421],[-91.5109,17.48467],[-91.51351,17.48564],[-91.51538,17.48634],[-91.51589,17.48654],[-91.51768,17.4872],[-91.51908,17.4877],[-91.52106,17.48845],[-91.5221,17.48884],[-91.52363,17.48941],[-91.52538,17.49006],[-91.52706,17.49068],[-91.52891,17.49138],[-91.52996,17.49176],[-91.53131,17.49226],[-91.53267,17.49276],[-91.53409,17.49329],[-91.53514,17.49367],[-91.53662,17.49424],[-91.53766,17.49462],[-91.53961,17.49535],[-91.54269,17.4965],[-91.54356,17.49682],[-91.54451,17.49697],[-91.54597,17.49723],[-91.54764,17.49751],[-91.54995,17.4979],[-91.55222,17.49827],[-91.55319,17.49843],[-91.55461,17.49866],[-91.55564,17.49884],[-91.55827,17.49928],[-91.55893,17.49939],[-91.55989,17.49955],[-91.56268,17.50004],[-91.56571,17.50052],[-91.56885,17.50103],[-91.56982,17.5016],[-91.572,17.50287],[-91.57391,17.504],[-91.57458,17.50439],[-91.5765,17.50553],[-91.57741,17.50603],[-91.57854,17.50668],[-91.57981,17.50743],[-91.58102,17.50813],[-91.58215,17.50878],[-91.58351,17.50958],[-91.58506,17.51047],[-91.58611,17.51108],[-91.58723,17.51174],[-91.58746,17.51271],[-91.58786,17.51439],[-91.58819,17.5158],[-91.58836,17.51659],[-91.58866,17.51781],[-91.58905,17.51957],[-91.58926,17.52047],[-91.58976,17.52259],[-91.59004,17.5238],[-91.59052,17.52578],[-91.59095,17.52771],[-91.59137,17.52945],[-91.59183,17.53148],[-91.59223,17.53323],[-91.5925,17.53438],[-91.59272,17.53535],[-91.59303,17.5367],[-91.59358,17.53906],[-91.59383,17.54012],[-91.5941,17.54127],[-91.59484,17.5445],[-91.59478,17.54663],[-91.59466,17.54943],[-91.59464,17.55023],[-91.59458,17.55114],[-91.59455,17.55223],[-91.59451,17.55328],[-91.59441,17.55617],[-91.59429,17.55925],[-91.59424,17.56043],[-91.59407,17.5645],[-91.59403,17.56611],[-91.59397,17.56748],[-91.5939,17.5691],[-91.59386,17.57019],[-91.5938,17.57154],[-91.59374,17.57288],[-91.59369,17.57435],[-91.59365,17.57561],[-91.5936,17.57687],[-91.59353,17.57871],[-91.59345,17.58104],[-91.5934,17.58267],[-91.59332,17.58475],[-91.59323,17.58672],[-91.59318,17.588],[-91.59313,17.58925],[-91.59309,17.59071],[-91.59303,17.59206],[-91.59299,17.59362],[-91.59291,17.59486],[-91.59285,17.59648],[-91.59282,17.59802],[-91.59272,17.60042],[-91.59264,17.6019],[-91.59254,17.60506],[-91.59252,17.60572],[-91.5925,17.60677],[-91.59316,17.60851],[-91.59352,17.60945],[-91.594,17.61065],[-91.59456,17.6121],[-91.5951,17.61345],[-91.5956,17.6147],[-91.59605,17.61591],[-91.59662,17.61735],[-91.59719,17.61878],[-91.59755,17.61971],[-91.59807,17.62101],[-91.59861,17.62241],[-91.59905,17.62353],[-91.59958,17.62487],[-91.60026,17.62656],[-91.60067,17.62759],[-91.6011,17.62868],[-91.60155,17.62984],[-91.60229,17.6317],[-91.60272,17.6328],[-91.60327,17.63419],[-91.60377,17.63546],[-91.60425,17.63668],[-91.60471,17.63788],[-91.60519,17.63907],[-91.60572,17.64043],[-91.60612,17.64145],[-91.60661,17.64269],[-91.60705,17.64382],[-91.60747,17.64491],[-91.608,17.64624],[-91.60857,17.64768],[-91.60988,17.6491],[-91.61064,17.64994],[-91.61162,17.65103],[-91.61304,17.65258],[-91.61424,17.65389],[-91.61498,17.6547],[-91.61566,17.65545],[-91.61682,17.65672],[-91.61832,17.65836],[-91.61963,17.6598],[-91.6213,17.66163],[-91.62186,17.66226],[-91.62314,17.66367],[-91.62432,17.6641],[-91.62652,17.6649],[-91.62889,17.66575],[-91.63024,17.66624],[-91.6326,17.6671],[-91.63374,17.66751],[-91.63638,17.66847],[-91.63729,17.6688],[-91.63843,17.66921],[-91.64011,17.66982],[-91.64124,17.67023],[-91.64257,17.67071],[-91.64354,17.67106],[-91.64469,17.67148],[-91.64601,17.67195],[-91.64728,17.67241],[-91.64839,17.67357],[-91.64923,17.67443],[-91.64993,17.67517],[-91.65184,17.67714],[-91.65266,17.678],[-91.65473,17.68036],[-91.65558,17.68136],[-91.65654,17.68246],[-91.65727,17.6833],[-91.65877,17.68503],[-91.65989,17.68603],[-91.66109,17.68713],[-91.66283,17.68871],[-91.66386,17.68964],[-91.66456,17.69037],[-91.66637,17.69225],[-91.66723,17.69314],[-91.66801,17.69394],[-91.66904,17.69502],[-91.66979,17.6958],[-91.67102,17.69708],[-91.67158,17.69765],[-91.67238,17.69851],[-91.67317,17.69936],[-91.67383,17.7001],[-91.67457,17.70093],[-91.67538,17.70182],[-91.67687,17.70345],[-91.67749,17.70415],[-91.67841,17.70517],[-91.68002,17.70695],[-91.68115,17.70684],[-91.68255,17.7067],[-91.68552,17.70639],[-91.68844,17.70609],[-91.6897,17.70655],[-91.69191,17.70736],[-91.69341,17.7079],[-91.69483,17.70836],[-91.69623,17.70886],[-91.69756,17.70933],[-91.69899,17.70985],[-91.70039,17.71035],[-91.7079,17.71105],[-91.71063,17.7113],[-91.71208,17.7114],[-91.7139,17.71235],[-91.71627,17.71358],[-91.71799,17.71448],[-91.72312,17.71714],[-91.72592,17.71859],[-91.72696,17.71914],[-91.72877,17.72007],[-91.73142,17.72144],[-91.73264,17.72212],[-91.73388,17.72274],[-91.73669,17.72417],[-91.73824,17.72496],[-91.73868,17.72518],[-91.74003,17.72496],[-91.74214,17.72461],[-91.74326,17.72441],[-91.7449,17.72411],[-91.74604,17.72389],[-91.74794,17.72353],[-91.75001,17.72318],[-91.75147,17.72293],[-91.75404,17.72247],[-91.75547,17.7222],[-91.75752,17.72184],[-91.75881,17.72158],[-91.76067,17.72126],[-91.76188,17.72106],[-91.76297,17.72086],[-91.76465,17.72062],[-91.76613,17.72033],[-91.76735,17.72006],[-91.76926,17.71976],[-91.77289,17.71914],[-91.77429,17.71887],[-91.77753,17.71829],[-91.77856,17.71811],[-91.7795,17.71796],[-91.78063,17.71885],[-91.78149,17.71953],[-91.78196,17.71988],[-91.78437,17.72183],[-91.78537,17.72265],[-91.78633,17.72338],[-91.78736,17.72419],[-91.78887,17.72539],[-91.79002,17.72629],[-91.7926,17.72832],[-91.79368,17.72918],[-91.79476,17.73005],[-91.79601,17.73102],[-91.79707,17.73188],[-91.79833,17.73286],[-91.80041,17.73452],[-91.8017,17.7355],[-91.80357,17.73701],[-91.80568,17.73866],[-91.80672,17.73947],[-91.8097,17.74183],[-91.81064,17.74257],[-91.81166,17.74337],[-91.81276,17.74423],[-91.81471,17.74578],[-91.81581,17.74667],[-91.81817,17.74848],[-91.82104,17.75073],[-91.82366,17.75198],[-91.82497,17.75225],[-91.8262,17.75248],[-91.82769,17.75277],[-91.83002,17.75321],[-91.83152,17.75353],[-91.83301,17.75382],[-91.83411,17.75402],[-91.83587,17.75438],[-91.83707,17.75459],[-91.83807,17.75479],[-91.84,17.75517],[-91.84085,17.75533],[-91.84212,17.75558],[-91.84353,17.75588],[-91.8468,17.75648],[-91.84818,17.75676],[-91.84977,17.75706],[-91.85123,17.75734],[-91.85287,17.75766],[-91.85447,17.75797],[-91.85596,17.75828],[-91.85756,17.75858],[-91.86021,17.7591],[-91.86158,17.75936],[-91.86342,17.75974],[-91.86503,17.76005],[-91.86655,17.76033],[-91.86841,17.76071],[-91.8697,17.76103]]}}
Línea 115.0 kV | LineString | 115.0 kV | 1 |  |  | CFE |  |  |  |  | OpenStreetMap | {"type":"Feature","properties":{},"geometry":{"type":"LineString","coordinates":[[-91.87036,17.76034],[-91.87049,17.76068],[-91.87264,17.76059],[-91.87585,17.75952],[-91.87876,17.75855],[-91.88211,17.75736],[-91.88552,17.75626],[-91.88873,17.75516],[-91.89245,17.75389],[-91.89522,17.75298],[-91.89887,17.75174],[-91.90188,17.75071],[-91.90537,17.74953],[-91.90968,17.74803],[-91.9132,17.74684],[-91.91691,17.74558],[-91.92027,17.74445],[-91.92454,17.74297],[-91.92811,17.7418],[-91.93179,17.74053],[-91.93493,17.73949],[-91.93821,17.73837],[-91.9422,17.73707],[-91.94604,17.73577],[-91.94976,17.73452],[-91.953,17.73341],[-91.95677,17.73213],[-91.96009,17.73102],[-91.96678,17.72875],[-91.97052,17.72748],[-91.97406,17.72627],[-91.97822,17.72486],[-91.98258,17.72339],[-91.98604,17.72222],[-91.98977,17.72095],[-91.99403,17.71953],[-91.99814,17.71811],[-92.00186,17.71685],[-92.0049,17.7158],[-92.00883,17.71448],[-92.01516,17.71233],[-92.01825,17.71128],[-92.02119,17.71028],[-92.02493,17.70901],[-92.02819,17.70793],[-92.03116,17.70691],[-92.03411,17.7059],[-92.03735,17.70481],[-92.04024,17.70384],[-92.04401,17.70255],[-92.0466,17.70165],[-92.0501,17.70046],[-92.05416,17.6991],[-92.05856,17.69759],[-92.06141,17.69661],[-92.06458,17.69554],[-92.06803,17.69564],[-92.07075,17.69571],[-92.07459,17.69578],[-92.07802,17.69587],[-92.08096,17.69595],[-92.08417,17.69604],[-92.08821,17.69614],[-92.09128,17.6962],[-92.09472,17.69629],[-92.09866,17.69641],[-92.10246,17.69648],[-92.1059,17.69657],[-92.1102,17.69668],[-92.11385,17.69676],[-92.11787,17.69687],[-92.12133,17.69697],[-92.12503,17.69703],[-92.12898,17.69715],[-92.133,17.69724],[-92.13672,17.6973],[-92.14042,17.69741],[-92.14402,17.6975],[-92.14831,17.69761],[-92.15216,17.69772],[-92.15586,17.69781],[-92.15959,17.6979],[-92.16366,17.69799],[-92.16718,17.69808],[-92.17034,17.69816],[-92.17478,17.69828],[-92.17841,17.69838],[-92.18176,17.69843],[-92.18551,17.69853],[-92.1923,17.69871],[-92.19648,17.69882],[-92.20059,17.69891],[-92.20459,17.699],[-92.20779,17.69906],[-92.21161,17.69914],[-92.21528,17.69927],[-92.2192,17.69937],[-92.22279,17.69947],[-92.22658,17.69954],[-92.2304,17.69963],[-92.23365,17.69972],[-92.23798,17.69984],[-92.24164,17.69991],[-92.24583,17.69946],[-92.24889,17.69916],[-92.25303,17.69873],[-92.257,17.69828],[-92.26045,17.6979],[-92.26408,17.69749],[-92.26775,17.69711],[-92.27189,17.69667],[-92.27669,17.69618],[-92.28022,17.69581],[-92.28445,17.69534],[-92.2881,17.69492],[-92.29165,17.69456],[-92.29681,17.69405],[-92.29958,17.69373],[-92.30342,17.69332],[-92.30752,17.69289],[-92.31149,17.69245],[-92.31511,17.69207],[-92.31902,17.69164],[-92.32253,17.69128],[-92.32622,17.69089],[-92.32991,17.69049],[-92.33356,17.69009],[-92.33729,17.68969],[-92.3411,17.68927],[-92.34474,17.68888],[-92.34833,17.68849],[-92.35207,17.68809],[-92.35589,17.68769],[-92.35907,17.68735],[-92.36266,17.68695],[-92.36621,17.68656],[-92.3697,17.68621],[-92.37352,17.68578],[-92.37711,17.6854],[-92.3854,17.68449],[-92.38745,17.68428],[-92.38993,17.684],[-92.39392,17.6836],[-92.3976,17.68318],[-92.40014,17.68166],[-92.40364,17.68152],[-92.40705,17.67968],[-92.41113,17.6775],[-92.41439,17.67576],[-92.41757,17.67408],[-92.42041,17.67256],[-92.42377,17.67078],[-92.42769,17.6687],[-92.43114,17.66687],[-92.43431,17.66783],[-92.43805,17.66901],[-92.44021,17.66966]]}}
Línea 115.0 kV | LineString | 115.0 kV | 1 |  |  | CFE |  |  |  |  | OpenStreetMap | {"type":"Feature","properties":{},"geometry":{"type":"LineString","coordinates":[[-91.74604,17.72389],[-91.74618,17.72405],[-91.74715,17.72434],[-91.74828,17.72468],[-91.7494,17.72502],[-91.75053,17.72537],[-91.75153,17.72565],[-91.75258,17.72598],[-91.75462,17.72663],[-91.75576,17.72699],[-91.75652,17.72719],[-91.75638,17.72779],[-91.75647,17.72781]]}}
Línea 115.0 kV | LineString | 115.0 kV | 1 |  |  | CFE |  |  |  |  | OpenStreetMap | {"type":"Feature","properties":{},"geometry":{"type":"LineString","coordinates":[[-108.21404,28.30031],[-108.21433,28.30033],[-108.21977,28.30074],[-108.22288,28.30026],[-108.22986,28.29916],[-108.23275,28.29871],[-108.23602,28.2982],[-108.23836,28.29707],[-108.24026,28.29617],[-108.24364,28.29648],[-108.24417,28.29702],[-108.24662,28.29949],[-108.24791,28.30068],[-108.2483,28.30266],[-108.24887,28.3056],[-108.24935,28.30854],[-108.25117,28.3126],[-108.25296,28.31685],[-108.25384,28.31747],[-108.25744,28.32029],[-108.26092,28.32302],[-108.25773,28.32861],[-108.25823,28.33152],[-108.2616,28.33379],[-108.26274,28.33455],[-108.26398,28.3359],[-108.26603,28.33811],[-108.26658,28.33871],[-108.26948,28.3409],[-108.26968,28.34327],[-108.26991,28.34696],[-108.27008,28.348],[-108.27148,28.35011],[-108.27454,28.35272],[-108.2757,28.35409],[-108.2782,28.35739],[-108.27894,28.35834],[-108.28009,28.35986],[-108.28118,28.36155],[-108.28221,28.36315],[-108.28225,28.36616],[-108.28235,28.36707],[-108.28252,28.36879],[-108.28262,28.37015],[-108.28378,28.37245],[-108.28549,28.37594],[-108.28615,28.37724],[-108.28692,28.37885],[-108.28807,28.38119],[-108.28857,28.38222],[-108.29089,28.38496],[-108.29277,28.38726],[-108.29476,28.3896],[-108.29552,28.39057],[-108.29896,28.39726],[-108.30057,28.399],[-108.30166,28.40018],[-108.30413,28.40287],[-108.30534,28.40339],[-108.30874,28.40485],[-108.31074,28.40572],[-108.31392,28.40711],[-108.31567,28.40786],[-108.31881,28.4092],[-108.3225,28.41082],[-108.32484,28.41122],[-108.32741,28.41086],[-108.33026,28.41046],[-108.33332,28.41003],[-108.33814,28.40935],[-108.34383,28.40967],[-108.34928,28.41327],[-108.3508,28.41428],[-108.35277,28.41558],[-108.35433,28.4166],[-108.35667,28.41814],[-108.35902,28.41969],[-108.36161,28.42139],[-108.36267,28.42211],[-108.36395,28.42296],[-108.36541,28.42391],[-108.36709,28.42503],[-108.36961,28.42675],[-108.37269,28.4307],[-108.37417,28.43262],[-108.37626,28.43536],[-108.37764,28.43727],[-108.37963,28.4397],[-108.38124,28.44191],[-108.38191,28.44281],[-108.38042,28.44764],[-108.37983,28.44951],[-108.37899,28.45219],[-108.37969,28.45673],[-108.37997,28.45781],[-108.38139,28.46252],[-108.38166,28.46553],[-108.38196,28.46869],[-108.38226,28.47119],[-108.38237,28.47254],[-108.38251,28.47408],[-108.3828,28.4766],[-108.38299,28.47873],[-108.38318,28.48052],[-108.38336,28.48239],[-108.38357,28.48452],[-108.38308,28.48727],[-108.38254,28.49021],[-108.3821,28.49283],[-108.38248,28.49409],[-108.38312,28.4962],[-108.38355,28.49755],[-108.38433,28.49935],[-108.38543,28.50184],[-108.38729,28.50587],[-108.39136,28.50838],[-108.3923,28.50895],[-108.3935,28.50918],[-108.39439,28.50933],[-108.3969,28.50981],[-108.39873,28.51015],[-108.40201,28.51078],[-108.40361,28.51258],[-108.40567,28.51496],[-108.40864,28.51832],[-108.41067,28.52063],[-108.41172,28.52187],[-108.41228,28.52247],[-108.41411,28.52454],[-108.41497,28.5255],[-108.41714,28.52639],[-108.42048,28.52772],[-108.42151,28.52814],[-108.4247,28.52943],[-108.42545,28.53092],[-108.42703,28.53408],[-108.42854,28.5371],[-108.43144,28.53991],[-108.43322,28.54164],[-108.43554,28.54389],[-108.43679,28.54514],[-108.4402,28.54641],[-108.44198,28.54707],[-108.44483,28.54814],[-108.44688,28.54893],[-108.44891,28.54971],[-108.45034,28.55023],[-108.45318,28.55126],[-108.45736,28.55099],[-108.46025,28.55071],[-108.46257,28.55053],[-108.46413,28.55041],[-108.46568,28.55022],[-108.46871,28.55137],[-108.4713,28.55236],[-108.47226,28.55268],[-108.47335,28.55346],[-108.47486,28.55448],[-108.47672,28.55576],[-108.47895,28.55724],[-108.48202,28.55932],[-108.48308,28.56006],[-108.48521,28.56155],[-108.487,28.56272],[-108.4897,28.56552],[-108.49147,28.56732],[-108.49307,28.5689],[-108.49383,28.57037],[-108.49579,28.57416],[-108.49669,28.57733],[-108.49671,28.57806],[-108.49682,28.58196],[-108.49592,28.58318],[-108.49533,28.58396],[-108.49425,28.58603],[-108.49326,28.58796],[-108.49256,28.58935],[-108.49298,28.59139],[-108.49356,28.59438],[-108.49368,28.59508],[-108.49391,28.59631],[-108.49353,28.59715],[-108.49293,28.59833],[-108.49331,28.59921],[-108.49415,28.60119],[-108.49482,28.60285],[-108.4952,28.60403],[-108.4956,28.60534],[-108.49625,28.60744],[-108.49694,28.60958],[-108.49741,28.61171],[-108.49793,28.61434],[-108.49811,28.61514],[-108.49968,28.61782],[-108.50041,28.61906],[-108.50016,28.62105],[-108.49972,28.62314],[-108.49966,28.6242],[-108.49955,28.62574],[-108.49935,28.62907],[-108.49932,28.62971],[-108.49913,28.63296],[-108.50007,28.63513],[-108.50081,28.63683],[-108.50149,28.63834],[-108.5024,28.64042],[-108.50285,28.64142],[-108.50397,28.64336],[-108.50577,28.64644],[-108.50635,28.64746],[-108.50695,28.64846],[-108.50938,28.65266],[-108.51036,28.65435],[-108.51126,28.6559],[-108.51255,28.65812],[-108.51335,28.6595],[-108.51448,28.66142],[-108.51559,28.66459],[-108.5163,28.66659],[-108.51674,28.66784],[-108.51888,28.67386],[-108.52289,28.67838],[-108.5238,28.67946],[-108.52437,28.68013],[-108.52754,28.68333],[-108.52738,28.68419],[-108.52676,28.6874],[-108.52617,28.69045],[-108.52599,28.69136],[-108.52577,28.69258],[-108.52591,28.69536],[-108.52609,28.69812],[-108.52621,28.70022],[-108.52639,28.703],[-108.52663,28.70674],[-108.52905,28.70936],[-108.53003,28.71044],[-108.52989,28.71144],[-108.52967,28.71317],[-108.52826,28.71613],[-108.52726,28.71819],[-108.52666,28.71944],[-108.52484,28.72326],[-108.52304,28.7257],[-108.52201,28.72711],[-108.52094,28.72849],[-108.51898,28.73119],[-108.51789,28.73262],[-108.51677,28.73415],[-108.51536,28.73602],[-108.51401,28.73786],[-108.51267,28.73968],[-108.51201,28.74058],[-108.51035,28.74282],[-108.50964,28.74378],[-108.50734,28.74687],[-108.50643,28.7481],[-108.50435,28.75092],[-108.50396,28.75587],[-108.50388,28.757],[-108.50371,28.75937],[-108.50358,28.76109],[-108.50334,28.76449],[-108.50314,28.76709],[-108.503,28.76886],[-108.50285,28.77099],[-108.50267,28.77354],[-108.50247,28.77625],[-108.5021,28.78111],[-108.50197,28.78274],[-108.5018,28.78507],[-108.50169,28.78646],[-108.50183,28.78753],[-108.50222,28.79077],[-108.50254,28.79339],[-108.5027,28.79473],[-108.50289,28.79626],[-108.5024,28.79756],[-108.50165,28.79957],[-108.501,28.80132],[-108.49947,28.80536],[-108.4991,28.80645],[-108.49913,28.81001],[-108.49918,28.81451],[-108.49921,28.81652],[-108.49925,28.81844],[-108.50023,28.82005],[-108.50129,28.82176],[-108.50289,28.82433],[-108.50412,28.82634],[-108.50585,28.8291],[-108.5075,28.83178],[-108.50924,28.83456],[-108.51086,28.83718],[-108.51146,28.8381],[-108.51227,28.84102],[-108.51319,28.84422],[-108.51332,28.84467],[-108.51394,28.84679],[-108.51466,28.84927],[-108.51541,28.85196],[-108.51502,28.85615],[-108.516,28.85895],[-108.51804,28.86486],[-108.51914,28.868],[-108.52035,28.87155],[-108.52185,28.87577],[-108.52235,28.87717],[-108.52283,28.87864],[-108.52365,28.88094],[-108.52417,28.88239],[-108.52504,28.8831],[-108.52967,28.88673],[-108.52995,28.88746],[-108.53132,28.8907],[-108.53197,28.89226],[-108.53322,28.89523],[-108.53462,28.89859],[-108.53527,28.90019],[-108.53698,28.90417],[-108.5396,28.90869],[-108.54015,28.90962],[-108.54202,28.9139],[-108.54259,28.91518],[-108.54318,28.91651],[-108.54532,28.92126],[-108.54631,28.9235],[-108.54787,28.92711],[-108.54846,28.92845],[-108.54972,28.93163],[-108.55008,28.93254],[-108.55088,28.93455],[-108.55157,28.93631],[-108.5526,28.93892],[-108.55326,28.94061],[-108.5541,28.94271],[-108.55538,28.94595],[-108.55621,28.94806],[-108.55661,28.95096],[-108.55675,28.95195],[-108.55735,28.95632],[-108.55774,28.95909],[-108.55769,28.96019],[-108.55766,28.96112],[-108.55748,28.9656],[-108.55739,28.9682],[-108.55391,28.97091],[-108.55286,28.9717],[-108.55203,28.97235],[-108.54728,28.97604],[-108.54487,28.97791],[-108.54428,28.97826],[-108.53938,28.98124],[-108.53844,28.98181],[-108.53793,28.98284],[-108.53741,28.98381],[-108.53535,28.9881],[-108.53504,28.99199],[-108.5348,28.99214]]}}
Línea 115.0 kV | LineString | 115.0 kV |  |  |  | CFE |  |  |  |  | OpenStreetMap | {"type":"Feature","properties":{},"geometry":{"type":"LineString","coordinates":[[-86.89521,20.87228],[-86.89494,20.8731],[-86.89486,20.87358]]}}
Línea 115.0 kV | LineString | 115.0 kV | 1 |  |  | CFE |  |  |  |  | OpenStreetMap | {"type":"Feature","properties":{},"geometry":{"type":"LineString","coordinates":[[-111.24272,28.96022],[-111.24242,28.95996],[-111.24136,28.95939],[-111.2412,28.95921]]}}
Línea 115.0 kV | LineString | 115.0 kV | 2 |  |  | CFE |  |  |  |  | OpenStreetMap | {"type":"Feature","properties":{},"geometry":{"type":"LineString","coordinates":[[-111.24106,28.95883],[-111.24079,28.95853]]}}
Línea 115.0 kV | LineString | 115.0 kV | 1 |  |  | CFE |  |  |  |  | OpenStreetMap | {"type":"Feature","properties":{},"geometry":{"type":"LineString","coordinates":[[-100.14062,19.28256],[-100.13997,19.28296],[-100.1374,19.28476],[-100.12978,19.2903],[-100.12728,19.29213],[-100.12385,19.29462],[-100.12246,19.29555],[-100.12133,19.29637],[-100.11929,19.30008],[-100.11857,19.30139],[-100.11527,19.30484],[-100.11184,19.30842],[-100.1086,19.31184],[-100.10501,19.31562],[-100.10309,19.31763],[-100.10034,19.32053],[-100.09755,19.32348],[-100.09393,19.32728],[-100.0903,19.33113],[-100.08548,19.33609],[-100.08344,19.33835],[-100.07961,19.34239],[-100.07679,19.34538],[-100.0768,19.34971],[-100.0747,19.35136],[-100.0721,19.35338],[-100.07033,19.35857],[-100.06936,19.36149],[-100.07007,19.36504],[-100.07091,19.36933],[-100.07168,19.37325],[-100.07246,19.37706],[-100.07314,19.38065],[-100.0738,19.38395],[-100.075,19.38678],[-100.07569,19.38828],[-100.07612,19.38921]]}}
Línea 115.0 kV | LineString | 115.0 kV | 2 |  |  | CFE |  |  |  |  | OpenStreetMap | {"type":"Feature","properties":{},"geometry":{"type":"LineString","coordinates":[[-116.78028,32.04859],[-116.78106,32.0492],[-116.78164,32.04987],[-116.78223,32.05089]]}}
Línea 115.0 kV | LineString | 115.0 kV | 1 |  |  | CFE |  |  |  |  | OpenStreetMap | {"type":"Feature","properties":{},"geometry":{"type":"LineString","coordinates":[[-101.34067,23.34288],[-101.34052,23.34229],[-101.34043,23.33953],[-101.3401,23.33528],[-101.33976,23.33106],[-101.33944,23.32683],[-101.33905,23.32261],[-101.33868,23.31849],[-101.33733,23.31503],[-101.33451,23.31161],[-101.33173,23.30826],[-101.32889,23.30491],[-101.32613,23.30162],[-101.32397,23.29902],[-101.32181,23.29644],[-101.31899,23.29311],[-101.31617,23.28975],[-101.31403,23.28716],[-101.31122,23.28382],[-101.30839,23.28045],[-101.30596,23.27757],[-101.30269,23.27464],[-101.29941,23.2717],[-101.29611,23.26875],[-101.29279,23.26578],[-101.28952,23.26286],[-101.28622,23.2599],[-101.28291,23.25694],[-101.27962,23.25397],[-101.2763,23.25101],[-101.27301,23.24803],[-101.26972,23.24508],[-101.26642,23.24215],[-101.26298,23.2391],[-101.25983,23.23621],[-101.25654,23.23329],[-101.25367,23.2307],[-101.25055,23.22796],[-101.24679,23.22648],[-101.24453,23.22462],[-101.24219,23.22277],[-101.23982,23.22093],[-101.23738,23.21944],[-101.23493,23.21792],[-101.23113,23.21556],[-101.22731,23.2132],[-101.2235,23.21084],[-101.21969,23.20846],[-101.21589,23.20611],[-101.21207,23.20375],[-101.20861,23.2016],[-101.20521,23.19919],[-101.20162,23.19666],[-101.1988,23.19468],[-101.19604,23.19274],[-101.1931,23.19067],[-101.19017,23.18861],[-101.18654,23.18605],[-101.18288,23.18346],[-101.17953,23.18337],[-101.17513,23.18205],[-101.17079,23.18073],[-101.16685,23.17952],[-101.16376,23.17795],[-101.16068,23.1764],[-101.15829,23.17516],[-101.15553,23.17302],[-101.15302,23.171],[-101.15083,23.16809],[-101.14896,23.16509],[-101.14692,23.16239],[-101.14458,23.16167],[-101.14109,23.1596],[-101.14161,23.15736],[-101.14216,23.15515],[-101.13971,23.15117],[-101.13842,23.1478],[-101.13707,23.14437],[-101.13824,23.14015],[-101.14285,23.13713],[-101.14411,23.13415],[-101.14513,23.13178],[-101.1464,23.12888],[-101.14632,23.12456],[-101.1428,23.12107],[-101.13964,23.11791],[-101.13634,23.11463],[-101.13224,23.1127],[-101.12817,23.11073],[-101.1241,23.10876],[-101.12003,23.1068],[-101.11596,23.10484],[-101.1119,23.10288],[-101.10784,23.10087],[-101.10461,23.09946],[-101.10437,23.09896]]}}
Línea 115.0 kV | LineString | 115.0 kV |  |  |  | CFE |  |  |  |  | OpenStreetMap | {"type":"Feature","properties":{},"geometry":{"type":"LineString","coordinates":[[-103.46917,25.60001],[-103.46972,25.60043],[-103.47025,25.60085],[-103.47077,25.60033],[-103.4713,25.59983],[-103.47158,25.59941],[-103.47165,25.59902],[-103.47197,25.59872]]}}
Línea 115.0 kV | LineString | 115.0 kV | 1 |  |  | CFE |  |  |  |  | OpenStreetMap | {"type":"Feature","properties":{},"geometry":{"type":"LineString","coordinates":[[-103.46846,25.60005],[-103.46917,25.60001]]}}
Línea 115.0 kV | LineString | 115.0 kV | 1 |  |  | CFE |  |  |  |  | OpenStreetMap | {"type":"Feature","properties":{},"geometry":{"type":"LineString","coordinates":[[-103.46867,25.60021],[-103.46917,25.60001]]}}
Línea 115.0 kV | LineString | 115.0 kV | 1 |  |  | CFE |  |  |  |  | OpenStreetMap | {"type":"Feature","properties":{},"geometry":{"type":"LineString","coordinates":[[-103.46802,25.60034],[-103.46756,25.60055],[-103.46692,25.60122],[-103.46691,25.60162]]}}
Línea 115.0 kV | LineString | 115.0 kV | 2 |  |  | CFE |  |  |  |  | OpenStreetMap | {"type":"Feature","properties":{},"geometry":{"type":"LineString","coordinates":[[-97.90636,22.49056],[-97.90776,22.49053],[-97.90946,22.48852],[-97.91124,22.48648],[-97.91034,22.48327],[-97.90951,22.48014],[-97.90767,22.47852],[-97.90715,22.47563],[-97.90654,22.4721],[-97.90592,22.46869],[-97.90532,22.46534],[-97.90605,22.4634],[-97.90471,22.4611],[-97.90344,22.45897],[-97.90316,22.45592],[-97.89972,22.45531],[-97.89892,22.45189],[-97.89812,22.44849],[-97.8974,22.4455],[-97.89656,22.44204],[-97.89501,22.44212],[-97.89281,22.43916],[-97.89118,22.43771],[-97.8891,22.4361],[-97.88428,22.43248],[-97.88005,22.42937],[-97.879,22.4261],[-97.87651,22.42329],[-97.87626,22.42075],[-97.87594,22.41752],[-97.87544,22.41458],[-97.87507,22.41259],[-97.87486,22.41088],[-97.87446,22.40732],[-97.87279,22.40366],[-97.87153,22.40077],[-97.87034,22.398],[-97.86986,22.39671],[-97.86907,22.39485],[-97.86862,22.39373],[-97.86824,22.39279],[-97.86776,22.39157],[-97.86728,22.39035],[-97.86685,22.38921],[-97.86647,22.38837],[-97.86587,22.38767],[-97.86495,22.38718],[-97.86387,22.38693],[-97.85933,22.38643],[-97.85854,22.38609],[-97.85786,22.38527],[-97.8576,22.38437],[-97.85401,22.37141],[-97.85143,22.35965],[-97.85114,22.35832],[-97.85083,22.35697],[-97.8504,22.35613],[-97.84938,22.3554],[-97.84821,22.3551],[-97.84334,22.3556],[-97.84212,22.35554],[-97.83824,22.35467],[-97.83726,22.35421],[-97.83634,22.35331],[-97.83596,22.35263],[-97.8351,22.34917],[-97.83477,22.34796],[-97.83259,22.34201],[-97.83203,22.3409],[-97.83086,22.33884],[-97.8314,22.33805],[-97.83198,22.33712],[-97.83204,22.33337],[-97.83262,22.33068],[-97.83546,22.32977],[-97.83894,22.32992],[-97.84275,22.33004],[-97.84406,22.32747],[-97.84351,22.32312],[-97.84298,22.31912],[-97.84366,22.31872],[-97.84457,22.31817],[-97.8444,22.31751],[-97.84467,22.31665],[-97.84468,22.31655]]}}
Línea 115.0 kV | LineString | 115.0 kV | 1 |  |  | CFE |  |  |  |  | OpenStreetMap | {"type":"Feature","properties":{},"geometry":{"type":"LineString","coordinates":[[-97.97025,22.44667],[-97.97124,22.44665],[-97.97146,22.44531],[-97.97165,22.44395],[-97.97106,22.44324],[-97.97049,22.44253]]}}
Línea 115.0 kV | LineString | 115.0 kV | 2 |  |  | CFE |  |  |  |  | OpenStreetMap | {"type":"Feature","properties":{},"geometry":{"type":"LineString","coordinates":[[-98.00506,22.4393],[-98.0026,22.44135],[-97.99897,22.44141],[-97.99516,22.44146],[-97.99155,22.44155],[-97.98763,22.44166],[-97.98404,22.44172],[-97.98042,22.44181],[-97.97639,22.4419],[-97.97327,22.44192],[-97.9699,22.44217]]}}
Línea 115.0 kV | LineString | 115.0 kV | 2 |  |  | CFE |  |  |  |  | OpenStreetMap | {"type":"Feature","properties":{},"geometry":{"type":"LineString","coordinates":[[-98.00552,22.43872],[-98.0038,22.44],[-98.00237,22.44106],[-97.99918,22.44116],[-97.99605,22.44124],[-97.99286,22.44123],[-97.98938,22.44137],[-97.98623,22.44143],[-97.98293,22.44151],[-97.97943,22.44156],[-97.97592,22.44162],[-97.9731,22.44165],[-97.9698,22.4417]]}}
Línea 115.0 kV | LineString | 115.0 kV | 2 |  |  | CFE |  |  |  |  | OpenStreetMap | {"type":"Feature","properties":{},"geometry":{"type":"LineString","coordinates":[[-97.96955,22.44051],[-97.96952,22.44168]]}}
Línea 115.0 kV | LineString | 115.0 kV |  |  |  | CFE |  |  |  |  | OpenStreetMap | {"type":"Feature","properties":{},"geometry":{"type":"LineString","coordinates":[[-97.89673,22.37305],[-97.89699,22.3739],[-97.89678,22.37497],[-97.89658,22.37597],[-97.89665,22.3767],[-97.89661,22.3782],[-97.89651,22.37912],[-97.89912,22.37955],[-97.89968,22.37964]]}}
Línea 115.0 kV | LineString | 115.0 kV | 2 |  |  | CFE |  |  |  |  | OpenStreetMap | {"type":"Feature","properties":{},"geometry":{"type":"LineString","coordinates":[[-100.48717,20.52233],[-100.48725,20.52256],[-100.48689,20.52412]]}}
Línea 115.0 kV | LineString | 115.0 kV | 2 |  |  | CFE |  |  |  |  | OpenStreetMap | {"type":"Feature","properties":{},"geometry":{"type":"LineString","coordinates":[[-100.48683,20.52246],[-100.48693,20.52276],[-100.48635,20.52346],[-100.48386,20.52335],[-100.48043,20.52322],[-100.47709,20.52305],[-100.47424,20.52295],[-100.47131,20.5228],[-100.46873,20.52272],[-100.46557,20.52163],[-100.46149,20.52035],[-100.45765,20.51909],[-100.45586,20.5185],[-100.4533,20.51765],[-100.45217,20.51727],[-100.44676,20.51544],[-100.44416,20.51459],[-100.44276,20.51413],[-100.43634,20.51612],[-100.43497,20.51712],[-100.4337,20.51801],[-100.42885,20.5214],[-100.42711,20.52256],[-100.42526,20.52386],[-100.42546,20.52754],[-100.42566,20.53095],[-100.42572,20.53166],[-100.42585,20.53437]]}}
Línea 115.0 kV | LineString | 115.0 kV | 2 |  |  | CFE |  |  |  |  | OpenStreetMap | {"type":"Feature","properties":{},"geometry":{"type":"LineString","coordinates":[[-100.48659,20.52255],[-100.48669,20.52276],[-100.48643,20.52309],[-100.48432,20.52293],[-100.48089,20.52272],[-100.4774,20.5225],[-100.47409,20.52233],[-100.46929,20.52225],[-100.46552,20.52107],[-100.46148,20.51973],[-100.45771,20.51853],[-100.4543,20.51744],[-100.45241,20.51681],[-100.44711,20.51502],[-100.4447,20.51431],[-100.44264,20.5136],[-100.43601,20.51535],[-100.4334,20.51609],[-100.4278,20.51699],[-100.42405,20.5176],[-100.42077,20.51807],[-100.41551,20.51894],[-100.41269,20.52217],[-100.41019,20.52391],[-100.40783,20.52556],[-100.40487,20.5276],[-100.39968,20.53236],[-100.39567,20.53602],[-100.39293,20.53857],[-100.39152,20.53989],[-100.39105,20.54033],[-100.38898,20.54221],[-100.38661,20.54436],[-100.38437,20.54641],[-100.38165,20.54766],[-100.37837,20.54916],[-100.37474,20.55085],[-100.37039,20.55281],[-100.3667,20.5545],[-100.36337,20.55602]]}}
Línea 115.0 kV | LineString | 115.0 kV | 1 |  |  | CFE |  |  |  |  | OpenStreetMap | {"type":"Feature","properties":{},"geometry":{"type":"LineString","coordinates":[[-100.45831,20.59217],[-100.45842,20.59128],[-100.45839,20.58834],[-100.45836,20.58546],[-100.45834,20.58226],[-100.45833,20.57964],[-100.45831,20.57669],[-100.45831,20.57446],[-100.45831,20.57336],[-100.45829,20.5701],[-100.45828,20.56695],[-100.45827,20.56359],[-100.45822,20.56077],[-100.45815,20.55758],[-100.45815,20.55455],[-100.45816,20.55138],[-100.45814,20.54809],[-100.45684,20.54564],[-100.45556,20.54328],[-100.45411,20.54058],[-100.45272,20.53802],[-100.45369,20.53578],[-100.45378,20.53553]]}}
Línea 115.0 kV | LineString | 115.0 kV | 1 |  |  | CFE |  |  |  |  | OpenStreetMap | {"type":"Feature","properties":{},"geometry":{"type":"LineString","coordinates":[[-110.02708,27.52944],[-110.02914,27.53103],[-110.03179,27.53308],[-110.03465,27.53537],[-110.03775,27.53779],[-110.04077,27.54018],[-110.04351,27.54232],[-110.0464,27.5446],[-110.04915,27.54675],[-110.05323,27.54999],[-110.05565,27.55187],[-110.05801,27.55372],[-110.05961,27.55499],[-110.0617,27.55665],[-110.06473,27.55906],[-110.0678,27.56145],[-110.07068,27.56374],[-110.07347,27.56589],[-110.07639,27.56818],[-110.07924,27.57045],[-110.08197,27.57257],[-110.08473,27.57474],[-110.08755,27.57696],[-110.09029,27.57911],[-110.09303,27.58127],[-110.09575,27.58339],[-110.09878,27.58581],[-110.10213,27.58843],[-110.10511,27.59077],[-110.10796,27.593],[-110.11103,27.59542],[-110.11421,27.59791],[-110.11718,27.60023],[-110.11993,27.6024],[-110.12297,27.60294],[-110.12644,27.60356],[-110.1299,27.60418],[-110.13347,27.60482],[-110.13708,27.60548],[-110.14065,27.60612],[-110.14433,27.60679],[-110.14781,27.60742],[-110.1516,27.60811],[-110.1552,27.60876],[-110.15879,27.60941],[-110.1625,27.61008],[-110.16625,27.61076],[-110.17015,27.61146],[-110.17412,27.61218],[-110.17808,27.6129],[-110.18198,27.6136],[-110.18393,27.61396],[-110.18595,27.61432],[-110.1894,27.61494],[-110.19289,27.61557],[-110.19644,27.61621],[-110.20003,27.61685],[-110.20332,27.61745],[-110.20708,27.61812],[-110.21065,27.61876],[-110.21444,27.61944],[-110.21819,27.62012],[-110.22164,27.62074],[-110.22521,27.62138],[-110.2291,27.62208],[-110.23303,27.6228],[-110.23675,27.62349],[-110.24075,27.6242],[-110.24394,27.62477],[-110.24781,27.62546],[-110.25137,27.6261],[-110.25492,27.62673],[-110.25863,27.62739],[-110.26219,27.62803],[-110.26582,27.62868],[-110.2693,27.6293],[-110.27288,27.62994],[-110.27638,27.63057],[-110.27993,27.63121],[-110.28342,27.63186],[-110.28708,27.63252],[-110.2896,27.63398],[-110.29254,27.63572],[-110.29535,27.63745]]}}
Línea 115.0 kV | LineString | 115.0 kV | 2 |  |  | CFE |  |  |  |  | OpenStreetMap | {"type":"Feature","properties":{},"geometry":{"type":"LineString","coordinates":[[-104.8911,21.78212],[-104.89048,21.7821],[-104.88841,21.78263],[-104.88612,21.78258],[-104.88329,21.78202],[-104.88108,21.78159],[-104.87782,21.78095],[-104.87273,21.78007],[-104.86988,21.78053],[-104.86828,21.78076],[-104.86655,21.78113],[-104.86338,21.78157],[-104.85923,21.78225],[-104.85622,21.78272],[-104.85203,21.7834],[-104.85037,21.78366],[-104.84598,21.78033],[-104.84453,21.77926]]}}
Línea 115.0 kV | LineString | 115.0 kV |  |  |  | CFE |  |  |  |  | OpenStreetMap | {"type":"Feature","properties":{},"geometry":{"type":"LineString","coordinates":[[-97.37434,18.82726],[-97.37448,18.82736],[-97.37607,18.82893],[-97.377,18.82986],[-97.37803,18.832],[-97.3792,18.83433],[-97.38005,18.83612],[-97.38225,18.83695],[-97.3857,18.83825],[-97.38841,18.83828],[-97.39007,18.83832],[-97.39166,18.83838],[-97.39425,18.83742],[-97.39691,18.83774],[-97.39898,18.83806],[-97.40034,18.83864],[-97.40327,18.83879]]}}
Línea 115.0 kV | LineString | 115.0 kV | 1 |  |  | CFE |  |  |  |  | OpenStreetMap | {"type":"Feature","properties":{},"geometry":{"type":"LineString","coordinates":[[-110.71904,29.06059],[-110.71954,29.06054],[-110.72316,29.06077],[-110.72628,29.06097],[-110.73249,29.06235],[-110.73695,29.06343],[-110.74062,29.06194],[-110.74444,29.06041],[-110.74835,29.05885],[-110.75031,29.0556],[-110.75218,29.05247],[-110.75406,29.04935],[-110.75586,29.04624],[-110.75949,29.04518],[-110.76309,29.04413],[-110.76711,29.04294],[-110.77115,29.04176],[-110.77502,29.04059],[-110.77828,29.03963],[-110.77931,29.03963]]}}
Línea 115.0 kV | LineString | 115.0 kV | 1 |  |  | CFE |  |  |  |  | OpenStreetMap | {"type":"Feature","properties":{},"geometry":{"type":"LineString","coordinates":[[-110.83392,29.03325],[-110.83398,29.0329],[-110.8332,29.03295],[-110.82982,29.03297],[-110.82483,29.03299],[-110.81984,29.03309],[-110.81594,29.0331],[-110.81222,29.03315],[-110.80813,29.0332],[-110.80402,29.03323],[-110.79984,29.03328],[-110.79643,29.03429],[-110.79272,29.03537],[-110.7855,29.03747],[-110.78022,29.03904],[-110.77931,29.03963]]}}
Línea 115.0 kV | LineString | 115.0 kV | 2 |  |  | CFE |  |  |  |  | OpenStreetMap | {"type":"Feature","properties":{},"geometry":{"type":"LineString","coordinates":[[-102.32809,21.91537],[-102.32852,21.91536],[-102.33159,21.91518],[-102.33301,21.91497],[-102.33421,21.91489],[-102.33509,21.91484],[-102.33654,21.91475],[-102.33816,21.91465],[-102.33943,21.91458],[-102.34071,21.9145],[-102.34199,21.91443],[-102.34328,21.91435],[-102.34446,21.91428],[-102.34564,21.9142],[-102.34679,21.914],[-102.34765,21.91355],[-102.34862,21.9131],[-102.34957,21.91304],[-102.35087,21.91328],[-102.35221,21.91351],[-102.35352,21.91374],[-102.35498,21.91402],[-102.3562,21.9142],[-102.35743,21.91442],[-102.35821,21.91458],[-102.35854,21.91364],[-102.35871,21.91364],[-102.36149,21.91338],[-102.36466,21.91319],[-102.36797,21.91307],[-102.37117,21.91359],[-102.37462,21.91413],[-102.37766,21.91464],[-102.37986,21.91304],[-102.38191,21.91156],[-102.38242,21.91105]]}}
Línea 115.0 kV | LineString | 115.0 kV | 2 |  |  | CFE |  |  |  |  | OpenStreetMap | {"type":"Feature","properties":{},"geometry":{"type":"LineString","coordinates":[[-106.40988,31.63745],[-106.41091,31.63637],[-106.41159,31.6359],[-106.41261,31.63512],[-106.41376,31.63424],[-106.41465,31.63357],[-106.41567,31.63279],[-106.41592,31.63157],[-106.41617,31.63036],[-106.41642,31.62915],[-106.41668,31.62793],[-106.41693,31.62673]]}}
Línea 115.0 kV | LineString | 115.0 kV | 2 |  |  | CFE |  |  |  |  | OpenStreetMap | {"type":"Feature","properties":{},"geometry":{"type":"LineString","coordinates":[[-99.02548,18.75687],[-99.02468,18.75539],[-99.02364,18.75346],[-99.02231,18.75111],[-99.02104,18.7488],[-99.02001,18.74691],[-99.01875,18.74456],[-99.01593,18.73926],[-99.0145,18.73542],[-99.01334,18.73229],[-99.01198,18.72869],[-99.01071,18.72521],[-99.00968,18.72249],[-99.00845,18.71916],[-99.00737,18.71625],[-99.0062,18.71311],[-99.00547,18.71117],[-99.00411,18.70752],[-99.00305,18.70463],[-99.00172,18.70105],[-99.00084,18.69875],[-98.99944,18.69498],[-98.99948,18.69031],[-98.99952,18.68631],[-98.99955,18.68237],[-98.99961,18.67685],[-98.99963,18.67477],[-98.99967,18.67098],[-98.99971,18.66673],[-98.99973,18.66394],[-98.99977,18.66076],[-98.99981,18.65643],[-98.99984,18.65326],[-98.99986,18.65034],[-98.99943,18.6469],[-98.99896,18.64298],[-98.99856,18.63983],[-98.99821,18.63683],[-98.99789,18.63425]]}}
Línea 115.0 kV | LineString | 115.0 kV | 2 |  |  | CFE |  |  |  |  | OpenStreetMap | {"type":"Feature","properties":{},"geometry":{"type":"LineString","coordinates":[[-99.02548,18.75687],[-99.02451,18.75733],[-99.02371,18.75806],[-99.02305,18.75876],[-99.02273,18.759]]}}
Línea 115.0 kV | LineString | 115.0 kV | 1 |  |  | CFE |  |  |  |  | OpenStreetMap | {"type":"Feature","properties":{},"geometry":{"type":"LineString","coordinates":[[-99.05205,18.75776],[-99.05163,18.75771],[-99.05087,18.75772],[-99.04979,18.75773],[-99.04868,18.75777],[-99.04714,18.75779],[-99.04625,18.75779],[-99.04568,18.75779],[-99.04502,18.75778],[-99.0444,18.75777],[-99.04367,18.75779],[-99.04269,18.75789],[-99.04187,18.75792],[-99.0412,18.75794],[-99.0404,18.75795],[-99.03799,18.75803],[-99.03644,18.75806],[-99.03472,18.75809],[-99.03075,18.75818],[-99.02867,18.75827],[-99.02672,18.75831],[-99.02624,18.75729],[-99.02584,18.7569],[-99.02536,18.75711],[-99.02458,18.75747],[-99.02388,18.75812],[-99.0232,18.75882],[-99.02286,18.75914]]}}
Línea 115.0 kV | LineString | 115.0 kV | 1 |  |  | CFE |  |  |  |  | OpenStreetMap | {"type":"Feature","properties":{},"geometry":{"type":"LineString","coordinates":[[-99.77874,19.62477],[-99.7788,19.62546],[-99.77918,19.62732],[-99.77956,19.62924],[-99.77993,19.63114],[-99.78012,19.63212],[-99.7803,19.63306],[-99.78069,19.63496],[-99.78107,19.63684],[-99.78143,19.63867],[-99.78176,19.64038],[-99.78214,19.64226],[-99.78245,19.64383],[-99.78281,19.64571],[-99.78324,19.64781],[-99.7836,19.64963],[-99.78397,19.65152],[-99.78432,19.65332],[-99.78471,19.65527],[-99.78507,19.65709],[-99.78542,19.65883],[-99.78619,19.66006],[-99.78628,19.66021],[-99.78687,19.66115]]}}
Línea 115.0 kV | LineString | 115.0 kV | 1 |  |  | CFE |  |  |  |  | OpenStreetMap | {"type":"Feature","properties":{},"geometry":{"type":"LineString","coordinates":[[-99.85651,19.76589],[-99.85618,19.76592],[-99.85607,19.76568],[-99.85658,19.76548],[-99.85756,19.76507],[-99.85865,19.76555],[-99.85958,19.76554],[-99.86103,19.76552],[-99.86246,19.7655],[-99.86388,19.76549],[-99.8653,19.76547],[-99.86673,19.76544],[-99.86817,19.76542],[-99.86949,19.7654],[-99.87078,19.76539],[-99.87198,19.76538],[-99.87339,19.76593],[-99.87463,19.76641],[-99.87595,19.76693],[-99.87726,19.76746],[-99.87858,19.76798],[-99.8799,19.7685],[-99.88121,19.76902],[-99.88254,19.76955],[-99.88386,19.77008],[-99.88561,19.77078],[-99.88693,19.7713],[-99.88825,19.77182],[-99.8901,19.77255],[-99.89054,19.77291]]}}
Línea 115.0 kV | LineString | 115.0 kV | 1 |  |  | CFE |  |  |  |  | OpenStreetMap | {"type":"Feature","properties":{},"geometry":{"type":"LineString","coordinates":[[-89.2849,21.07433],[-89.28519,21.07433],[-89.28533,21.07394],[-89.28464,21.07387],[-89.28201,21.07475],[-89.27749,21.07628],[-89.27386,21.0775],[-89.27039,21.07866],[-89.26703,21.08015],[-89.26362,21.0818],[-89.26024,21.08342],[-89.25692,21.08495],[-89.25365,21.08652],[-89.25023,21.08811],[-89.24683,21.08971],[-89.24314,21.09136],[-89.24002,21.09294],[-89.23677,21.09446],[-89.23337,21.09601],[-89.2304,21.09745],[-89.22719,21.09896],[-89.22325,21.10081],[-89.21977,21.10247],[-89.21637,21.10407],[-89.21304,21.10563],[-89.20954,21.10727],[-89.2062,21.10882],[-89.20287,21.11045],[-89.19939,21.11205],[-89.19586,21.11368],[-89.19289,21.11514],[-89.1894,21.11674],[-89.18546,21.11858],[-89.18126,21.12057],[-89.17739,21.12239],[-89.17384,21.12407],[-89.17019,21.12522],[-89.16642,21.12644],[-89.16306,21.12749],[-89.15562,21.12983],[-89.15213,21.13092],[-89.1484,21.13211],[-89.14482,21.13324],[-89.14115,21.13438],[-89.13754,21.13554],[-89.13392,21.1367],[-89.13016,21.13785],[-89.12649,21.13901],[-89.12303,21.14013],[-89.11941,21.14124],[-89.11588,21.14232],[-89.11249,21.14341],[-89.10947,21.14438],[-89.10539,21.14567],[-89.1022,21.14682],[-89.09816,21.14798],[-89.09453,21.14909],[-89.09057,21.14888],[-89.08674,21.14871],[-89.08313,21.14839],[-89.07939,21.14815],[-89.0756,21.14797],[-89.0718,21.14786],[-89.06803,21.1476],[-89.06035,21.1472],[-89.05655,21.14699],[-89.05294,21.14677],[-89.04921,21.14656],[-89.04554,21.14635],[-89.04181,21.14616],[-89.038,21.14599],[-89.0341,21.1458],[-89.02983,21.14552],[-89.02574,21.14524],[-89.02199,21.14505],[-89.01847,21.14485],[-89.01452,21.14465],[-89.01084,21.14448],[-89.00666,21.14413],[-89.0028,21.14396],[-88.9991,21.14378],[-88.99516,21.14363],[-88.99181,21.1434],[-88.98794,21.14312],[-88.98375,21.14291],[-88.97954,21.14272],[-88.97591,21.1425],[-88.97202,21.14225],[-88.96832,21.14201],[-88.96466,21.14182],[-88.96088,21.14163],[-88.95708,21.14139],[-88.95319,21.14115],[-88.94941,21.14095],[-88.94563,21.14076],[-88.94198,21.14051],[-88.9391,21.14039],[-88.93912,21.14009]]}}
Línea 115.0 kV | LineString | 115.0 kV | 1 |  |  | CFE |  |  |  |  | OpenStreetMap | {"type":"Feature","properties":{},"geometry":{"type":"LineString","coordinates":[[-92.9907,17.96088],[-92.99162,17.95936]]}}
Línea 115.0 kV | LineString | 115.0 kV | 1 |  |  | CFE |  |  |  |  | OpenStreetMap | {"type":"Feature","properties":{},"geometry":{"type":"LineString","coordinates":[[-92.9907,17.96088],[-92.99179,17.95969],[-92.99204,17.95931],[-92.99215,17.95863]]}}
Línea 115.0 kV | LineString | 115.0 kV | 3 |  |  | CFE |  |  |  |  | OpenStreetMap | {"type":"Feature","properties":{},"geometry":{"type":"LineString","coordinates":[[-92.99215,17.95863],[-92.99342,17.95755],[-92.99483,17.95637],[-92.99602,17.95539],[-92.99755,17.95413],[-92.99858,17.95321],[-92.99983,17.95211],[-93.00159,17.95227],[-93.00282,17.95233],[-93.00434,17.95171],[-93.0059,17.95112],[-93.00737,17.9505],[-93.00804,17.94969],[-93.00862,17.94887],[-93.00842,17.94712],[-93.00819,17.94533]]}}
Línea 115.0 kV | LineString | 115.0 kV | 2 |  |  | CFE |  |  |  |  | OpenStreetMap | {"type":"Feature","properties":{},"geometry":{"type":"LineString","coordinates":[[-93.00819,17.94533],[-93.00818,17.94452]]}}
Línea 115.0 kV | LineString | 115.0 kV | 1 |  |  | CFE |  |  |  |  | OpenStreetMap | {"type":"Feature","properties":{},"geometry":{"type":"LineString","coordinates":[[-93.00778,17.94461],[-93.00819,17.94533]]}}
Línea 115.0 kV | LineString | 115.0 kV | 2 |  |  | CFE |  |  |  |  | OpenStreetMap | {"type":"Feature","properties":{},"geometry":{"type":"LineString","coordinates":[[-92.99162,17.95936],[-92.99215,17.95863]]}}
Línea 115.0 kV | LineString | 115.0 kV | 2 |  |  | CFE |  |  |  |  | OpenStreetMap | {"type":"Feature","properties":{},"geometry":{"type":"LineString","coordinates":[[-93.02944,17.98073],[-93.02703,17.97904],[-93.02411,17.97701],[-93.02185,17.97542],[-93.01927,17.97359],[-93.01524,17.97076],[-93.0132,17.9694],[-93.00957,17.96679],[-93.00796,17.96566],[-93.00569,17.96523],[-93.00365,17.96489],[-92.99829,17.96387],[-92.99618,17.96243],[-92.9943,17.96112],[-92.99162,17.95936]]}}
Línea 115.0 kV | LineString | 115.0 kV | 2 |  |  | CFE |  |  |  |  | OpenStreetMap | {"type":"Feature","properties":{},"geometry":{"type":"LineString","coordinates":[[-93.02944,17.98073],[-93.02918,17.98089]]}}
Línea 115.0 kV | LineString | 115.0 kV | 2 |  |  | CFE |  |  |  |  | OpenStreetMap | {"type":"Feature","properties":{},"geometry":{"type":"LineString","coordinates":[[-93.08941,17.9996],[-93.08883,17.99961],[-93.08697,17.99971],[-93.08497,17.99882],[-93.08288,17.99639],[-93.08062,17.9937],[-93.07822,17.99096],[-93.07616,17.98903],[-93.07396,17.98683],[-93.07159,17.98439],[-93.06856,17.98437],[-93.06509,17.9843],[-93.06207,17.98427],[-93.05894,17.98422],[-93.05564,17.98419],[-93.05252,17.98418],[-93.04926,17.98411],[-93.04608,17.98411],[-93.04304,17.98407],[-93.03965,17.98401],[-93.0372,17.98399],[-93.03408,17.98396],[-93.0317,17.98231],[-93.02944,17.98073]]}}
Línea 115.0 kV | LineString | 115.0 kV | 1 |  |  | CFE |  |  |  |  | OpenStreetMap | {"type":"Feature","properties":{},"geometry":{"type":"LineString","coordinates":[[-93.11559,17.8593],[-93.11486,17.85931],[-93.1133,17.85981]]}}
Línea 115.0 kV | LineString | 115.0 kV | 1 |  |  | CFE |  |  |  |  | OpenStreetMap | {"type":"Feature","properties":{},"geometry":{"type":"LineString","coordinates":[[-93.11558,17.85956],[-93.11495,17.85963],[-93.11352,17.86037]]}}
Línea 115.0 kV | LineString | 115.0 kV | 1 |  |  | CFE |  |  |  |  | OpenStreetMap | {"type":"Feature","properties":{},"geometry":{"type":"LineString","coordinates":[[-93.11557,17.85941],[-93.11491,17.85948],[-93.1133,17.85981]]}}
Línea 115.0 kV | LineString | 115.0 kV | 1 |  |  | CFE |  |  |  |  | OpenStreetMap | {"type":"Feature","properties":{},"geometry":{"type":"LineString","coordinates":[[-93.11555,17.85966],[-93.11502,17.85984],[-93.11352,17.86037]]}}
Línea 115.0 kV | LineString | 115.0 kV | 1 |  |  | CFE |  |  |  |  | OpenStreetMap | {"type":"Feature","properties":{},"geometry":{"type":"LineString","coordinates":[[-93.00779,17.94374],[-93.00777,17.94409]]}}
Línea 115.0 kV | LineString | 115.0 kV | 1 |  |  | CFE |  |  |  |  | OpenStreetMap | {"type":"Feature","properties":{},"geometry":{"type":"LineString","coordinates":[[-93.00779,17.94374],[-93.00801,17.94401]]}}
Línea 115.0 kV | LineString | 115.0 kV | 1 |  |  | CFE |  |  |  |  | OpenStreetMap | {"type":"Feature","properties":{},"geometry":{"type":"LineString","coordinates":[[-93.15213,17.98665],[-93.15251,17.98609]]}}
Línea 115.0 kV | LineString | 115.0 kV | 1 |  |  | CFE |  |  |  |  | OpenStreetMap | {"type":"Feature","properties":{},"geometry":{"type":"LineString","coordinates":[[-93.15037,18.00005],[-93.15032,18.00203],[-93.15012,18.00567],[-93.15039,18.0092],[-93.15067,18.01275],[-93.1497,18.01576],[-93.14865,18.01895],[-93.14768,18.02188],[-93.14705,18.02387],[-93.14494,18.02593],[-93.1431,18.0277],[-93.14042,18.03029],[-93.13737,18.03324],[-93.13493,18.03561],[-93.13263,18.03784],[-93.1308,18.03961],[-93.12835,18.04196],[-93.12834,18.04461],[-93.1283,18.04839],[-93.12825,18.05227],[-93.12818,18.05635],[-93.12812,18.06039],[-93.12809,18.06434],[-93.12806,18.06807],[-93.12798,18.07203],[-93.12797,18.07425],[-93.12893,18.0773],[-93.1302,18.08155],[-93.13159,18.08501],[-93.13197,18.08913],[-93.13092,18.09049],[-93.12882,18.09328],[-93.12683,18.09595],[-93.12275,18.10132],[-93.12078,18.10394],[-93.11832,18.1072],[-93.11581,18.11048],[-93.11336,18.11369],[-93.11089,18.117],[-93.10869,18.11988],[-93.10696,18.12218],[-93.10698,18.12437],[-93.10702,18.1281],[-93.10705,18.13133],[-93.10708,18.13451],[-93.10711,18.13779],[-93.10713,18.14098],[-93.10736,18.14266],[-93.10771,18.14531],[-93.108,18.14749],[-93.1107,18.14955],[-93.10979,18.15196],[-93.10792,18.15401],[-93.1054,18.15677],[-93.10267,18.15976],[-93.10069,18.16191],[-93.09821,18.16462],[-93.09595,18.16711],[-93.09373,18.16951],[-93.0918,18.17162],[-93.08988,18.17371],[-93.08911,18.1756],[-93.08839,18.17736],[-93.0877,18.17904],[-93.08863,18.17976],[-93.08973,18.17941],[-93.08985,18.1789]]}}
Línea 115.0 kV | LineString | 115.0 kV | 2 |  |  | CFE |  |  |  |  | OpenStreetMap | {"type":"Feature","properties":{},"geometry":{"type":"LineString","coordinates":[[-91.86926,17.75937],[-91.8693,17.75946],[-91.8698,17.76011],[-91.87022,17.76038]]}}
Línea 115.0 kV | LineString | 115.0 kV | 1 |  |  | CFE |  |  |  |  | OpenStreetMap | {"type":"Feature","properties":{},"geometry":{"type":"LineString","coordinates":[[-95.00488,16.49919],[-95.00479,16.49965]]}}
Línea 115.0 kV | LineString | 115.0 kV | 1 |  |  | CFE |  |  |  |  | OpenStreetMap | {"type":"Feature","properties":{},"geometry":{"type":"LineString","coordinates":[[-94.95257,16.46646],[-94.95318,16.46636]]}}
Línea 115.0 kV | LineString | 115.0 kV |  |  |  | CFE |  |  |  |  | OpenStreetMap | {"type":"Feature","properties":{},"geometry":{"type":"LineString","coordinates":[[-93.91166,16.24595],[-93.91076,16.24551],[-93.91026,16.24527],[-93.91016,16.24534]]}}
Línea 115.0 kV | LineString | 115.0 kV | 1 |  |  | CFE |  |  |  |  | OpenStreetMap | {"type":"Feature","properties":{},"geometry":{"type":"LineString","coordinates":[[-93.90978,16.24551],[-93.90946,16.24564],[-93.90764,16.24586],[-93.90163,16.24659],[-93.89521,16.24735],[-93.89206,16.24798],[-93.88935,16.24853],[-93.88332,16.24964],[-93.87942,16.24704]]}}
Línea 115.0 kV | LineString | 115.0 kV | 2 |  |  | CFE |  |  |  |  | OpenStreetMap | {"type":"Feature","properties":{},"geometry":{"type":"LineString","coordinates":[[-93.87942,16.24704],[-93.87967,16.24608],[-93.88001,16.2453]]}}
Línea 115.0 kV | LineString | 115.0 kV | 1 |  |  | CFE |  |  |  |  | OpenStreetMap | {"type":"Feature","properties":{},"geometry":{"type":"LineString","coordinates":[[-93.93009,16.15686],[-93.92947,16.15678],[-93.92779,16.15662],[-93.92524,16.15638],[-93.92268,16.1561],[-93.9202,16.15587],[-93.91812,16.15565],[-93.91758,16.15761],[-93.91703,16.16014],[-93.91641,16.1629],[-93.91575,16.16593],[-93.91488,16.16917],[-93.9124,16.17171],[-93.91162,16.17446],[-93.91095,16.17679],[-93.91028,16.1792],[-93.9077,16.18012],[-93.90549,16.18092],[-93.90249,16.18202],[-93.89963,16.18305],[-93.89676,16.18408],[-93.89387,16.18513],[-93.89331,16.18778],[-93.89281,16.19012],[-93.89242,16.19198],[-93.89207,16.19425],[-93.89165,16.19695],[-93.89123,16.19963],[-93.89083,16.20214],[-93.89029,16.20403],[-93.88992,16.20636],[-93.88955,16.20873],[-93.88917,16.21113],[-93.88924,16.21265],[-93.88939,16.21571],[-93.8894,16.21816],[-93.88709,16.22024],[-93.88445,16.22269],[-93.88228,16.2246],[-93.87976,16.22699],[-93.87886,16.22823],[-93.87763,16.22976],[-93.87873,16.23195],[-93.881,16.23327],[-93.88098,16.23562],[-93.88092,16.23865],[-93.88087,16.24166],[-93.88089,16.24394],[-93.88,16.24441],[-93.87991,16.24501]]}}
Línea 115.0 kV | LineString | 115.0 kV | 1 |  |  | CFE |  |  |  |  | OpenStreetMap | {"type":"Feature","properties":{},"geometry":{"type":"LineString","coordinates":[[-95.11705,16.39249],[-95.11676,16.39183],[-95.11668,16.3925],[-95.11573,16.393],[-95.11398,16.39387],[-95.11239,16.39465],[-95.1108,16.39547],[-95.10914,16.3963],[-95.1074,16.39718],[-95.10565,16.39804],[-95.10386,16.39892],[-95.10036,16.40066],[-95.09937,16.40117],[-95.09762,16.40206],[-95.09586,16.40293],[-95.09412,16.40381],[-95.09237,16.40469],[-95.09063,16.40558],[-95.08903,16.40635],[-95.08729,16.40725],[-95.08553,16.40812],[-95.08377,16.409],[-95.08202,16.40988],[-95.07883,16.41145],[-95.07741,16.41216],[-95.07582,16.41297],[-95.07408,16.41384],[-95.07249,16.4147],[-95.069,16.41637],[-95.06814,16.41679],[-95.06717,16.41728],[-95.06534,16.41821],[-95.06359,16.41909],[-95.06192,16.41992],[-95.06017,16.4208],[-95.05841,16.42168],[-95.05666,16.42253],[-95.05499,16.42337],[-95.0532,16.42427],[-95.05145,16.42517],[-95.0497,16.42603],[-95.04798,16.42688],[-95.04623,16.42779],[-95.04447,16.42863],[-95.04234,16.4297],[-95.0405,16.43063],[-95.04048,16.43263],[-95.04038,16.43591],[-95.0403,16.4385],[-95.04028,16.44145],[-95.04028,16.44443],[-95.04026,16.4473],[-95.04027,16.45043],[-95.04023,16.45353],[-95.04021,16.4565],[-95.03868,16.45858],[-95.03697,16.46072],[-95.03405,16.46074],[-95.03103,16.46071],[-95.02756,16.46071],[-95.02449,16.46069],[-95.02332,16.45914],[-95.0222,16.45772],[-95.0218,16.456],[-95.02143,16.45412],[-95.02107,16.45225],[-95.02082,16.45149]]}}
Línea 115.0 kV | LineString | 115.0 kV | 1 |  |  | CFE |  |  |  |  | OpenStreetMap | {"type":"Feature","properties":{},"geometry":{"type":"LineString","coordinates":[[-95.11313,16.44644],[-95.11312,16.44582],[-95.11342,16.44522],[-95.1143,16.4435],[-95.1148,16.44254],[-95.11531,16.44156],[-95.11581,16.4406],[-95.11632,16.43962],[-95.11683,16.43866],[-95.11733,16.43771],[-95.11783,16.43672],[-95.11834,16.43576],[-95.11884,16.43479],[-95.11935,16.43381],[-95.11977,16.433],[-95.11977,16.43191],[-95.11976,16.43084],[-95.11977,16.42974],[-95.11976,16.42867],[-95.11977,16.42759],[-95.11979,16.42653],[-95.11977,16.42541],[-95.11977,16.42437],[-95.11976,16.42314],[-95.11976,16.42192],[-95.11976,16.4207],[-95.11976,16.41948],[-95.11976,16.41826],[-95.11976,16.41704],[-95.11976,16.41582],[-95.11976,16.41459],[-95.11976,16.4132],[-95.11976,16.41209],[-95.11976,16.41086],[-95.11976,16.40964],[-95.11976,16.40842],[-95.11975,16.4072],[-95.11975,16.40603],[-95.11975,16.40477],[-95.11975,16.40355],[-95.11975,16.40232],[-95.11975,16.40112],[-95.11975,16.39998],[-95.11976,16.39891],[-95.11975,16.3977],[-95.11975,16.39639],[-95.11976,16.39534],[-95.1196,16.39444],[-95.11971,16.39369],[-95.11925,16.39283],[-95.11853,16.39319],[-95.11775,16.39357],[-95.11751,16.3931],[-95.11733,16.39278]]}}
Línea 115.0 kV | LineString | 115.0 kV | 1 |  |  | CFE |  |  |  |  | OpenStreetMap | {"type":"Feature","properties":{},"geometry":{"type":"LineString","coordinates":[[-96.68689,17.05791],[-96.68781,17.05825],[-96.68854,17.05851],[-96.68937,17.05883],[-96.69014,17.05911],[-96.69094,17.0594],[-96.69174,17.0597],[-96.69253,17.05999],[-96.69332,17.06027],[-96.6949,17.06086],[-96.69566,17.06115],[-96.69648,17.06144],[-96.69718,17.06171],[-96.6976,17.06181],[-96.6981,17.06187],[-96.69854,17.06187],[-96.69895,17.06181],[-96.69937,17.06171],[-96.70016,17.0615],[-96.70099,17.06128],[-96.70175,17.06107],[-96.70268,17.06082],[-96.70337,17.06065],[-96.70416,17.06044],[-96.70498,17.06022],[-96.70578,17.06],[-96.7066,17.05978],[-96.70708,17.05958],[-96.70752,17.05936],[-96.70788,17.05916],[-96.70831,17.05883],[-96.70876,17.05844],[-96.70921,17.0579],[-96.70976,17.05724],[-96.71021,17.05667],[-96.71096,17.05585],[-96.71158,17.05514],[-96.71221,17.05461],[-96.71268,17.05431],[-96.7133,17.05393],[-96.71398,17.05375],[-96.71487,17.05353],[-96.71578,17.0533],[-96.71673,17.05306],[-96.71761,17.05285],[-96.71851,17.05261],[-96.71938,17.0524],[-96.72016,17.05221],[-96.72088,17.05203],[-96.72169,17.05183],[-96.72236,17.05166],[-96.72311,17.05147],[-96.72392,17.05126],[-96.72457,17.0514],[-96.72471,17.05182],[-96.72491,17.05185]]}}
Línea 115.0 kV | LineString | 115.0 kV | 2 |  |  | CFE |  |  |  |  | OpenStreetMap | {"type":"Feature","properties":{},"geometry":{"type":"LineString","coordinates":[[-112.10859,30.72484],[-112.10957,30.72276],[-112.11058,30.7207],[-112.11126,30.71849],[-112.11151,30.71553],[-112.1124,30.71261],[-112.11331,30.70967],[-112.11421,30.70674],[-112.11436,30.7045],[-112.11457,30.70416]]}}
Línea 115.0 kV | LineString | 115.0 kV | 1 |  |  | CFE |  |  |  |  | OpenStreetMap | {"type":"Feature","properties":{},"geometry":{"type":"LineString","coordinates":[[-112.15824,30.72539],[-112.1578,30.72626],[-112.1572,30.72751],[-112.15664,30.72868],[-112.15451,30.72852],[-112.15181,30.7283],[-112.14932,30.72809],[-112.14671,30.72788],[-112.14423,30.72768],[-112.14214,30.72751],[-112.13972,30.72732],[-112.13752,30.72714],[-112.13493,30.72693],[-112.13274,30.72676],[-112.13023,30.72656],[-112.12774,30.72635],[-112.12531,30.72617],[-112.12269,30.72596],[-112.1202,30.72576],[-112.11759,30.72555],[-112.11516,30.72535],[-112.11259,30.72515],[-112.11,30.72494],[-112.10859,30.72484]]}}
Línea 115.0 kV | LineString | 115.0 kV | 2 |  |  | CFE |  |  |  |  | OpenStreetMap | {"type":"Feature","properties":{},"geometry":{"type":"LineString","coordinates":[[-112.20818,30.71331],[-112.20874,30.71551],[-112.20963,30.71896],[-112.21035,30.72181],[-112.20761,30.72296],[-112.20442,30.72431],[-112.20144,30.72558],[-112.19835,30.72686],[-112.1962,30.72781],[-112.19274,30.72928],[-112.18947,30.73062],[-112.18593,30.73213],[-112.18231,30.73366],[-112.17905,30.73504],[-112.17586,30.73639],[-112.17328,30.73747],[-112.17003,30.73515],[-112.16687,30.73294],[-112.16468,30.73134],[-112.16111,30.72884],[-112.15916,30.72743],[-112.15826,30.72604],[-112.15843,30.72543]]}}
Línea 115.0 kV | LineString | 115.0 kV | 1 |  |  | CFE |  |  |  |  | OpenStreetMap | {"type":"Feature","properties":{},"geometry":{"type":"LineString","coordinates":[[-112.49778,30.76022],[-112.49777,30.75994],[-112.49766,30.75952],[-112.49769,30.75845]]}}
Línea 115.0 kV | LineString | 115.0 kV | 1 |  |  | CFE |  |  |  |  | OpenStreetMap | {"type":"Feature","properties":{},"geometry":{"type":"LineString","coordinates":[[-112.20815,30.71246],[-112.20825,30.71293],[-112.20865,30.71454],[-112.20908,30.71619],[-112.20949,30.71783],[-112.20991,30.71943],[-112.21033,30.72091],[-112.21051,30.72124],[-112.21089,30.72106],[-112.21278,30.72029],[-112.21475,30.71943],[-112.2168,30.71858],[-112.21876,30.71774],[-112.22075,30.7169],[-112.2228,30.71603],[-112.22488,30.71515],[-112.22694,30.71432],[-112.22863,30.71287],[-112.2303,30.71145],[-112.23197,30.71005],[-112.23365,30.70863],[-112.23532,30.70722],[-112.23697,30.70583],[-112.23866,30.7044],[-112.24034,30.70297],[-112.24204,30.70155],[-112.24368,30.70012],[-112.24538,30.69869],[-112.24704,30.69731],[-112.2494,30.69675],[-112.25163,30.69622],[-112.25394,30.69567],[-112.25633,30.69511],[-112.25857,30.69458],[-112.26102,30.694],[-112.26275,30.6936],[-112.26551,30.69294],[-112.26894,30.69213],[-112.27118,30.69281],[-112.27354,30.69349],[-112.2759,30.69419],[-112.27819,30.69488],[-112.28042,30.69554],[-112.28278,30.69624],[-112.28511,30.69693],[-112.28741,30.69761],[-112.28967,30.69828],[-112.292,30.69897],[-112.29437,30.69967],[-112.29668,30.70036],[-112.29897,30.70104],[-112.30125,30.70172],[-112.30355,30.70241],[-112.30592,30.70311],[-112.3082,30.70379],[-112.31062,30.7045],[-112.31295,30.70519],[-112.31528,30.70589],[-112.31767,30.70659],[-112.32,30.70729],[-112.32229,30.70797],[-112.32451,30.70863],[-112.32682,30.70931],[-112.329,30.70995],[-112.33123,30.71061],[-112.33348,30.71129],[-112.33581,30.71198],[-112.33808,30.71266],[-112.34033,30.71332],[-112.34243,30.71395],[-112.34447,30.71455],[-112.34644,30.71513],[-112.34783,30.71403],[-112.34955,30.71266],[-112.3513,30.71126],[-112.35312,30.70982],[-112.35489,30.70839],[-112.35658,30.70704],[-112.35838,30.70562],[-112.3601,30.70423],[-112.36178,30.70289],[-112.36368,30.70137],[-112.36548,30.69993],[-112.36727,30.69852],[-112.3688,30.69729],[-112.37064,30.69583],[-112.37233,30.69449],[-112.37406,30.6931],[-112.37493,30.69243],[-112.37578,30.69172],[-112.37754,30.69032],[-112.37927,30.68892],[-112.38099,30.68756],[-112.38279,30.68613],[-112.38455,30.68473],[-112.38633,30.68328],[-112.38854,30.68313],[-112.39085,30.68295],[-112.39315,30.68277],[-112.3954,30.6826],[-112.3977,30.68242],[-112.4,30.68225],[-112.40166,30.68212],[-112.40317,30.682],[-112.40318,30.67955],[-112.40318,30.67756],[-112.40319,30.67562],[-112.40319,30.6737],[-112.4032,30.67174],[-112.4032,30.66989],[-112.40321,30.66774],[-112.40322,30.66557],[-112.40322,30.66346],[-112.40323,30.66132],[-112.40324,30.65925],[-112.40324,30.65723],[-112.40325,30.65515],[-112.40325,30.65307],[-112.40324,30.65129],[-112.40423,30.65044],[-112.40425,30.6502]]}}
Línea 115.0 kV | LineString | 115.0 kV | 1 |  |  | CFE |  |  |  |  | OpenStreetMap | {"type":"Feature","properties":{},"geometry":{"type":"LineString","coordinates":[[-112.49769,30.75845],[-112.49662,30.75815],[-112.49454,30.75753],[-112.49238,30.75691],[-112.49029,30.75629],[-112.48843,30.75574],[-112.48636,30.75513],[-112.48426,30.7545],[-112.48213,30.7539],[-112.48001,30.75326],[-112.47787,30.75264],[-112.47578,30.75201],[-112.47369,30.75139],[-112.47152,30.75076],[-112.46934,30.75012],[-112.46726,30.74951],[-112.46513,30.74888],[-112.463,30.74824],[-112.46081,30.7476],[-112.45862,30.74696],[-112.45649,30.74632],[-112.45437,30.74569],[-112.45222,30.74507],[-112.45009,30.74442],[-112.44793,30.74381],[-112.44579,30.74317],[-112.44361,30.74253],[-112.44154,30.74192],[-112.43943,30.7413],[-112.43732,30.74068],[-112.43515,30.74004],[-112.43306,30.73943],[-112.43093,30.73879],[-112.42879,30.73817],[-112.42666,30.73754],[-112.42457,30.73693],[-112.42238,30.73631],[-112.42101,30.73509],[-112.41965,30.73391],[-112.41824,30.7327],[-112.41685,30.73149],[-112.41524,30.73009],[-112.41371,30.72877],[-112.41216,30.72742],[-112.41055,30.72602],[-112.40897,30.72464],[-112.40734,30.72325],[-112.40576,30.72188],[-112.40416,30.72048],[-112.40416,30.71844],[-112.40416,30.71634],[-112.40416,30.71439],[-112.40416,30.71253],[-112.40416,30.71059],[-112.40416,30.70874],[-112.40415,30.70687],[-112.40416,30.70491],[-112.40416,30.70299],[-112.40415,30.70107],[-112.40416,30.69924],[-112.40415,30.69716],[-112.40416,30.69514],[-112.40415,30.69311],[-112.40416,30.69104],[-112.40415,30.68906],[-112.40416,30.68705],[-112.40415,30.68499],[-112.40415,30.68281],[-112.40415,30.68114],[-112.40414,30.67968],[-112.40412,30.67786],[-112.4041,30.67608],[-112.40408,30.67428],[-112.40407,30.67246],[-112.40405,30.67066],[-112.40404,30.66885],[-112.40403,30.66703],[-112.40401,30.66537],[-112.40398,30.66303],[-112.40397,30.66091],[-112.40394,30.65893],[-112.40394,30.65673],[-112.40415,30.655],[-112.4044,30.65325],[-112.40438,30.65184],[-112.4044,30.65045],[-112.40439,30.65021]]}}
Línea 115.0 kV | LineString | 115.0 kV | 1 |  |  | Comisión Federal de Electricidad |  |  |  |  | OpenStreetMap | {"type":"Feature","properties":{},"geometry":{"type":"LineString","coordinates":[[-113.5204,31.31087],[-113.52067,31.31103]]}}
Línea 115.0 kV | LineString | 115.0 kV | 1 |  |  | Comisión Federal de Electricidad |  |  |  |  | OpenStreetMap | {"type":"Feature","properties":{},"geometry":{"type":"LineString","coordinates":[[-113.5204,31.31087],[-113.52043,31.31112],[-113.52068,31.31122]]}}
Línea 115.0 kV | LineString | 115.0 kV | 1 |  |  | CFE |  |  |  |  | OpenStreetMap | {"type":"Feature","properties":{},"geometry":{"type":"LineString","coordinates":[[-113.51449,31.31025],[-113.5156,31.31]]}}
Línea 115.0 kV | LineString | 115.0 kV | 1 |  |  | Comisión Federal de Electricidad |  |  |  |  | OpenStreetMap | {"type":"Feature","properties":{},"geometry":{"type":"LineString","coordinates":[[-113.51449,31.31025],[-113.51499,31.31016],[-113.51673,31.30984]]}}
Línea 115.0 kV | LineString | 115.0 kV | 2 |  |  | Comisión Federal de Electricidad |  |  |  |  | OpenStreetMap | {"type":"Feature","properties":{},"geometry":{"type":"LineString","coordinates":[[-113.51673,31.30984],[-113.51781,31.30965],[-113.5193,31.30939],[-113.52035,31.31024],[-113.5204,31.31087]]}}
Línea 115.0 kV | LineString | 115.0 kV | 1 |  |  | CFE |  |  |  |  | OpenStreetMap | {"type":"Feature","properties":{},"geometry":{"type":"LineString","coordinates":[[-112.93432,31.04479],[-112.93405,31.04506],[-112.93191,31.04647],[-112.93012,31.04764],[-112.92854,31.04866],[-112.92703,31.04964],[-112.92552,31.05062],[-112.92402,31.05159],[-112.92251,31.05257],[-112.92101,31.05354],[-112.91951,31.05451],[-112.918,31.0555],[-112.91648,31.05649],[-112.91494,31.05748],[-112.9134,31.05848],[-112.91187,31.05947],[-112.91034,31.06047],[-112.90882,31.06146],[-112.90729,31.06244],[-112.90576,31.06344],[-112.90422,31.06444],[-112.90271,31.06544],[-112.90116,31.06642],[-112.89967,31.06741],[-112.90061,31.06872],[-112.90159,31.07007],[-112.90247,31.07131],[-112.90299,31.07202],[-112.90172,31.07284],[-112.90036,31.07379],[-112.89904,31.07479],[-112.89771,31.0758],[-112.89649,31.07674],[-112.89472,31.07808],[-112.89295,31.07942],[-112.89119,31.08077],[-112.88942,31.0821],[-112.88765,31.08346],[-112.8859,31.08481],[-112.88413,31.08615],[-112.88235,31.0875],[-112.88059,31.08884],[-112.87919,31.09034],[-112.87779,31.09183],[-112.87569,31.0926],[-112.87387,31.09396],[-112.87202,31.09536],[-112.87019,31.09674],[-112.86837,31.09816],[-112.86654,31.0995],[-112.86469,31.10093],[-112.86293,31.10228],[-112.86116,31.10362],[-112.85938,31.10497],[-112.85762,31.10631],[-112.85584,31.10767],[-112.85409,31.109],[-112.85233,31.11034],[-112.85057,31.11169],[-112.8488,31.11304],[-112.84703,31.11439],[-112.84527,31.11572],[-112.84349,31.11707],[-112.84171,31.11841],[-112.83998,31.11979],[-112.83819,31.1211],[-112.83643,31.12246],[-112.8357,31.12425],[-112.83513,31.12571],[-112.83639,31.12721],[-112.83788,31.12898],[-112.83922,31.13056],[-112.84035,31.13191],[-112.84037,31.13372],[-112.8404,31.13552],[-112.84042,31.13825],[-112.84045,31.13976],[-112.83918,31.14153],[-112.84034,31.14309],[-112.84149,31.14461],[-112.84252,31.14597],[-112.84337,31.14674],[-112.84469,31.14793],[-112.84599,31.14912],[-112.84626,31.14947]]}}
Línea 115.0 kV | LineString | 115.0 kV | 1 |  |  | CFE |  |  |  |  | OpenStreetMap | {"type":"Feature","properties":{},"geometry":{"type":"LineString","coordinates":[[-112.96989,30.96923],[-112.96985,30.96946],[-112.96949,30.96947],[-112.96943,30.97253],[-112.96945,30.97633],[-112.96945,30.98007],[-112.96947,30.98378],[-112.9695,30.98755],[-112.96794,30.99085],[-112.96627,30.99438],[-112.96463,30.99783],[-112.96301,31.00121],[-112.96138,31.0047],[-112.9599,31.00806],[-112.95829,31.01133],[-112.9568,31.01454],[-112.95537,31.01757],[-112.95377,31.02091],[-112.95219,31.02424],[-112.95059,31.02765],[-112.94914,31.03074],[-112.94778,31.0336],[-112.94641,31.03648],[-112.94437,31.04077]]}}
Línea 115.0 kV | LineString | 115.0 kV | 1 |  |  | CFE |  |  |  |  | OpenStreetMap | {"type":"Feature","properties":{},"geometry":{"type":"LineString","coordinates":[[-112.67907,30.8026],[-112.68278,30.80283],[-112.68697,30.8031],[-112.69114,30.80335],[-112.69532,30.80361],[-112.69961,30.80388],[-112.70379,30.80413],[-112.70804,30.8044],[-112.71229,30.80468],[-112.715,30.80587],[-112.71778,30.80715],[-112.72131,30.80878],[-112.72499,30.81047],[-112.72879,30.81222],[-112.73265,30.81397],[-112.73643,30.81571],[-112.74022,30.81745],[-112.74406,30.81922],[-112.74768,30.82087],[-112.75101,30.82243],[-112.75495,30.82317],[-112.75912,30.82399],[-112.76331,30.8248],[-112.76731,30.82556],[-112.77148,30.82641],[-112.77567,30.82723],[-112.77985,30.82806],[-112.78397,30.82885],[-112.78812,30.82964],[-112.79222,30.83047],[-112.796,30.83119],[-112.7997,30.83193],[-112.80313,30.8326],[-112.80668,30.83329],[-112.81036,30.83399],[-112.81405,30.83471],[-112.81773,30.83545],[-112.82146,30.83613],[-112.82554,30.83694],[-112.82962,30.83774],[-112.83385,30.83857],[-112.83771,30.83931],[-112.84181,30.84015],[-112.84617,30.84096],[-112.85039,30.84178],[-112.85406,30.8425],[-112.85826,30.8433],[-112.86222,30.84407],[-112.8658,30.84478],[-112.86969,30.84554],[-112.87358,30.84628],[-112.8777,30.84706],[-112.88032,30.8485],[-112.88411,30.8506],[-112.88765,30.85255],[-112.89126,30.85454],[-112.89483,30.85652],[-112.89848,30.85853],[-112.9021,30.86052],[-112.9056,30.8625],[-112.90908,30.86441],[-112.91271,30.86641],[-112.91638,30.86845],[-112.91985,30.87035],[-112.92339,30.8723],[-112.92692,30.87426],[-112.93077,30.87638],[-112.93408,30.87822],[-112.93776,30.88023],[-112.94136,30.88221],[-112.94455,30.884],[-112.94745,30.88557],[-112.9508,30.88741],[-112.95407,30.88923],[-112.9574,30.89107],[-112.96058,30.89283],[-112.96364,30.89451],[-112.96644,30.89604],[-112.96919,30.89755],[-112.96921,30.90103],[-112.96922,30.90466],[-112.96924,30.90841],[-112.96924,30.91208],[-112.96926,30.91585],[-112.96928,30.91956],[-112.9693,30.92332],[-112.96931,30.92716],[-112.96932,30.93079],[-112.96935,30.93442],[-112.96937,30.93811],[-112.96942,30.94156],[-112.96944,30.94501],[-112.96946,30.94857],[-112.96948,30.95216],[-112.9695,30.95592],[-112.96951,30.95932],[-112.96953,30.96259],[-112.96953,30.96584],[-112.96949,30.96919],[-112.96979,30.96918]]}}
Línea 115.0 kV | LineString | 115.0 kV | 1 |  |  | CFE |  |  |  |  | OpenStreetMap | {"type":"Feature","properties":{},"geometry":{"type":"LineString","coordinates":[[-112.67923,30.80463],[-112.67923,30.80456],[-112.67927,30.80379],[-112.6793,30.8027],[-112.67823,30.80268]]}}
Línea 115.0 kV | LineString | 115.0 kV | 1 |  |  | CFE |  |  |  |  | OpenStreetMap | {"type":"Feature","properties":{},"geometry":{"type":"LineString","coordinates":[[-112.67851,30.80209],[-112.6788,30.80207],[-112.67916,30.80139],[-112.68175,30.80152],[-112.68176,30.80363],[-112.68573,30.8038],[-112.68953,30.80395],[-112.69359,30.80412],[-112.69792,30.8043],[-112.70194,30.80445],[-112.70616,30.80464],[-112.71052,30.80483],[-112.71086,30.80349],[-112.71158,30.80061],[-112.71217,30.79822],[-112.71287,30.79543],[-112.7155,30.79371],[-112.71816,30.79195],[-112.72029,30.79143],[-112.72257,30.79117],[-112.72483,30.7909],[-112.72547,30.79108]]}}
Línea 115.0 kV | LineString | 115.0 kV | 1 |  |  | CFE |  |  |  |  | OpenStreetMap | {"type":"Feature","properties":{},"geometry":{"type":"LineString","coordinates":[[-112.67729,30.80959],[-112.67666,30.80911],[-112.67542,30.80856],[-112.67399,30.80794],[-112.67432,30.80686],[-112.6756,30.80634],[-112.67684,30.80584],[-112.67841,30.80521],[-112.67863,30.80438],[-112.67885,30.80296],[-112.67846,30.80295]]}}
Línea 115.0 kV | LineString | 115.0 kV | 1 |  |  | CFE |  |  |  |  | OpenStreetMap | {"type":"Feature","properties":{},"geometry":{"type":"LineString","coordinates":[[-111.13205,30.52613],[-111.13286,30.52603],[-111.13298,30.52643],[-111.13214,30.52657],[-111.13107,30.52672],[-111.12904,30.527],[-111.12505,30.52756],[-111.12391,30.52819],[-111.12279,30.52884],[-111.12136,30.52945],[-111.1197,30.53003],[-111.1178,30.53071],[-111.11579,30.53233],[-111.1141,30.53369],[-111.11182,30.53553],[-111.11037,30.53669],[-111.10853,30.53816],[-111.10735,30.54057],[-111.1063,30.54272],[-111.10534,30.54469],[-111.1023,30.55096],[-111.09508,30.55826],[-111.09321,30.56015],[-111.09145,30.56195],[-111.09015,30.56326],[-111.088,30.56543],[-111.08591,30.56753],[-111.08383,30.5696],[-111.08252,30.57095],[-111.08117,30.57233],[-111.07889,30.57469],[-111.07683,30.57677],[-111.07491,30.57868],[-111.07281,30.58081],[-111.07109,30.58255],[-111.06933,30.58434],[-111.06831,30.58537],[-111.06572,30.58605],[-111.06098,30.58735],[-111.0585,30.58803],[-111.05609,30.58869],[-111.05349,30.58939],[-111.05067,30.59016],[-111.04784,30.59096],[-111.04502,30.59176],[-111.04184,30.5926],[-111.03775,30.59369]]}}
Línea 115.0 kV | LineString | 115.0 kV | 1 |  |  | CFE |  |  |  |  | OpenStreetMap | {"type":"Feature","properties":{},"geometry":{"type":"LineString","coordinates":[[-111.03112,30.59744],[-111.02943,30.59905],[-111.02785,30.60055],[-111.02643,30.60193],[-111.02437,30.60299],[-111.02214,30.60413],[-111.02018,30.60514],[-111.01827,30.60612],[-111.01596,30.60732],[-111.01384,30.60842],[-111.01171,30.60954],[-111.00955,30.61066],[-111.00758,30.61168],[-111.00538,30.61284],[-111.0029,30.61326],[-111.00054,30.61367],[-110.99791,30.61414],[-110.9857,30.61629],[-110.98397,30.61641],[-110.98141,30.6166],[-110.97871,30.61678],[-110.97594,30.61697],[-110.97155,30.61727],[-110.96848,30.61749],[-110.9661,30.61766],[-110.96375,30.61783],[-110.96156,30.61799],[-110.95938,30.61814],[-110.9575,30.61827],[-110.95606,30.62045],[-110.95462,30.62258],[-110.95338,30.62436],[-110.95312,30.62472]]}}
Línea 115.0 kV | LineString | 115.0 kV | 1 |  |  | CFE |  |  |  |  | OpenStreetMap | {"type":"Feature","properties":{},"geometry":{"type":"LineString","coordinates":[[-110.95303,30.62496],[-110.95282,30.62527],[-110.95107,30.62788],[-110.94742,30.63334],[-110.94281,30.6402],[-110.93565,30.65054],[-110.93384,30.65376],[-110.9304,30.65681],[-110.92116,30.66477],[-110.91925,30.6665],[-110.91786,30.66772],[-110.91655,30.66886],[-110.91507,30.67015],[-110.91331,30.67168],[-110.91177,30.67302],[-110.91008,30.67449],[-110.9084,30.67595],[-110.90677,30.6774],[-110.90511,30.67884],[-110.90338,30.68029],[-110.90125,30.68217],[-110.89927,30.68389],[-110.89737,30.68554],[-110.89505,30.68755],[-110.8929,30.68939],[-110.89002,30.69194],[-110.88765,30.69397],[-110.88533,30.69599],[-110.88373,30.69739],[-110.88204,30.69886],[-110.88053,30.70018],[-110.87884,30.70165],[-110.87661,30.70359],[-110.87443,30.70547],[-110.87282,30.70683],[-110.87098,30.70843],[-110.8694,30.70981],[-110.86795,30.71106],[-110.86633,30.71247],[-110.86468,30.71391],[-110.86309,30.71526],[-110.86078,30.71729],[-110.86019,30.71909],[-110.85965,30.72074],[-110.85913,30.72228],[-110.85849,30.72421],[-110.85782,30.72621],[-110.85719,30.7281],[-110.85662,30.72984],[-110.85607,30.73151],[-110.85554,30.73311],[-110.85461,30.7359],[-110.85404,30.73759],[-110.85332,30.73975],[-110.8524,30.7425],[-110.85184,30.7442],[-110.85123,30.74606],[-110.85075,30.74753],[-110.8501,30.74955],[-110.84957,30.75106],[-110.84893,30.75301],[-110.84805,30.75563],[-110.84752,30.75725],[-110.84717,30.75829],[-110.84665,30.75983],[-110.84565,30.76281],[-110.84503,30.76466],[-110.84426,30.76706],[-110.8434,30.76969],[-110.84251,30.77199],[-110.84185,30.77383],[-110.84096,30.77641],[-110.84042,30.77799],[-110.83973,30.77999],[-110.83938,30.78176],[-110.83983,30.78372],[-110.84031,30.78571],[-110.84076,30.7876],[-110.84123,30.78955],[-110.84164,30.79126],[-110.84221,30.79366],[-110.84272,30.79575],[-110.84318,30.79768],[-110.84392,30.80078],[-110.84439,30.80266],[-110.84347,30.80495],[-110.84259,30.80722],[-110.84148,30.81009],[-110.84062,30.81245],[-110.83972,30.81476],[-110.8388,30.81714],[-110.83809,30.81904],[-110.83748,30.82058],[-110.83672,30.82257],[-110.83493,30.82725],[-110.83413,30.82934],[-110.83346,30.83099],[-110.83372,30.8322],[-110.83409,30.83428],[-110.83457,30.83695],[-110.83538,30.84167],[-110.83573,30.84372],[-110.83637,30.84711],[-110.83669,30.84894],[-110.83699,30.85067],[-110.83729,30.85239],[-110.83764,30.85414],[-110.83803,30.85619],[-110.83833,30.85798],[-110.83891,30.86109],[-110.83935,30.86357],[-110.84078,30.86703],[-110.84136,30.86845],[-110.84216,30.87042],[-110.84282,30.87203],[-110.84357,30.87379],[-110.84443,30.87586],[-110.84515,30.87768],[-110.84645,30.88081],[-110.84729,30.88277],[-110.84874,30.88626],[-110.84955,30.88827],[-110.85031,30.89013],[-110.85096,30.89165],[-110.8517,30.89342],[-110.85249,30.89531],[-110.85326,30.8972],[-110.85402,30.89906],[-110.85482,30.90095],[-110.85559,30.90283],[-110.85701,30.90617],[-110.85678,30.90796],[-110.85622,30.91221],[-110.85596,30.91427],[-110.85574,30.91622],[-110.85546,30.9184],[-110.855,30.92203],[-110.85481,30.92354],[-110.85452,30.92579],[-110.85427,30.92769],[-110.85402,30.92963],[-110.85383,30.93133],[-110.85334,30.93519],[-110.85312,30.93696],[-110.85259,30.94089],[-110.85237,30.94269],[-110.85221,30.94396],[-110.85188,30.94672],[-110.85165,30.94855],[-110.85131,30.95132],[-110.85228,30.95333],[-110.85307,30.9549],[-110.85433,30.95752],[-110.85595,30.96084],[-110.85683,30.96268],[-110.85773,30.96454],[-110.85886,30.96683],[-110.85988,30.96894],[-110.8606,30.97041],[-110.8615,30.97226],[-110.8623,30.9739],[-110.8629,30.97517],[-110.86465,30.97737],[-110.86661,30.97982],[-110.86817,30.9818],[-110.86959,30.98358],[-110.87092,30.98527],[-110.87204,30.98668],[-110.87378,30.98887],[-110.87545,30.99098],[-110.8764,30.99217],[-110.87783,30.99397],[-110.87923,30.99575],[-110.88082,30.99772],[-110.88118,30.99941],[-110.88166,31.00162],[-110.88215,31.00383],[-110.88252,31.00553],[-110.88289,31.00717],[-110.88322,31.00868],[-110.8836,31.01041],[-110.88405,31.01245],[-110.88432,31.01366],[-110.88469,31.01534],[-110.88512,31.01727],[-110.88549,31.01899],[-110.88585,31.02061],[-110.88634,31.02283],[-110.88671,31.02454],[-110.88713,31.02644],[-110.88757,31.02842],[-110.88802,31.03048],[-110.88841,31.0322],[-110.88883,31.03426],[-110.88936,31.03651],[-110.88973,31.03819],[-110.8901,31.03986],[-110.89054,31.04187],[-110.89091,31.04358],[-110.89132,31.04541],[-110.89169,31.04709],[-110.89201,31.04856],[-110.89252,31.05084],[-110.89289,31.05251],[-110.89331,31.05438],[-110.89358,31.05568],[-110.89411,31.05807],[-110.89462,31.06036],[-110.89509,31.06246],[-110.8955,31.06448],[-110.89632,31.06619],[-110.89698,31.0676],[-110.89801,31.06983],[-110.89875,31.07144],[-110.89968,31.07345],[-110.90057,31.07537],[-110.90133,31.07701],[-110.90206,31.07857],[-110.90278,31.08015],[-110.90376,31.08225],[-110.90473,31.08436],[-110.90539,31.08578],[-110.9054,31.08816],[-110.9054,31.09009],[-110.90543,31.09257],[-110.90543,31.09445],[-110.90544,31.09617],[-110.90542,31.0979],[-110.90629,31.09979],[-110.90684,31.10107],[-110.90763,31.10285],[-110.90811,31.10394],[-110.9089,31.10575],[-110.90969,31.10755],[-110.91058,31.10955],[-110.91139,31.11146],[-110.91316,31.11277],[-110.91543,31.11448],[-110.9178,31.11626],[-110.91948,31.11752],[-110.9214,31.11896],[-110.92314,31.12027],[-110.92461,31.12137],[-110.92648,31.12278],[-110.92821,31.12408],[-110.93013,31.12553],[-110.93185,31.12683],[-110.93361,31.12814],[-110.93527,31.12939],[-110.93699,31.13068],[-110.93927,31.13239],[-110.94136,31.13397],[-110.94272,31.13748],[-110.94388,31.14047],[-110.94437,31.14173],[-110.94493,31.14319],[-110.94565,31.14504],[-110.94649,31.14723],[-110.94719,31.14904],[-110.94834,31.152],[-110.94905,31.15383],[-110.94977,31.15569],[-110.95039,31.15731],[-110.95088,31.15858],[-110.95114,31.15925],[-110.95156,31.16032],[-110.95199,31.16142],[-110.95246,31.16267],[-110.95303,31.16316],[-110.95344,31.16375],[-110.95402,31.16432],[-110.95469,31.16491],[-110.95573,31.16582],[-110.95626,31.16628],[-110.95592,31.16657],[-110.95607,31.16666]]}}
Línea 115.0 kV | LineString | 115.0 kV | 1 |  |  | CFE |  |  |  |  | OpenStreetMap | {"type":"Feature","properties":{},"geometry":{"type":"LineString","coordinates":[[-110.95046,31.26673],[-110.952,31.26409],[-110.95303,31.26215],[-110.95413,31.26031],[-110.95393,31.25718],[-110.95374,31.25335],[-110.95366,31.25222],[-110.95403,31.2516],[-110.95536,31.2492],[-110.95596,31.24834],[-110.95649,31.24707],[-110.95738,31.24549],[-110.95809,31.24423],[-110.95905,31.2425],[-110.9602,31.24043],[-110.96114,31.23878],[-110.96227,31.23667],[-110.96342,31.23459],[-110.96412,31.23466],[-110.96532,31.23114],[-110.96567,31.23057],[-110.96572,31.22975],[-110.96516,31.22653],[-110.96519,31.22481],[-110.96534,31.22125],[-110.96545,31.21896],[-110.96562,31.21643],[-110.96576,31.21337],[-110.96595,31.20966],[-110.966,31.2076],[-110.96618,31.20417],[-110.96633,31.2003],[-110.96468,31.19624],[-110.96336,31.19312],[-110.96109,31.18755],[-110.95978,31.18415],[-110.95893,31.1821],[-110.95785,31.17937],[-110.95688,31.1771],[-110.95604,31.17515],[-110.95339,31.16833],[-110.9529,31.16778]]}}
Línea 115.0 kV | LineString | 115.0 kV | 1 |  |  | CFE |  |  |  |  | OpenStreetMap | {"type":"Feature","properties":{},"geometry":{"type":"LineString","coordinates":[[-110.97053,31.16135],[-110.97062,31.16169]]}}
Línea 115.0 kV | LineString | 115.0 kV | 1 |  |  | CFE |  |  |  |  | OpenStreetMap | {"type":"Feature","properties":{},"geometry":{"type":"LineString","coordinates":[[-110.97053,31.16135],[-110.97088,31.16162]]}}
Línea 115.0 kV | LineString | 115.0 kV | 2 |  |  | CFE |  |  |  |  | OpenStreetMap | {"type":"Feature","properties":{},"geometry":{"type":"LineString","coordinates":[[-110.96947,31.16153],[-110.97053,31.16135]]}}
Línea 115.0 kV | LineString | 115.0 kV | 2 |  |  | CFE |  |  |  |  | OpenStreetMap | {"type":"Feature","properties":{},"geometry":{"type":"LineString","coordinates":[[-110.96947,31.16153],[-110.97037,31.16145],[-110.97048,31.16172]]}}
Línea 115.0 kV | LineString | 115.0 kV | 3 |  |  | CFE |  |  |  |  | OpenStreetMap | {"type":"Feature","properties":{},"geometry":{"type":"LineString","coordinates":[[-110.96164,31.31042],[-110.96175,31.30933],[-110.96188,31.30801],[-110.96243,31.30673]]}}
Línea 115.0 kV | LineString | 115.0 kV | 2 |  |  | CFE |  |  |  |  | OpenStreetMap | {"type":"Feature","properties":{},"geometry":{"type":"LineString","coordinates":[[-110.94459,31.28281],[-110.94442,31.28401],[-110.94428,31.28524],[-110.94384,31.28573],[-110.94304,31.28561]]}}
Línea 115.0 kV | LineString | 115.0 kV | 1 |  |  | CFE |  |  |  |  | OpenStreetMap | {"type":"Feature","properties":{},"geometry":{"type":"LineString","coordinates":[[-110.95607,31.16666],[-110.95614,31.16727],[-110.95585,31.16757],[-110.95556,31.16794],[-110.9571,31.16918],[-110.95778,31.16978],[-110.95821,31.17059],[-110.95886,31.17033],[-110.95952,31.17006],[-110.96212,31.17256],[-110.96294,31.17335],[-110.96488,31.17522],[-110.96625,31.17654],[-110.96824,31.1785],[-110.96984,31.17995],[-110.97004,31.18154],[-110.97022,31.18285],[-110.97056,31.18494],[-110.9709,31.18723],[-110.9712,31.18925],[-110.97151,31.19124],[-110.97178,31.193],[-110.97213,31.19535],[-110.97246,31.19744],[-110.97272,31.19915],[-110.97298,31.20086],[-110.97327,31.20278],[-110.97361,31.20505],[-110.9739,31.20698],[-110.97424,31.2092],[-110.97457,31.21141],[-110.97492,31.21361],[-110.9739,31.21543],[-110.97298,31.21711],[-110.97183,31.2192],[-110.97069,31.22126],[-110.97016,31.22211],[-110.96891,31.22444],[-110.96801,31.22612],[-110.96748,31.22703],[-110.96686,31.2282],[-110.96572,31.22975],[-110.96643,31.23239],[-110.96721,31.2364],[-110.96783,31.23951],[-110.96846,31.24241],[-110.96892,31.24454],[-110.96965,31.24791],[-110.97038,31.25145],[-110.97111,31.25491],[-110.97167,31.25751]]}}
Línea 115.0 kV | LineString | 115.0 kV | 2 |  |  | CFE |  |  |  |  | OpenStreetMap | {"type":"Feature","properties":{},"geometry":{"type":"LineString","coordinates":[[-110.94459,31.28281],[-110.94483,31.28162],[-110.94532,31.27836],[-110.94576,31.27524],[-110.94732,31.27248],[-110.94862,31.27004],[-110.94944,31.26857],[-110.95046,31.26673]]}}
Línea 115.0 kV | LineString | 115.0 kV | 1 |  |  | CFE |  |  |  |  | OpenStreetMap | {"type":"Feature","properties":{},"geometry":{"type":"LineString","coordinates":[[-110.97103,31.25773],[-110.97072,31.25777],[-110.97037,31.258],[-110.96948,31.258],[-110.96863,31.25797],[-110.96911,31.25854],[-110.96959,31.25914],[-110.96996,31.25974],[-110.97037,31.26024],[-110.97011,31.26039]]}}
Línea 115.0 kV | LineString | 115.0 kV | 2 |  |  | CFE |  |  |  |  | OpenStreetMap | {"type":"Feature","properties":{},"geometry":{"type":"LineString","coordinates":[[-110.97167,31.25751],[-110.97124,31.25757]]}}
Línea 115.0 kV | LineString | 115.0 kV | 1 |  |  | CFE |  |  |  |  | OpenStreetMap | {"type":"Feature","properties":{},"geometry":{"type":"LineString","coordinates":[[-110.97167,31.25751],[-110.97188,31.25855],[-110.97247,31.26147],[-110.97293,31.26387],[-110.97155,31.26391],[-110.97057,31.26375],[-110.96963,31.2634],[-110.96845,31.26361],[-110.96769,31.2638],[-110.96676,31.26404],[-110.96582,31.26429],[-110.96491,31.26457],[-110.9639,31.26483],[-110.96291,31.26511],[-110.9619,31.26539],[-110.96086,31.26551],[-110.96021,31.26559],[-110.95902,31.26573],[-110.95791,31.26565],[-110.95655,31.26547],[-110.95509,31.26536],[-110.95308,31.26529],[-110.9521,31.26521],[-110.9515,31.26499],[-110.951,31.26592],[-110.95046,31.26673]]}}
Línea 115.0 kV | LineString | 115.0 kV | 1 |  |  | CFE |  |  |  |  | OpenStreetMap | {"type":"Feature","properties":{},"geometry":{"type":"LineString","coordinates":[[-111.4344,30.58649],[-111.43366,30.58649],[-111.43317,30.58645],[-111.43102,30.58642],[-111.42855,30.58638],[-111.42639,30.58635],[-111.42428,30.58631],[-111.42174,30.58626],[-111.41928,30.58623],[-111.41684,30.58618],[-111.41434,30.58612],[-111.41178,30.5861],[-111.40929,30.58606],[-111.40682,30.58597],[-111.40425,30.58596],[-111.40174,30.58594],[-111.39951,30.58591],[-111.39684,30.58586],[-111.39431,30.5858],[-111.39167,30.58575],[-111.38908,30.58573],[-111.3871,30.58513],[-111.38521,30.58457],[-111.38333,30.58403],[-111.38156,30.58352],[-111.37947,30.58292],[-111.37721,30.58224],[-111.37523,30.58165],[-111.37343,30.58113],[-111.37122,30.58049],[-111.36882,30.57977],[-111.36672,30.57917],[-111.36462,30.57854],[-111.36206,30.57828],[-111.35979,30.57812],[-111.35743,30.57782],[-111.35505,30.57756],[-111.35239,30.57727],[-111.35039,30.57705],[-111.3479,30.57681],[-111.34546,30.57656],[-111.34319,30.57633],[-111.34068,30.57607],[-111.33864,30.57585],[-111.33602,30.57556],[-111.33346,30.5753],[-111.33116,30.57506],[-111.32904,30.57484],[-111.32435,30.57435],[-111.32198,30.5741],[-111.31962,30.57385],[-111.31755,30.57363],[-111.31523,30.57339],[-111.31263,30.57312],[-111.31006,30.57284],[-111.30754,30.57258],[-111.30503,30.57232],[-111.30247,30.57205],[-111.29992,30.57178],[-111.29747,30.57152],[-111.295,30.57126],[-111.29245,30.571],[-111.28993,30.57074],[-111.28735,30.57046],[-111.28492,30.57022],[-111.28235,30.56995],[-111.2799,30.5697],[-111.27741,30.56944],[-111.27503,30.56919],[-111.27261,30.56895],[-111.27003,30.56866],[-111.26744,30.56841],[-111.26485,30.56813],[-111.26227,30.56787],[-111.25972,30.5676],[-111.25724,30.56734],[-111.25467,30.56708],[-111.25217,30.56682],[-111.24964,30.56654],[-111.24704,30.56627],[-111.24444,30.56599],[-111.24185,30.56573],[-111.23928,30.56547],[-111.2367,30.56518],[-111.23412,30.56492],[-111.23156,30.56465],[-111.22884,30.56437],[-111.22676,30.56415],[-111.22418,30.56388],[-111.22158,30.5636],[-111.219,30.56334],[-111.21646,30.56306],[-111.21388,30.56278],[-111.20873,30.56229],[-111.20618,30.56198],[-111.2038,30.56173],[-111.19015,30.5605],[-111.18697,30.56037],[-111.17104,30.55971],[-111.16981,30.5581],[-111.16874,30.55667],[-111.16684,30.55406],[-111.16403,30.55018],[-111.16269,30.54839],[-111.16117,30.54636],[-111.15984,30.54457],[-111.15865,30.54298],[-111.15731,30.54117],[-111.15595,30.53933],[-111.15383,30.53976],[-111.15167,30.54027],[-111.14947,30.54078],[-111.14663,30.5383],[-111.14366,30.53569],[-111.14034,30.53277],[-111.13852,30.53036],[-111.13555,30.5267],[-111.1344,30.52534],[-111.13274,30.52562],[-111.13196,30.52574]]}}
Línea 115.0 kV | LineString | 115.0 kV | 1 |  |  | CFE |  |  |  |  | OpenStreetMap | {"type":"Feature","properties":{},"geometry":{"type":"LineString","coordinates":[[-111.82906,30.70018],[-111.82895,30.7006]]}}
Línea 115.0 kV | LineString | 115.0 kV | 1 |  |  | CFE |  |  |  |  | OpenStreetMap | {"type":"Feature","properties":{},"geometry":{"type":"LineString","coordinates":[[-111.82906,30.70018],[-111.82918,30.70064]]}}
Línea 115.0 kV | LineString | 115.0 kV | 2 |  |  | CFE |  |  |  |  | OpenStreetMap | {"type":"Feature","properties":{},"geometry":{"type":"LineString","coordinates":[[-111.8273,30.68075],[-111.82744,30.68213],[-111.82756,30.6836],[-111.82767,30.68489],[-111.8278,30.68627],[-111.82793,30.68765],[-111.82805,30.68904],[-111.82816,30.69041],[-111.82828,30.6918],[-111.82841,30.69318],[-111.82851,30.69455],[-111.82863,30.69603],[-111.82875,30.69731],[-111.82887,30.69876],[-111.82906,30.70018]]}}
Línea 115.0 kV | LineString | 115.0 kV | 1 |  |  | CFE |  |  |  |  | OpenStreetMap | {"type":"Feature","properties":{},"geometry":{"type":"LineString","coordinates":[[-111.8273,30.68075],[-111.82677,30.68039],[-111.82444,30.68019],[-111.82192,30.67999],[-111.81947,30.6798],[-111.81699,30.67959],[-111.81448,30.67938],[-111.81187,30.67917],[-111.80945,30.67898],[-111.8074,30.67881],[-111.8051,30.67863],[-111.80261,30.67842],[-111.80012,30.67822],[-111.79756,30.67801],[-111.79506,30.67781],[-111.7927,30.67761],[-111.7904,30.67743],[-111.78769,30.6772],[-111.7851,30.67699],[-111.78257,30.67679],[-111.78069,30.67665],[-111.77831,30.67601],[-111.77579,30.67534],[-111.77346,30.67473],[-111.77112,30.67412],[-111.76897,30.67355],[-111.76668,30.67294],[-111.76446,30.67235],[-111.76197,30.67169],[-111.7604,30.67127],[-111.75792,30.67061],[-111.75502,30.66983],[-111.75263,30.6692],[-111.75022,30.66856],[-111.74767,30.66784],[-111.7454,30.66725],[-111.74291,30.66658],[-111.74055,30.66596],[-111.73806,30.66528],[-111.73569,30.66466],[-111.73319,30.66398],[-111.73079,30.6634],[-111.72845,30.66276],[-111.72606,30.6621],[-111.72367,30.66144],[-111.72126,30.66081],[-111.71918,30.66026],[-111.7167,30.6596],[-111.71429,30.65893],[-111.7118,30.65825],[-111.70952,30.65768],[-111.70694,30.65699],[-111.70464,30.65636],[-111.70226,30.65574],[-111.7,30.65513],[-111.69792,30.65458],[-111.69535,30.65388],[-111.69363,30.65452],[-111.69196,30.65512],[-111.69029,30.65568],[-111.68821,30.65485],[-111.68586,30.65389],[-111.68331,30.65279],[-111.681,30.65187],[-111.67879,30.65094],[-111.6763,30.6499],[-111.67402,30.64895],[-111.67196,30.64807],[-111.67013,30.64732],[-111.66833,30.64654],[-111.66555,30.64534],[-111.66323,30.64437],[-111.66083,30.64333],[-111.65858,30.64239],[-111.65639,30.64147],[-111.65416,30.64051],[-111.65207,30.63963],[-111.64983,30.63868],[-111.64756,30.63768],[-111.64519,30.63667],[-111.6429,30.6357],[-111.64068,30.63477],[-111.63852,30.6338],[-111.63619,30.63282],[-111.63387,30.63185],[-111.63164,30.63089],[-111.62945,30.62995],[-111.62777,30.62924],[-111.6261,30.62852],[-111.62389,30.62756],[-111.62157,30.62658],[-111.61992,30.62588],[-111.61825,30.62519],[-111.61602,30.62424],[-111.61383,30.62329],[-111.61161,30.62234],[-111.60946,30.6214],[-111.60742,30.62052],[-111.60518,30.61955],[-111.60294,30.6186],[-111.60067,30.61761],[-111.5984,30.61662],[-111.59604,30.6156],[-111.59364,30.61457],[-111.59147,30.61363],[-111.58928,30.61268],[-111.58703,30.61171],[-111.58475,30.61072],[-111.58242,30.60972],[-111.5801,30.60871],[-111.57778,30.60771],[-111.57547,30.60671],[-111.57307,30.60567],[-111.5709,30.60473],[-111.56857,30.60373],[-111.56649,30.60284],[-111.56434,30.6019],[-111.562,30.60088],[-111.55979,30.59994],[-111.55751,30.59895],[-111.55519,30.59795],[-111.553,30.597],[-111.55086,30.5961],[-111.55026,30.59482],[-111.54819,30.59492],[-111.54608,30.59506],[-111.54406,30.59516],[-111.54178,30.59494],[-111.53951,30.59472],[-111.53691,30.59447],[-111.53517,30.5943],[-111.53254,30.59402],[-111.53012,30.59377],[-111.5281,30.59359],[-111.52553,30.59333],[-111.52232,30.59299],[-111.51964,30.59271],[-111.51784,30.59254],[-111.51614,30.59235],[-111.51359,30.59211],[-111.51121,30.59154],[-111.50899,30.59101],[-111.50705,30.5916],[-111.50502,30.59136],[-111.50311,30.59111],[-111.50053,30.59076],[-111.49881,30.59056],[-111.497,30.59036],[-111.49519,30.59007],[-111.49262,30.58977],[-111.49046,30.58947],[-111.48793,30.58915],[-111.48534,30.58884],[-111.48287,30.58851],[-111.4803,30.58818],[-111.47774,30.58786],[-111.47627,30.58767],[-111.4737,30.58735],[-111.47163,30.58708],[-111.46944,30.58682],[-111.46696,30.58652],[-111.46439,30.58619],[-111.46253,30.58623],[-111.46044,30.58623],[-111.45859,30.58627],[-111.45596,30.58629],[-111.45333,30.58632],[-111.45084,30.58634],[-111.44851,30.58636],[-111.44581,30.58637],[-111.44349,30.58642],[-111.44092,30.58647],[-111.43832,30.5865],[-111.43566,30.58652],[-111.4344,30.58649]]}}
Línea 115.0 kV | LineString | 115.0 kV | 1 |  |  | CFE |  |  |  |  | OpenStreetMap | {"type":"Feature","properties":{},"geometry":{"type":"LineString","coordinates":[[-111.89704,30.68538],[-111.89525,30.68594],[-111.89289,30.68576],[-111.89035,30.68556],[-111.88806,30.68537],[-111.88635,30.68522],[-111.88429,30.68506],[-111.88173,30.68485],[-111.87926,30.68465],[-111.8768,30.68445],[-111.8742,30.68424],[-111.87171,30.68404],[-111.86932,30.68384],[-111.86679,30.68363],[-111.86466,30.68346],[-111.86231,30.68327],[-111.85976,30.68305],[-111.85728,30.68286],[-111.85479,30.68266],[-111.8522,30.68246],[-111.8498,30.68226],[-111.84734,30.68206],[-111.84487,30.68186],[-111.84223,30.68164],[-111.83975,30.68144],[-111.83723,30.68123],[-111.83454,30.68102],[-111.83213,30.68083],[-111.82955,30.68062],[-111.8278,30.68047],[-111.8273,30.68075]]}}
Línea 115.0 kV | LineString | 115.0 kV | 2 |  |  | CFE |  |  |  |  | OpenStreetMap | {"type":"Feature","properties":{},"geometry":{"type":"LineString","coordinates":[[-111.89704,30.68538],[-111.89765,30.68387],[-111.89827,30.68224],[-111.89886,30.68074],[-111.89949,30.67916],[-111.90011,30.67758],[-111.90071,30.67602],[-111.90131,30.67448],[-111.90193,30.67291],[-111.90256,30.67134],[-111.90315,30.66978],[-111.9037,30.66838],[-111.90428,30.66693],[-111.90482,30.66553],[-111.90544,30.66393],[-111.90607,30.66233],[-111.90673,30.66063],[-111.90735,30.65903],[-111.90797,30.65744],[-111.90863,30.65578],[-111.90932,30.65402],[-111.91003,30.65219],[-111.91078,30.65032],[-111.91144,30.64859],[-111.912,30.64697],[-111.91258,30.64531],[-111.91315,30.64368],[-111.91371,30.64204],[-111.91428,30.64043],[-111.91484,30.63878],[-111.91542,30.6371],[-111.91598,30.63545],[-111.91655,30.63381],[-111.91712,30.63218],[-111.91765,30.63062],[-111.91795,30.63035]]}}
Línea 115.0 kV | LineString | 115.0 kV | 2 |  |  | CFE |  |  |  |  | OpenStreetMap | {"type":"Feature","properties":{},"geometry":{"type":"LineString","coordinates":[[-117.02258,32.29796],[-117.02224,32.29714],[-117.0223,32.29683]]}}
Línea 115.0 kV | LineString | 115.0 kV | 2 |  |  | CFE |  |  |  |  | OpenStreetMap | {"type":"Feature","properties":{},"geometry":{"type":"LineString","coordinates":[[-117.0223,32.29683],[-117.02214,32.29649]]}}
Línea 115.0 kV | LineString | 115.0 kV | 1 |  |  | CFE |  |  |  |  | OpenStreetMap | {"type":"Feature","properties":{},"geometry":{"type":"LineString","coordinates":[[-117.02261,32.29703],[-117.0223,32.29683]]}}
Línea 115.0 kV | LineString | 115.0 kV | 2 |  |  | CFE |  |  |  |  | OpenStreetMap | {"type":"Feature","properties":{},"geometry":{"type":"LineString","coordinates":[[-117.0368,32.29478],[-117.03589,32.29466],[-117.03515,32.29458],[-117.03416,32.29444],[-117.03306,32.2943],[-117.03191,32.29415],[-117.03088,32.294],[-117.02985,32.29386],[-117.02897,32.29373],[-117.02795,32.29364],[-117.0271,32.2935],[-117.02608,32.29336],[-117.02568,32.29364],[-117.0258,32.29444],[-117.02593,32.29521],[-117.02606,32.29606],[-117.02619,32.29679],[-117.02605,32.29703],[-117.02499,32.29708],[-117.0241,32.29714],[-117.02336,32.2971],[-117.02261,32.29703]]}}
Línea 115.0 kV | LineString | 115.0 kV | 1 |  |  | CFE |  |  |  |  | OpenStreetMap | {"type":"Feature","properties":{},"geometry":{"type":"LineString","coordinates":[[-117.03723,32.29513],[-117.0368,32.29478]]}}
Línea 115.0 kV | LineString | 115.0 kV | 1 |  |  | CFE |  |  |  |  | OpenStreetMap | {"type":"Feature","properties":{},"geometry":{"type":"LineString","coordinates":[[-117.0368,32.29478],[-117.03729,32.29492],[-117.03745,32.29508]]}}
Línea 115.0 kV | LineString | 115.0 kV | 1 |  |  | CFE |  |  |  |  | OpenStreetMap | {"type":"Feature","properties":{},"geometry":{"type":"LineString","coordinates":[[-116.93471,32.24791],[-116.93534,32.24733],[-116.93526,32.24726]]}}
Línea 115.0 kV | LineString | 115.0 kV | 1 |  |  | CFE |  |  |  |  | OpenStreetMap | {"type":"Feature","properties":{},"geometry":{"type":"LineString","coordinates":[[-116.93471,32.24791],[-116.93484,32.24759],[-116.93505,32.24742]]}}
Línea 115.0 kV | LineString | 115.0 kV | 1 |  |  | CFE |  |  |  |  | OpenStreetMap | {"type":"Feature","properties":{},"geometry":{"type":"LineString","coordinates":[[-116.87474,32.10083],[-116.87454,32.10059]]}}
Línea 115.0 kV | LineString | 115.0 kV | 1 |  |  | CFE |  |  |  |  | OpenStreetMap | {"type":"Feature","properties":{},"geometry":{"type":"LineString","coordinates":[[-116.87474,32.10083],[-116.87478,32.10047]]}}
Línea 115.0 kV | LineString | 115.0 kV | 1 |  |  | CFE |  |  |  |  | OpenStreetMap | {"type":"Feature","properties":{},"geometry":{"type":"LineString","coordinates":[[-116.8171,32.05792],[-116.81746,32.05803],[-116.8182,32.05827],[-116.81947,32.05863],[-116.82136,32.05983],[-116.82322,32.06101],[-116.82472,32.06196],[-116.82492,32.06208],[-116.82503,32.06215]]}}
Línea 115.0 kV | LineString | 115.0 kV | 1 |  |  | CFE |  |  |  |  | OpenStreetMap | {"type":"Feature","properties":{},"geometry":{"type":"LineString","coordinates":[[-116.86085,32.02418],[-116.8605,32.02398]]}}
Línea 115.0 kV | LineString | 115.0 kV | 1 |  |  | CFE |  |  |  |  | OpenStreetMap | {"type":"Feature","properties":{},"geometry":{"type":"LineString","coordinates":[[-116.8605,32.02398],[-116.86081,32.02439],[-116.86096,32.02436]]}}
Línea 115.0 kV | LineString | 115.0 kV | 2 |  |  | CFE |  |  |  |  | OpenStreetMap | {"type":"Feature","properties":{},"geometry":{"type":"LineString","coordinates":[[-116.56665,31.88591],[-116.56637,31.88654],[-116.56681,31.88731],[-116.56705,31.88782],[-116.5674,31.88878],[-116.56784,31.88979],[-116.56948,31.8889],[-116.57031,31.88847],[-116.57111,31.88807],[-116.57195,31.88766],[-116.57277,31.88727],[-116.57367,31.88715],[-116.57486,31.88701],[-116.57585,31.88728],[-116.57558,31.8881],[-116.57545,31.88886],[-116.57543,31.8898],[-116.57554,31.89076],[-116.57565,31.89169],[-116.57575,31.89263],[-116.57585,31.89352],[-116.57574,31.89473],[-116.57596,31.89548],[-116.5764,31.8955],[-116.57761,31.89509],[-116.57887,31.89464],[-116.57992,31.89425],[-116.58097,31.89389],[-116.58178,31.8936],[-116.58254,31.89333],[-116.58387,31.89285],[-116.58498,31.89244],[-116.58617,31.89203],[-116.58733,31.89162],[-116.58845,31.89122],[-116.5894,31.89088],[-116.59047,31.89051],[-116.59148,31.89014],[-116.59275,31.88969],[-116.59379,31.88932],[-116.59436,31.88925],[-116.59522,31.88964],[-116.59582,31.88973],[-116.59641,31.88965],[-116.59765,31.88952],[-116.59888,31.88933],[-116.60004,31.88917],[-116.60121,31.88896],[-116.60216,31.8888],[-116.6034,31.88879],[-116.60424,31.88857],[-116.60553,31.88839],[-116.60639,31.88827],[-116.60725,31.88815],[-116.60847,31.88748],[-116.60903,31.88651],[-116.60962,31.88592],[-116.61008,31.88491],[-116.61064,31.884],[-116.61124,31.88308]]}}
Línea 115.0 kV | LineString | 115.0 kV | 2 |  |  | CFE |  |  |  |  | OpenStreetMap | {"type":"Feature","properties":{},"geometry":{"type":"LineString","coordinates":[[-116.56008,31.87511],[-116.56015,31.87475],[-116.56043,31.87459]]}}
Línea 115.0 kV | LineString | 115.0 kV | 2 |  |  | CFE |  |  |  |  | OpenStreetMap | {"type":"Feature","properties":{},"geometry":{"type":"LineString","coordinates":[[-116.56028,31.87247],[-116.56166,31.87449],[-116.5611,31.8749]]}}
Línea 115.0 kV | LineString | 115.0 kV | 2 |  |  | CFE |  |  |  |  | OpenStreetMap | {"type":"Feature","properties":{},"geometry":{"type":"LineString","coordinates":[[-116.54126,31.8547],[-116.54109,31.85364],[-116.54064,31.85307]]}}
Línea 115.0 kV | LineString | 115.0 kV | 2 |  |  | CFE |  |  |  |  | OpenStreetMap | {"type":"Feature","properties":{},"geometry":{"type":"LineString","coordinates":[[-116.58422,31.77704],[-116.58298,31.77754]]}}
Línea 115.0 kV | LineString | 115.0 kV | 1 |  |  | CFE |  |  |  |  | OpenStreetMap | {"type":"Feature","properties":{},"geometry":{"type":"LineString","coordinates":[[-116.58467,31.77712],[-116.58422,31.77704]]}}
Línea 115.0 kV | LineString | 115.0 kV | 4 |  |  | CFE |  |  |  |  | OpenStreetMap | {"type":"Feature","properties":{},"geometry":{"type":"LineString","coordinates":[[-116.58298,31.77754],[-116.57963,31.77805]]}}
Línea 115.0 kV | LineString | 115.0 kV | 2 |  |  | CFE |  |  |  |  | OpenStreetMap | {"type":"Feature","properties":{},"geometry":{"type":"LineString","coordinates":[[-116.5846,31.77673],[-116.58417,31.77679],[-116.58298,31.77754]]}}
Línea 115.0 kV | LineString | 115.0 kV | 2 |  |  | CFE |  |  |  |  | OpenStreetMap | {"type":"Feature","properties":{},"geometry":{"type":"LineString","coordinates":[[-116.57963,31.77805],[-116.57885,31.77831]]}}
Línea 115.0 kV | LineString | 115.0 kV | 1 |  |  | CFE |  |  |  |  | OpenStreetMap | {"type":"Feature","properties":{},"geometry":{"type":"LineString","coordinates":[[-116.58463,31.77696],[-116.58422,31.77704]]}}
Línea 115.0 kV | LineString | 115.0 kV | 2 |  |  | CFE |  |  |  |  | OpenStreetMap | {"type":"Feature","properties":{},"geometry":{"type":"LineString","coordinates":[[-116.57135,31.76903],[-116.57269,31.76905],[-116.57403,31.76911],[-116.57513,31.76949],[-116.5762,31.76985],[-116.57649,31.77134],[-116.57678,31.77284],[-116.5771,31.7744],[-116.57738,31.7758],[-116.57766,31.7773],[-116.5788,31.77799],[-116.57963,31.77805]]}}
Línea 115.0 kV | LineString | 115.0 kV | 1 |  |  | CFE |  |  |  |  | OpenStreetMap | {"type":"Feature","properties":{},"geometry":{"type":"LineString","coordinates":[[-116.24888,31.32401],[-116.24895,31.32389],[-116.24857,31.32368],[-116.24819,31.32347],[-116.24698,31.32279],[-116.24619,31.32235],[-116.24549,31.32195],[-116.24476,31.32154],[-116.24374,31.31964],[-116.24274,31.31776],[-116.24182,31.31605],[-116.24109,31.31467],[-116.23942,31.31347],[-116.23753,31.31218],[-116.23518,31.31053],[-116.23275,31.30881],[-116.2308,31.30745],[-116.22884,31.30609],[-116.22674,31.3046],[-116.22481,31.30323],[-116.22095,31.30058],[-116.21891,31.29914],[-116.21689,31.29771],[-116.21509,31.29645],[-116.21341,31.29533],[-116.21218,31.29443],[-116.21003,31.2929],[-116.20719,31.29091],[-116.20523,31.28956],[-116.20341,31.2883],[-116.20117,31.2867],[-116.19891,31.2851],[-116.1971,31.28387],[-116.19451,31.28202],[-116.19117,31.27969],[-116.1894,31.27846],[-116.18728,31.27697],[-116.18524,31.27554],[-116.18299,31.27394],[-116.18234,31.27235],[-116.18193,31.27133],[-116.18134,31.2699],[-116.18025,31.26716],[-116.17931,31.26486],[-116.17837,31.2625],[-116.17754,31.26048],[-116.1767,31.25838],[-116.1758,31.25615],[-116.17488,31.25386],[-116.17395,31.25156],[-116.17302,31.24926],[-116.17212,31.24704],[-116.17119,31.24474],[-116.17006,31.24193],[-116.16885,31.23893],[-116.16796,31.23672],[-116.16751,31.23559],[-116.16683,31.23395],[-116.16582,31.23143],[-116.16489,31.22918],[-116.1641,31.22721],[-116.16321,31.225],[-116.16236,31.22287],[-116.16233,31.2228]]}}
Línea 115.0 kV | LineString | 115.0 kV | 1 |  |  | CFE |  |  |  |  | OpenStreetMap | {"type":"Feature","properties":{},"geometry":{"type":"LineString","coordinates":[[-116.16245,31.22285],[-116.16236,31.22287],[-116.16228,31.2229],[-116.16198,31.22298]]}}
Línea 115.0 kV | LineString | 115.0 kV | 1 |  |  | CFE |  |  |  |  | OpenStreetMap | {"type":"Feature","properties":{},"geometry":{"type":"LineString","coordinates":[[-116.16241,31.22274],[-116.16232,31.22276],[-116.16223,31.22279],[-116.16192,31.22287]]}}
Línea 115.0 kV | LineString | 115.0 kV | 1 |  |  | CFE |  |  |  |  | OpenStreetMap | {"type":"Feature","properties":{},"geometry":{"type":"LineString","coordinates":[[-115.10458,31.58504],[-115.10464,31.58522],[-115.10468,31.58533],[-115.10541,31.58754],[-115.10602,31.58937],[-115.10662,31.59124],[-115.10706,31.59254],[-115.10743,31.59355],[-115.10692,31.59444],[-115.10661,31.59511],[-115.1049,31.59533],[-115.10338,31.59553],[-115.10106,31.59541],[-115.0991,31.5953],[-115.09702,31.59519],[-115.09482,31.59508],[-115.09426,31.59507]]}}
Línea 115.0 kV | LineString | 115.0 kV | 1 |  |  | CFE |  |  |  |  | OpenStreetMap | {"type":"Feature","properties":{},"geometry":{"type":"LineString","coordinates":[[-115.24512,31.2851],[-115.24522,31.28521],[-115.24527,31.28527]]}}
Línea 115.0 kV | LineString | 115.0 kV | 1 |  |  | CFE |  |  |  |  | OpenStreetMap | {"type":"Feature","properties":{},"geometry":{"type":"LineString","coordinates":[[-115.41255,31.29222],[-115.41213,31.29212],[-115.40865,31.29066],[-115.40518,31.2892],[-115.40194,31.28778],[-115.39845,31.28626],[-115.39489,31.28476],[-115.39148,31.2833],[-115.38805,31.28182],[-115.38459,31.28036],[-115.38103,31.2788],[-115.37755,31.27728],[-115.37434,31.27592],[-115.37123,31.27458],[-115.36812,31.27325],[-115.36456,31.27171],[-115.36102,31.27016],[-115.35756,31.2687],[-115.35405,31.2672],[-115.35053,31.2657],[-115.34722,31.26426],[-115.34358,31.26269],[-115.34027,31.26128],[-115.3368,31.25978],[-115.3335,31.25836],[-115.3303,31.25702],[-115.32682,31.2555],[-115.32313,31.25389],[-115.3197,31.25241],[-115.31629,31.25095],[-115.31291,31.24952],[-115.30929,31.24793],[-115.30574,31.24642]]}}
Línea 115.0 kV | LineString | 115.0 kV | 1 |  |  | CFE |  |  |  |  | OpenStreetMap | {"type":"Feature","properties":{},"geometry":{"type":"LineString","coordinates":[[-115.41232,31.29277],[-115.4122,31.29302],[-115.41153,31.29277]]}}
Línea 115.0 kV | LineString | 115.0 kV | 2 |  |  | CFE |  |  |  |  | OpenStreetMap | {"type":"Feature","properties":{},"geometry":{"type":"LineString","coordinates":[[-115.41255,31.29222],[-115.41235,31.2926]]}}
Línea 115.0 kV | LineString | 115.0 kV | 1 |  |  | CFE |  |  |  |  | OpenStreetMap | {"type":"Feature","properties":{},"geometry":{"type":"LineString","coordinates":[[-116.86601,32.44538],[-116.86605,32.44543],[-116.86623,32.44528],[-116.86677,32.44548],[-116.86737,32.4457],[-116.86796,32.44593],[-116.86813,32.446]]}}
Línea 115.0 kV | LineString | 115.0 kV | 2 |  |  | CFE |  |  |  |  | OpenStreetMap | {"type":"Feature","properties":{},"geometry":{"type":"LineString","coordinates":[[-116.84721,32.46026],[-116.84697,32.46002],[-116.84745,32.4597],[-116.84792,32.4594],[-116.84856,32.45909],[-116.84917,32.45878],[-116.84981,32.45846],[-116.85104,32.45771],[-116.85168,32.45738],[-116.8523,32.45703],[-116.85289,32.45665],[-116.85348,32.45627],[-116.85406,32.45588],[-116.85463,32.45546],[-116.85519,32.45505],[-116.85573,32.45464],[-116.85628,32.45423],[-116.85674,32.45387],[-116.85714,32.4536]]}}
Línea 115.0 kV | LineString | 115.0 kV | 2 |  |  | CFE |  |  |  |  | OpenStreetMap | {"type":"Feature","properties":{},"geometry":{"type":"LineString","coordinates":[[-116.85714,32.4536],[-116.85679,32.45323],[-116.8571,32.45301]]}}
Línea 115.0 kV | LineString | 115.0 kV | 1 |  |  | CFE |  |  |  |  | OpenStreetMap | {"type":"Feature","properties":{},"geometry":{"type":"LineString","coordinates":[[-116.84721,32.46026],[-116.84736,32.46041],[-116.84779,32.46081],[-116.84823,32.46133],[-116.8486,32.46187],[-116.84898,32.4624],[-116.84944,32.46282],[-116.85044,32.46385],[-116.85108,32.46468],[-116.85142,32.46513],[-116.8521,32.46606],[-116.85244,32.46655],[-116.85172,32.46693],[-116.85211,32.46815],[-116.8523,32.46875],[-116.8525,32.46937],[-116.85256,32.46998],[-116.85247,32.47062],[-116.85236,32.47122],[-116.85225,32.47188],[-116.85232,32.47248],[-116.85226,32.47292],[-116.8525,32.47351],[-116.85269,32.47402],[-116.85314,32.47444],[-116.85373,32.47465],[-116.8543,32.47487],[-116.85488,32.47511],[-116.85535,32.47529],[-116.85619,32.47561],[-116.85694,32.47557],[-116.85766,32.47542],[-116.85836,32.47525],[-116.85908,32.47504],[-116.85951,32.4749],[-116.86012,32.47473],[-116.85996,32.47433],[-116.85969,32.4737],[-116.85912,32.47333],[-116.85874,32.4734]]}}
Línea 115.0 kV | LineString | 115.0 kV | 2 |  |  | CFE |  |  |  |  | OpenStreetMap | {"type":"Feature","properties":{},"geometry":{"type":"LineString","coordinates":[[-116.78408,32.47318],[-116.78382,32.47296],[-116.7838,32.47277]]}}
Línea 115.0 kV | LineString | 115.0 kV | 1 |  |  | CFE |  |  |  |  | OpenStreetMap | {"type":"Feature","properties":{},"geometry":{"type":"LineString","coordinates":[[-116.93119,32.46603],[-116.93119,32.4664]]}}
Línea 115.0 kV | LineString | 115.0 kV | 2 |  |  | CFE |  |  |  |  | OpenStreetMap | {"type":"Feature","properties":{},"geometry":{"type":"LineString","coordinates":[[-116.93119,32.46603],[-116.93075,32.4657],[-116.93022,32.46511],[-116.9295,32.46543],[-116.9286,32.46598],[-116.92771,32.46653],[-116.92682,32.46706],[-116.92593,32.46761],[-116.92423,32.46865]]}}
Línea 115.0 kV | LineString | 115.0 kV | 2 |  |  | CFE |  |  |  |  | OpenStreetMap | {"type":"Feature","properties":{},"geometry":{"type":"LineString","coordinates":[[-116.93546,32.46425],[-116.93486,32.46422],[-116.93378,32.46413],[-116.93283,32.46402],[-116.93247,32.46487],[-116.93197,32.4654],[-116.93119,32.46603]]}}
Línea 115.0 kV | LineString | 115.0 kV | 1 |  |  | CFE |  |  |  |  | OpenStreetMap | {"type":"Feature","properties":{},"geometry":{"type":"LineString","coordinates":[[-116.93429,32.44394],[-116.93404,32.44391],[-116.93363,32.44379],[-116.93336,32.44358]]}}
Línea 115.0 kV | LineString | 115.0 kV | 2 |  |  | CFE |  |  |  |  | OpenStreetMap | {"type":"Feature","properties":{},"geometry":{"type":"LineString","coordinates":[[-116.93434,32.44382],[-116.93447,32.4434],[-116.93485,32.4421],[-116.93502,32.4415],[-116.93525,32.44079],[-116.93549,32.44007],[-116.93615,32.43971],[-116.93676,32.43918],[-116.93702,32.43854],[-116.93728,32.43789],[-116.93756,32.43722],[-116.93779,32.4365],[-116.938,32.43577],[-116.93763,32.43515],[-116.93765,32.43465],[-116.93817,32.43397],[-116.93867,32.43328],[-116.93912,32.43261],[-116.93928,32.43199],[-116.93943,32.43092],[-116.93963,32.42954],[-116.93975,32.42863],[-116.93979,32.42808],[-116.94011,32.42748],[-116.94039,32.42697],[-116.94077,32.42707]]}}
Línea 115.0 kV | LineString | 115.0 kV | 1 |  |  | CFE |  |  |  |  | OpenStreetMap | {"type":"Feature","properties":{},"geometry":{"type":"LineString","coordinates":[[-116.93429,32.44394],[-116.93434,32.44382]]}}
Línea 115.0 kV | LineString | 115.0 kV | 1 |  |  | CFE |  |  |  |  | OpenStreetMap | {"type":"Feature","properties":{},"geometry":{"type":"LineString","coordinates":[[-116.93336,32.44358],[-116.93362,32.44374],[-116.93409,32.44384],[-116.93434,32.44382]]}}
Línea 115.0 kV | LineString | 115.0 kV | 2 |  |  | CFE |  |  |  |  | OpenStreetMap | {"type":"Feature","properties":{},"geometry":{"type":"LineString","coordinates":[[-116.93621,32.44899],[-116.93526,32.44715],[-116.9344,32.4454],[-116.93386,32.44517],[-116.93362,32.44505],[-116.934,32.44449],[-116.93429,32.44394]]}}
Línea 115.0 kV | LineString | 115.0 kV | 2 |  |  | CFE |  |  |  |  | OpenStreetMap | {"type":"Feature","properties":{},"geometry":{"type":"LineString","coordinates":[[-116.93621,32.44899],[-116.93612,32.44959],[-116.93536,32.45124],[-116.93466,32.45264],[-116.9339,32.45427],[-116.93249,32.45724],[-116.9326,32.45909],[-116.93266,32.46068],[-116.93339,32.46158],[-116.93427,32.46269],[-116.93503,32.46367],[-116.93546,32.46425]]}}
Línea 115.0 kV | LineString | 115.0 kV | 2 |  |  | CFE |  |  |  |  | OpenStreetMap | {"type":"Feature","properties":{},"geometry":{"type":"LineString","coordinates":[[-116.98747,32.43457],[-116.98724,32.43456],[-116.98705,32.43456],[-116.98274,32.43448],[-116.98153,32.43445],[-116.9783,32.43439],[-116.97703,32.43474],[-116.97345,32.43576],[-116.97136,32.4365],[-116.97038,32.43685],[-116.96809,32.43767],[-116.96689,32.43809],[-116.96578,32.43849],[-116.96254,32.43963],[-116.95985,32.44058],[-116.95686,32.44165],[-116.95548,32.44215],[-116.95432,32.44256],[-116.95177,32.44348],[-116.95083,32.44379],[-116.948,32.4448],[-116.94725,32.44506],[-116.94466,32.44597],[-116.94204,32.44691],[-116.94082,32.44735],[-116.93731,32.44859],[-116.93644,32.44888],[-116.93621,32.44899]]}}
Línea 115.0 kV | LineString | 115.0 kV | 1 |  |  | CFE |  |  |  |  | OpenStreetMap | {"type":"Feature","properties":{},"geometry":{"type":"LineString","coordinates":[[-116.98725,32.43506],[-116.98747,32.43469],[-116.98747,32.43457],[-116.98747,32.43443]]}}
Línea 115.0 kV | LineString | 115.0 kV | 1 |  |  | CFE |  |  |  |  | OpenStreetMap | {"type":"Feature","properties":{},"geometry":{"type":"LineString","coordinates":[[-116.98725,32.43506],[-116.98704,32.43469],[-116.98705,32.43456],[-116.98706,32.4344]]}}
Línea 115.0 kV | LineString | 115.0 kV | 2 |  |  | CFE |  |  |  |  | OpenStreetMap | {"type":"Feature","properties":{},"geometry":{"type":"LineString","coordinates":[[-116.98695,32.4461],[-116.98695,32.44569],[-116.9869,32.44511],[-116.98687,32.44466],[-116.98682,32.44413],[-116.98678,32.44368],[-116.98695,32.4435],[-116.98693,32.44245],[-116.98689,32.44148],[-116.98687,32.44083],[-116.98688,32.44022],[-116.98687,32.43959],[-116.98686,32.43895],[-116.98684,32.43833],[-116.98683,32.43772],[-116.98683,32.43707],[-116.98681,32.43664],[-116.9868,32.43615],[-116.98725,32.43506]]}}
Línea 115.0 kV | LineString | 115.0 kV | 1 |  |  | CFE |  |  |  |  | OpenStreetMap | {"type":"Feature","properties":{},"geometry":{"type":"LineString","coordinates":[[-116.98434,32.44763],[-116.98419,32.44779],[-116.98445,32.44796],[-116.98479,32.44812],[-116.98522,32.4477],[-116.98548,32.44745],[-116.9859,32.447],[-116.98618,32.44671],[-116.98695,32.4461]]}}
Línea 115.0 kV | LineString | 115.0 kV | 1 |  |  | CFE |  |  |  |  | OpenStreetMap | {"type":"Feature","properties":{},"geometry":{"type":"LineString","coordinates":[[-116.98427,32.44758],[-116.9841,32.44778],[-116.98445,32.44796],[-116.9848,32.44817],[-116.98534,32.44765],[-116.98552,32.44748],[-116.98597,32.44702],[-116.98621,32.44675],[-116.98695,32.44625],[-116.98695,32.4461]]}}
Línea 115.0 kV | LineString | 115.0 kV | 1 |  |  | CFE |  |  |  |  | OpenStreetMap | {"type":"Feature","properties":{},"geometry":{"type":"LineString","coordinates":[[-116.98281,32.44743],[-116.98313,32.44761],[-116.98359,32.44787],[-116.98366,32.44778],[-116.98397,32.4474]]}}
Línea 115.0 kV | LineString | 115.0 kV | 2 |  |  | CFE |  |  |  |  | OpenStreetMap | {"type":"Feature","properties":{},"geometry":{"type":"LineString","coordinates":[[-116.98368,32.44722],[-116.98349,32.44745],[-116.98307,32.44738]]}}
Línea 115.0 kV | LineString | 115.0 kV | 2 |  |  | CFE |  |  |  |  | OpenStreetMap | {"type":"Feature","properties":{},"geometry":{"type":"LineString","coordinates":[[-116.98383,32.44732],[-116.98362,32.44758],[-116.98307,32.44738]]}}
Línea 115.0 kV | LineString | 115.0 kV | 1 |  |  | CFE |  |  |  |  | OpenStreetMap | {"type":"Feature","properties":{},"geometry":{"type":"LineString","coordinates":[[-116.98176,32.44861],[-116.98189,32.44873],[-116.9821,32.44886]]}}
Línea 115.0 kV | LineString | 115.0 kV | 1 |  |  | CFE |  |  |  |  | OpenStreetMap | {"type":"Feature","properties":{},"geometry":{"type":"LineString","coordinates":[[-116.97835,32.45501],[-116.97866,32.45505]]}}
Línea 115.0 kV | LineString | 115.0 kV | 1 |  |  | CFE |  |  |  |  | OpenStreetMap | {"type":"Feature","properties":{},"geometry":{"type":"LineString","coordinates":[[-116.98417,32.44472],[-116.98419,32.44474],[-116.98377,32.44513],[-116.98314,32.44471],[-116.98251,32.4443],[-116.98187,32.44389],[-116.98164,32.44398],[-116.98108,32.44437],[-116.9807,32.44471],[-116.9813,32.44504],[-116.98194,32.44538],[-116.98245,32.44565],[-116.98308,32.44598],[-116.98368,32.44631],[-116.98327,32.4468],[-116.98288,32.44732],[-116.98281,32.44743],[-116.98257,32.44776],[-116.98214,32.44823],[-116.98176,32.44861],[-116.98145,32.44892],[-116.98103,32.44937],[-116.98071,32.44969],[-116.98029,32.45008],[-116.9799,32.45052],[-116.97941,32.45076],[-116.97946,32.45114],[-116.97948,32.45142],[-116.97907,32.45209],[-116.97841,32.45302],[-116.9781,32.45344],[-116.978,32.45365],[-116.978,32.45381],[-116.97816,32.45444],[-116.97835,32.45501],[-116.97848,32.45547],[-116.97883,32.45581],[-116.97824,32.45587],[-116.97738,32.456],[-116.97731,32.45575],[-116.97724,32.45576]]}}
Línea 115.0 kV | LineString | 115.0 kV | 4 |  |  | CFE |  |  |  |  | OpenStreetMap | {"type":"Feature","properties":{},"geometry":{"type":"LineString","coordinates":[[-116.98313,32.4623],[-116.98413,32.46322],[-116.98493,32.46394],[-116.98549,32.46454],[-116.98558,32.4655],[-116.9859,32.46635],[-116.98623,32.46718],[-116.98656,32.46805],[-116.98689,32.46893],[-116.9872,32.4698],[-116.9875,32.47057],[-116.98776,32.47126],[-116.98865,32.47141],[-116.98908,32.47203],[-116.98941,32.47249],[-116.98997,32.475],[-116.99006,32.47661],[-116.99154,32.4778]]}}
Línea 115.0 kV | LineString | 115.0 kV | 1 |  |  | CFE |  |  |  |  | OpenStreetMap | {"type":"Feature","properties":{},"geometry":{"type":"LineString","coordinates":[[-116.98493,32.4634],[-116.98543,32.46316]]}}
Línea 115.0 kV | LineString | 115.0 kV | 2 |  |  | CFE |  |  |  |  | OpenStreetMap | {"type":"Feature","properties":{},"geometry":{"type":"LineString","coordinates":[[-116.98313,32.4623],[-116.98328,32.4623],[-116.98389,32.46271],[-116.98442,32.46307],[-116.98493,32.4634]]}}
Línea 115.0 kV | LineString | 115.0 kV | 1 |  |  | CFE |  |  |  |  | OpenStreetMap | {"type":"Feature","properties":{},"geometry":{"type":"LineString","coordinates":[[-116.98493,32.4634],[-116.98524,32.463]]}}
Línea 115.0 kV | LineString | 115.0 kV | 4 |  |  | CFE |  |  |  |  | OpenStreetMap | {"type":"Feature","properties":{},"geometry":{"type":"LineString","coordinates":[[-116.98307,32.44738],[-116.98234,32.44831],[-116.98146,32.44916],[-116.98076,32.44987],[-116.98005,32.45064],[-116.97926,32.45103],[-116.97924,32.45168],[-116.97856,32.4526],[-116.97786,32.45381],[-116.97809,32.45466],[-116.97838,32.45554],[-116.97931,32.45645],[-116.98036,32.45744],[-116.98098,32.45829],[-116.98152,32.45946],[-116.98205,32.46053],[-116.9825,32.46147],[-116.98288,32.46199]]}}
Línea 115.0 kV | LineString | 115.0 kV | 2 |  |  | CFE |  |  |  |  | OpenStreetMap | {"type":"Feature","properties":{},"geometry":{"type":"LineString","coordinates":[[-116.99154,32.4778],[-116.99182,32.4782],[-116.99139,32.47942],[-116.99086,32.4798],[-116.99002,32.4804],[-116.9893,32.48091],[-116.98827,32.4815],[-116.98746,32.482],[-116.98615,32.48367],[-116.98458,32.48562],[-116.98366,32.4866],[-116.98277,32.48758],[-116.98212,32.48824],[-116.98161,32.48883],[-116.98084,32.48942],[-116.98038,32.48977],[-116.97919,32.4907],[-116.97822,32.49101],[-116.97705,32.49139],[-116.97557,32.49189],[-116.97448,32.49225],[-116.97314,32.4928],[-116.97219,32.49352],[-116.97123,32.49425],[-116.97065,32.49484],[-116.97065,32.49493]]}}
Línea 115.0 kV | LineString | 115.0 kV | 1 |  |  | CFE |  |  |  |  | OpenStreetMap | {"type":"Feature","properties":{},"geometry":{"type":"LineString","coordinates":[[-117.02138,32.45979],[-117.0212,32.46001]]}}
Línea 115.0 kV | LineString | 115.0 kV | 1 |  |  | CFE |  |  |  |  | OpenStreetMap | {"type":"Feature","properties":{},"geometry":{"type":"LineString","coordinates":[[-117.02138,32.45979],[-117.02153,32.46005]]}}
Línea 115.0 kV | LineString | 115.0 kV | 2 |  |  | CFE |  |  |  |  | OpenStreetMap | {"type":"Feature","properties":{},"geometry":{"type":"LineString","coordinates":[[-117.01934,32.46769],[-117.0193,32.46749],[-117.01866,32.46688],[-117.01901,32.4662],[-117.01921,32.46579],[-117.01945,32.46529],[-117.02013,32.46397],[-117.02081,32.46286],[-117.02149,32.46181],[-117.02208,32.46076],[-117.02225,32.45996],[-117.02138,32.45979]]}}
Línea 115.0 kV | LineString | 115.0 kV | 2 |  |  | CFE |  |  |  |  | OpenStreetMap | {"type":"Feature","properties":{},"geometry":{"type":"LineString","coordinates":[[-117.06416,32.50823],[-117.06462,32.50797]]}}
Línea 115.0 kV | LineString | 115.0 kV | 2 |  |  | CFE |  |  |  |  | OpenStreetMap | {"type":"Feature","properties":{},"geometry":{"type":"LineString","coordinates":[[-117.06462,32.50797],[-117.06445,32.50783],[-117.0637,32.50728],[-117.06306,32.50679],[-117.06239,32.50628],[-117.06206,32.50562],[-117.06183,32.50497],[-117.06154,32.50414],[-117.06115,32.50346],[-117.06056,32.50262],[-117.05996,32.50182],[-117.05938,32.50106],[-117.05887,32.50038],[-117.0583,32.49963],[-117.05786,32.49917],[-117.05711,32.4987],[-117.05631,32.49829],[-117.05541,32.49781],[-117.05422,32.49717],[-117.05355,32.49665],[-117.05282,32.49588],[-117.05227,32.49526],[-117.05173,32.49466],[-117.05101,32.49387],[-117.05043,32.49322],[-117.04983,32.49259],[-117.0492,32.49186],[-117.04861,32.49122],[-117.04815,32.49072],[-117.04739,32.48988],[-117.0466,32.48896],[-117.04638,32.48842],[-117.04633,32.48772],[-117.04626,32.4862],[-117.04621,32.48529],[-117.04615,32.4843],[-117.0461,32.48339],[-117.04603,32.4826],[-117.04582,32.4817],[-117.04542,32.48108],[-117.04483,32.48058],[-117.04425,32.48028],[-117.0433,32.47991],[-117.04243,32.47957],[-117.04167,32.47925],[-117.04088,32.47896],[-117.03988,32.47859],[-117.03888,32.47831],[-117.03808,32.47807],[-117.03723,32.47769],[-117.03562,32.4767],[-117.0348,32.47616],[-117.03373,32.47542],[-117.03283,32.47477],[-117.03188,32.47404],[-117.03084,32.47326],[-117.02992,32.47258],[-117.02922,32.47207],[-117.02861,32.47162],[-117.02779,32.47102],[-117.02699,32.47041],[-117.02625,32.46986],[-117.02569,32.46951],[-117.02476,32.46905],[-117.02386,32.46857],[-117.02304,32.4682],[-117.02209,32.46797],[-117.02063,32.46777],[-117.01934,32.46769],[-117.01838,32.46807],[-117.01752,32.46844],[-117.01685,32.46873],[-117.01584,32.46908],[-117.01469,32.46926],[-117.01325,32.46949],[-117.01228,32.46985],[-117.01151,32.47039],[-117.01089,32.47128],[-117.01049,32.47227],[-117.01014,32.47291],[-117.00959,32.4735],[-117.00856,32.47413],[-117.00775,32.47443],[-117.00709,32.47458],[-117.00537,32.47475],[-117.00433,32.47437],[-117.00344,32.47401],[-117.0023,32.47355],[-117.00152,32.47318],[-117.00042,32.47312],[-116.99942,32.47355],[-116.99878,32.47403],[-116.99804,32.47458],[-116.9971,32.47523],[-116.99622,32.47586],[-116.99548,32.47642],[-116.99467,32.47701],[-116.99395,32.47753],[-116.99279,32.47815],[-116.99197,32.47801],[-116.99154,32.4778]]}}
Línea 115.0 kV | LineString | 115.0 kV | 1 |  |  | CFE |  |  |  |  | OpenStreetMap | {"type":"Feature","properties":{},"geometry":{"type":"LineString","coordinates":[[-117.07188,32.47671],[-117.07184,32.47689],[-117.07072,32.47703],[-117.07077,32.47763],[-117.0709,32.47825],[-117.07172,32.48002],[-117.07176,32.48096]]}}
Línea 115.0 kV | LineString | 115.0 kV | 1 |  |  | CFE |  |  |  |  | OpenStreetMap | {"type":"Feature","properties":{},"geometry":{"type":"LineString","coordinates":[[-117.07174,32.47671],[-117.07184,32.47689],[-117.0707,32.47701],[-117.07077,32.47763],[-117.07085,32.47826],[-117.07169,32.48013],[-117.07176,32.48096]]}}
Línea 115.0 kV | LineString | 115.0 kV | 1 |  |  | CFE |  |  |  |  | OpenStreetMap | {"type":"Feature","properties":{},"geometry":{"type":"LineString","coordinates":[[-117.07223,32.47692],[-117.07209,32.47691],[-117.07202,32.47672]]}}
Línea 115.0 kV | LineString | 115.0 kV | 1 |  |  | CFE |  |  |  |  | OpenStreetMap | {"type":"Feature","properties":{},"geometry":{"type":"LineString","coordinates":[[-117.07223,32.47692],[-117.07222,32.47673]]}}
Línea 115.0 kV | LineString | 115.0 kV | 2 |  |  | CFE |  |  |  |  | OpenStreetMap | {"type":"Feature","properties":{},"geometry":{"type":"LineString","coordinates":[[-117.07253,32.47454],[-117.07301,32.47539],[-117.07296,32.47616],[-117.07292,32.47696],[-117.07223,32.47692]]}}
Línea 115.0 kV | LineString | 115.0 kV | 1 |  |  | CFE |  |  |  |  | OpenStreetMap | {"type":"Feature","properties":{},"geometry":{"type":"LineString","coordinates":[[-116.84096,32.48652],[-116.83986,32.48685]]}}
Línea 115.0 kV | LineString | 115.0 kV | 2 |  |  | CFE |  |  |  |  | OpenStreetMap | {"type":"Feature","properties":{},"geometry":{"type":"LineString","coordinates":[[-116.84153,32.48702],[-116.84096,32.48652]]}}
Línea 115.0 kV | LineString | 115.0 kV | 1 |  |  | CFE |  |  |  |  | OpenStreetMap | {"type":"Feature","properties":{},"geometry":{"type":"LineString","coordinates":[[-116.84096,32.48652],[-116.84182,32.48597]]}}
Línea 115.0 kV | LineString | 115.0 kV | 1 |  |  | CFE |  |  |  |  | OpenStreetMap | {"type":"Feature","properties":{},"geometry":{"type":"LineString","coordinates":[[-116.83986,32.48685],[-116.84182,32.48597]]}}
Línea 115.0 kV | LineString | 115.0 kV | 1 |  |  | CFE |  |  |  |  | OpenStreetMap | {"type":"Feature","properties":{},"geometry":{"type":"LineString","coordinates":[[-116.84153,32.48702],[-116.84149,32.48724]]}}
Línea 115.0 kV | LineString | 115.0 kV | 1 |  |  | Comision Federal de Electricidad |  |  |  |  | OpenStreetMap | {"type":"Feature","properties":{},"geometry":{"type":"LineString","coordinates":[[-115.46169,32.60346],[-115.4591,32.60305],[-115.45823,32.60296]]}}
Línea 115.0 kV | LineString | 115.0 kV | 1 |  |  | Comision Federal de Electricidad |  |  |  |  | OpenStreetMap | {"type":"Feature","properties":{},"geometry":{"type":"LineString","coordinates":[[-115.46169,32.60346],[-115.46056,32.60396]]}}
Línea 115.0 kV | LineString | 115.0 kV | 1 |  |  | CFE |  |  |  |  | OpenStreetMap | {"type":"Feature","properties":{},"geometry":{"type":"LineString","coordinates":[[-110.29816,31.00424],[-110.29735,31.0042],[-110.29653,31.00466],[-110.29405,31.00539],[-110.29089,31.00644],[-110.28884,31.00708],[-110.286,31.00796],[-110.28405,31.00854],[-110.28123,31.0094],[-110.27866,31.01024],[-110.27572,31.01115],[-110.27332,31.0119],[-110.27209,31.01227],[-110.27045,31.01278],[-110.26801,31.01352],[-110.26585,31.0142],[-110.26203,31.01538],[-110.25905,31.01631],[-110.25777,31.01669],[-110.2555,31.01739],[-110.25303,31.0182],[-110.25086,31.01886],[-110.2489,31.01947],[-110.24676,31.02012],[-110.24493,31.01984],[-110.24255,31.02103],[-110.24037,31.02215],[-110.23815,31.0228],[-110.23581,31.02353],[-110.23353,31.02423],[-110.23118,31.02496],[-110.22901,31.02564],[-110.22673,31.02634],[-110.22448,31.02705],[-110.22231,31.02773],[-110.22005,31.02842],[-110.21777,31.02915],[-110.21552,31.02983],[-110.21326,31.03053],[-110.211,31.03125],[-110.20874,31.03194],[-110.20649,31.03263],[-110.20412,31.03337],[-110.20145,31.03421],[-110.199,31.03496],[-110.19663,31.0357],[-110.19446,31.03637],[-110.1923,31.03705],[-110.19015,31.03774],[-110.18806,31.03836],[-110.18497,31.03934],[-110.18232,31.04015],[-110.17989,31.04091],[-110.17775,31.04044],[-110.17542,31.03989],[-110.17369,31.0395],[-110.17265,31.03927],[-110.17022,31.04019],[-110.16814,31.04097],[-110.166,31.04179],[-110.16386,31.0426],[-110.16217,31.04325],[-110.15961,31.04422],[-110.15809,31.0448],[-110.15624,31.0455],[-110.15465,31.0461],[-110.15282,31.0468],[-110.15099,31.0475],[-110.14914,31.0482],[-110.14728,31.04892],[-110.14544,31.04961],[-110.14315,31.05048],[-110.14149,31.05112],[-110.13994,31.05171],[-110.1381,31.05271],[-110.13618,31.05376],[-110.13469,31.05457],[-110.13302,31.05549],[-110.13139,31.05637],[-110.12945,31.05744],[-110.12714,31.0587],[-110.12519,31.05976],[-110.12317,31.06087],[-110.12109,31.06201],[-110.11915,31.06307],[-110.11697,31.06426],[-110.11477,31.06547],[-110.11198,31.06699],[-110.10991,31.06812],[-110.10797,31.06918],[-110.10583,31.07035],[-110.10389,31.07142],[-110.10186,31.07252],[-110.09991,31.07359],[-110.09788,31.0747],[-110.09574,31.07586],[-110.09428,31.07667],[-110.09224,31.07777],[-110.09021,31.0789],[-110.08871,31.07972],[-110.08721,31.08054],[-110.08393,31.08233],[-110.08155,31.08362],[-110.0798,31.08459],[-110.07803,31.08555],[-110.07625,31.08652],[-110.07301,31.0883],[-110.07159,31.08907],[-110.06898,31.09049],[-110.06722,31.09146],[-110.06525,31.09253],[-110.06363,31.09341],[-110.06103,31.09484],[-110.05929,31.09578],[-110.05761,31.0967],[-110.05376,31.09881],[-110.05144,31.1001],[-110.04911,31.10137],[-110.04726,31.10236],[-110.04523,31.1035],[-110.04298,31.10473],[-110.03964,31.10652],[-110.03771,31.10758],[-110.03568,31.10867],[-110.03389,31.10961],[-110.03319,31.11001],[-110.03161,31.1109],[-110.03042,31.11156],[-110.02949,31.11204],[-110.02876,31.11238],[-110.02611,31.11368],[-110.02356,31.11492],[-110.02156,31.11589],[-110.019,31.11713],[-110.01717,31.11802],[-110.01463,31.11923],[-110.01301,31.12002],[-110.0117,31.12065],[-110.00952,31.12169],[-110.00742,31.1227],[-110.00535,31.12374],[-110.0036,31.12457],[-110.00179,31.12545],[-109.99968,31.12646],[-109.99805,31.12725],[-109.99582,31.12833],[-109.99348,31.12945],[-109.99129,31.13052],[-109.98929,31.13148],[-109.98765,31.13228],[-109.98547,31.13335],[-109.98381,31.13412],[-109.98194,31.13503],[-109.98057,31.13654],[-109.97928,31.13796],[-109.97788,31.13954],[-109.97649,31.14112],[-109.97506,31.14266],[-109.97364,31.14422],[-109.9723,31.14571],[-109.97097,31.14721],[-109.96944,31.14889],[-109.96795,31.15053],[-109.96656,31.15206],[-109.96542,31.15333],[-109.96407,31.15482],[-109.96261,31.15646],[-109.96124,31.15795],[-109.95965,31.15973],[-109.95824,31.16129],[-109.95651,31.16321],[-109.95505,31.16483],[-109.95384,31.16618],[-109.95254,31.16761],[-109.951,31.16932],[-109.94953,31.17096],[-109.94798,31.17266],[-109.94663,31.17416],[-109.94529,31.17564],[-109.94368,31.17742],[-109.94227,31.17898],[-109.94081,31.18064],[-109.93941,31.18212],[-109.93814,31.18356],[-109.93679,31.18505],[-109.93539,31.1866],[-109.93298,31.1893],[-109.93064,31.19186],[-109.92908,31.19362],[-109.92717,31.19574],[-109.92659,31.196],[-109.92373,31.19739],[-109.92025,31.19912],[-109.91825,31.20012],[-109.91517,31.20163],[-109.91284,31.20277],[-109.91091,31.20372],[-109.90937,31.20449],[-109.90765,31.20531],[-109.90565,31.20631],[-109.90354,31.20735],[-109.90182,31.2082],[-109.90018,31.20899],[-109.8989,31.20963],[-109.89673,31.2107],[-109.89476,31.21166],[-109.89276,31.21266],[-109.89111,31.21346],[-109.88945,31.21425],[-109.88807,31.2155],[-109.88569,31.21762],[-109.88363,31.21942],[-109.8821,31.22078],[-109.88061,31.22211],[-109.87898,31.22351],[-109.87745,31.22487],[-109.87645,31.22575],[-109.87541,31.22668],[-109.87367,31.22823],[-109.87215,31.22957],[-109.87062,31.23104],[-109.86908,31.23247],[-109.86754,31.23394],[-109.86584,31.23554],[-109.86455,31.23675],[-109.86306,31.23816],[-109.86165,31.23949],[-109.86024,31.24082],[-109.85904,31.24196],[-109.85784,31.24309],[-109.85695,31.24394],[-109.85552,31.2453],[-109.85333,31.24735],[-109.85188,31.2487],[-109.85001,31.25047],[-109.84813,31.25227],[-109.84653,31.25375],[-109.84505,31.25514],[-109.84362,31.25647],[-109.84235,31.25768],[-109.84107,31.25888],[-109.83985,31.26004],[-109.83798,31.26053],[-109.83591,31.26107],[-109.83273,31.26189],[-109.83089,31.26235],[-109.82857,31.26295],[-109.82655,31.26347],[-109.82453,31.26399],[-109.82262,31.26448],[-109.82021,31.2651],[-109.8179,31.2657],[-109.81568,31.26626],[-109.81349,31.26684],[-109.81074,31.26753],[-109.80706,31.26848],[-109.80468,31.26909],[-109.80237,31.26967],[-109.80007,31.27027],[-109.79794,31.27082],[-109.79575,31.27139],[-109.79393,31.27186],[-109.79182,31.2724],[-109.78968,31.27295],[-109.78747,31.27352],[-109.78519,31.2741],[-109.78328,31.27459],[-109.78063,31.27528],[-109.77841,31.27584],[-109.77628,31.2755],[-109.77432,31.27519],[-109.77217,31.27486],[-109.77022,31.27454],[-109.76827,31.27424],[-109.7661,31.27389],[-109.76403,31.27357],[-109.76186,31.27323],[-109.75973,31.2729],[-109.75752,31.27254],[-109.75519,31.27218],[-109.75298,31.27183],[-109.74988,31.27134],[-109.74751,31.2724],[-109.74463,31.27367],[-109.74319,31.27431],[-109.74131,31.27515],[-109.73856,31.27636],[-109.73745,31.27685],[-109.73605,31.27747],[-109.73409,31.27834],[-109.7318,31.27937],[-109.72979,31.27981],[-109.72767,31.28031],[-109.72544,31.28082],[-109.7229,31.28142],[-109.72068,31.28192],[-109.71844,31.28244],[-109.71609,31.28298],[-109.71365,31.28354],[-109.71142,31.28406],[-109.70928,31.28454],[-109.70716,31.28504],[-109.70484,31.28558],[-109.7025,31.28611],[-109.70017,31.28664],[-109.69793,31.28716],[-109.69559,31.28768],[-109.69338,31.28822],[-109.69103,31.28876],[-109.6888,31.28926],[-109.68655,31.28977],[-109.68431,31.29027],[-109.6822,31.29075],[-109.67996,31.29127],[-109.67783,31.29176],[-109.6756,31.29227],[-109.67328,31.2928],[-109.67104,31.29332],[-109.66881,31.29383],[-109.66658,31.29434],[-109.66424,31.29488],[-109.6619,31.29542],[-109.65956,31.29596],[-109.65774,31.29637],[-109.65522,31.29694],[-109.65291,31.29748],[-109.65068,31.29799],[-109.64844,31.29851],[-109.64621,31.29903],[-109.64395,31.29955],[-109.64171,31.30006],[-109.63949,31.30057],[-109.63727,31.30108],[-109.63504,31.30159],[-109.63281,31.3021],[-109.63057,31.30262],[-109.62854,31.30309],[-109.62632,31.3036],[-109.62407,31.30411],[-109.62184,31.30462],[-109.61961,31.30513],[-109.61724,31.30568],[-109.61502,31.30619],[-109.61285,31.30669],[-109.61074,31.30717],[-109.60881,31.30762],[-109.60639,31.30817],[-109.60409,31.3087],[-109.60303,31.30895],[-109.60009,31.30962],[-109.59768,31.31021],[-109.5955,31.31067],[-109.59338,31.31116],[-109.59107,31.31168],[-109.58933,31.3121],[-109.58802,31.31159],[-109.58627,31.31093],[-109.58407,31.31011],[-109.5823,31.30944],[-109.58055,31.30879],[-109.57796,31.30783],[-109.57555,31.30777],[-109.57314,31.30771],[-109.57099,31.30763],[-109.56956,31.3076],[-109.5672,31.30753],[-109.565,31.30748],[-109.5633,31.30744],[-109.56033,31.3074],[-109.55919,31.30853],[-109.55946,31.30899]]}}
Línea 115.0 kV | LineString | 115.0 kV | 1 |  |  | CFE |  |  |  |  | OpenStreetMap | {"type":"Feature","properties":{},"geometry":{"type":"LineString","coordinates":[[-109.61191,31.22341],[-109.61217,31.22345],[-109.61249,31.22351],[-109.6136,31.22386],[-109.61375,31.22327],[-109.61393,31.22247],[-109.61311,31.22236],[-109.6123,31.22221],[-109.61253,31.22122],[-109.60907,31.22066],[-109.60474,31.22],[-109.60216,31.21959],[-109.59967,31.21919],[-109.59672,31.21976],[-109.59403,31.22025],[-109.5918,31.22026],[-109.58902,31.22026],[-109.58565,31.22027],[-109.58183,31.22028],[-109.57821,31.22027],[-109.57456,31.22031],[-109.57087,31.22031],[-109.56753,31.22032],[-109.56391,31.22031],[-109.56031,31.22033],[-109.55681,31.22032],[-109.55334,31.22032],[-109.55334,31.22302],[-109.55335,31.22507],[-109.55336,31.22756],[-109.55347,31.22908],[-109.55377,31.23259],[-109.55404,31.23567],[-109.55429,31.23877],[-109.55456,31.24188],[-109.55481,31.24497],[-109.55507,31.24806],[-109.55533,31.25119],[-109.55611,31.25441],[-109.55689,31.25768],[-109.55764,31.26078],[-109.55852,31.26439],[-109.55931,31.2677],[-109.56015,31.27114],[-109.56083,31.27404],[-109.56125,31.27695],[-109.56169,31.28003],[-109.56217,31.28332],[-109.56343,31.2863],[-109.56494,31.28993],[-109.56603,31.29245],[-109.56715,31.2951],[-109.56828,31.29778]]}}
Línea 115.0 kV | LineString | 115.0 kV | 1 |  |  | CFE |  |  |  |  | OpenStreetMap | {"type":"Feature","properties":{},"geometry":{"type":"LineString","coordinates":[[-110.29817,31.00431],[-110.29735,31.00428],[-110.29739,31.00499],[-110.29748,31.00616],[-110.29975,31.0061],[-110.30148,31.00605],[-110.30332,31.00684],[-110.30488,31.00749],[-110.30697,31.00838],[-110.30862,31.00911],[-110.31136,31.01032],[-110.3146,31.0117],[-110.31665,31.01255],[-110.31872,31.01345],[-110.32235,31.01491],[-110.32484,31.01602],[-110.32743,31.0172],[-110.32969,31.01825],[-110.33136,31.01903],[-110.33291,31.02119],[-110.33394,31.02252],[-110.33561,31.02475],[-110.33717,31.02687],[-110.34029,31.02801],[-110.34409,31.02937],[-110.34664,31.02947],[-110.34945,31.02957],[-110.35151,31.02973],[-110.35293,31.02982],[-110.35503,31.02993],[-110.35984,31.02966],[-110.3616,31.02956],[-110.36345,31.02945],[-110.36477,31.02936],[-110.36595,31.02956],[-110.36852,31.02994],[-110.37056,31.03027],[-110.37155,31.02998],[-110.37501,31.02896],[-110.37686,31.02735],[-110.38008,31.0264],[-110.38148,31.02652],[-110.38297,31.02667],[-110.38492,31.02703],[-110.38652,31.02733],[-110.38905,31.0278],[-110.39045,31.02807],[-110.39319,31.02855],[-110.39576,31.02903],[-110.3976,31.02938],[-110.3995,31.02974],[-110.40063,31.03012],[-110.40243,31.03076],[-110.40479,31.03153],[-110.40661,31.03213],[-110.40855,31.03275],[-110.41113,31.03359],[-110.41223,31.03372],[-110.41237,31.03362]]}}
Línea 115.0 kV | LineString | 115.0 kV | 1 |  |  | CFE |  |  |  |  | OpenStreetMap | {"type":"Feature","properties":{},"geometry":{"type":"LineString","coordinates":[[-110.90944,29.04035],[-110.91152,29.04104]]}}
Línea 115.0 kV | LineString | 115.0 kV | 1 |  |  | CFE |  |  |  |  | OpenStreetMap | {"type":"Feature","properties":{},"geometry":{"type":"LineString","coordinates":[[-111.34415,28.87701],[-111.34435,28.87719],[-111.34606,28.87869],[-111.3466,28.87917]]}}
Línea 115.0 kV | LineString | 115.0 kV | 1 |  |  | CFE |  |  |  |  | OpenStreetMap | {"type":"Feature","properties":{},"geometry":{"type":"LineString","coordinates":[[-111.47516,28.84068],[-111.47348,28.8407],[-111.47128,28.84039],[-111.46895,28.84011],[-111.46628,28.84011],[-111.46338,28.84014],[-111.46045,28.84013],[-111.4575,28.84012],[-111.45462,28.84012],[-111.45172,28.84009],[-111.44885,28.84007],[-111.44603,28.84001],[-111.44315,28.83999],[-111.44034,28.83997],[-111.4374,28.83996],[-111.43455,28.83994],[-111.43166,28.83993],[-111.4288,28.83993],[-111.42408,28.8399],[-111.42228,28.83988],[-111.42042,28.83991],[-111.41755,28.83989],[-111.41469,28.83989],[-111.41181,28.83987],[-111.40894,28.83985],[-111.40607,28.83983],[-111.40318,28.83983],[-111.40029,28.83981],[-111.39739,28.83978],[-111.39449,28.83978],[-111.3922,28.83977],[-111.39001,28.83975],[-111.38808,28.84129],[-111.38597,28.84301],[-111.38458,28.84416],[-111.38246,28.84585],[-111.38036,28.84757],[-111.37823,28.84927],[-111.37611,28.85099],[-111.37399,28.8527],[-111.37188,28.85441],[-111.36976,28.85613],[-111.36764,28.85785],[-111.36549,28.85955],[-111.36337,28.86126],[-111.36127,28.86294],[-111.35906,28.86472],[-111.35691,28.86647],[-111.35479,28.86818],[-111.35267,28.86989],[-111.35055,28.8716],[-111.34842,28.87332],[-111.3463,28.87502],[-111.34495,28.87612],[-111.3436,28.87721],[-111.3422,28.87833],[-111.34008,28.88004],[-111.33796,28.88175],[-111.33583,28.88349],[-111.33358,28.88528],[-111.3316,28.88688],[-111.32944,28.88862],[-111.32735,28.89031],[-111.32522,28.89202],[-111.32309,28.89374],[-111.32097,28.89545],[-111.31884,28.89717],[-111.31671,28.89888],[-111.31461,28.90057],[-111.3125,28.90228],[-111.31027,28.90407],[-111.30824,28.90571],[-111.30613,28.90741],[-111.304,28.90912],[-111.30188,28.91083],[-111.29975,28.91255],[-111.29763,28.91425],[-111.29552,28.91596],[-111.29339,28.91767],[-111.29126,28.91939],[-111.28916,28.92106],[-111.28703,28.92279],[-111.28491,28.92449],[-111.28277,28.92621],[-111.28066,28.92791],[-111.27852,28.92962],[-111.27639,28.93134],[-111.27498,28.93247],[-111.27353,28.93364],[-111.27213,28.93477],[-111.27002,28.93647],[-111.2679,28.93817],[-111.26577,28.93989],[-111.26365,28.9416],[-111.26152,28.9433],[-111.25939,28.945],[-111.25718,28.9466],[-111.25495,28.94818],[-111.25294,28.94962],[-111.2507,28.95121],[-111.24848,28.9528],[-111.24624,28.9544],[-111.24402,28.95599],[-111.24179,28.95758],[-111.23956,28.95918],[-111.23732,28.96078],[-111.23507,28.96238],[-111.23285,28.96396],[-111.23062,28.96555],[-111.22838,28.96715],[-111.22613,28.96876],[-111.22388,28.97036],[-111.22164,28.97196],[-111.2194,28.97356],[-111.21716,28.97515],[-111.21493,28.97674],[-111.2127,28.97833],[-111.21048,28.97991],[-111.20824,28.98151],[-111.206,28.98311],[-111.20378,28.98469],[-111.20226,28.98578],[-111.20077,28.98684],[-111.19928,28.9879],[-111.19707,28.98947],[-111.19481,28.99107],[-111.19257,28.99267],[-111.19036,28.99425],[-111.1881,28.99586],[-111.18569,28.99757],[-111.18361,28.99906],[-111.18137,29.00066],[-111.17911,29.00226],[-111.17689,29.00385],[-111.17499,29.0052],[-111.17457,29.0055],[-111.17443,29.00526]]}}
Línea 115.0 kV | LineString | 115.0 kV | 2 |  |  | CFE |  |  |  |  | OpenStreetMap | {"type":"Feature","properties":{},"geometry":{"type":"LineString","coordinates":[[-110.86802,29.03119],[-110.86801,29.03059],[-110.86796,29.02927],[-110.8679,29.02732],[-110.86785,29.02445],[-110.8674,29.02446]]}}
Línea 115.0 kV | LineString | 115.0 kV | 1 |  |  | CFE |  |  |  |  | OpenStreetMap | {"type":"Feature","properties":{},"geometry":{"type":"LineString","coordinates":[[-110.94134,29.0521],[-110.94164,29.05212]]}}
Línea 115.0 kV | LineString | 115.0 kV | 2 |  |  | CFE |  |  |  |  | OpenStreetMap | {"type":"Feature","properties":{},"geometry":{"type":"LineString","coordinates":[[-110.91152,29.04104],[-110.91164,29.04077],[-110.91338,29.0387],[-110.91541,29.03628],[-110.91722,29.0341],[-110.91911,29.03183],[-110.91925,29.03132],[-110.91936,29.03089]]}}
Línea 115.0 kV | LineString | 115.0 kV | 1 |  |  | CFE |  |  |  |  | OpenStreetMap | {"type":"Feature","properties":{},"geometry":{"type":"LineString","coordinates":[[-111.34646,28.87915],[-111.34586,28.87965],[-111.34376,28.88026],[-111.34158,28.88089],[-111.33994,28.88136],[-111.33857,28.88177],[-111.33717,28.88158],[-111.33583,28.88244],[-111.33409,28.88353],[-111.3323,28.88469],[-111.33066,28.88384],[-111.32889,28.88292],[-111.32731,28.88211],[-111.32566,28.88125],[-111.32397,28.88039],[-111.32219,28.87946],[-111.32039,28.87854],[-111.31871,28.87767],[-111.31702,28.8768],[-111.31549,28.87602],[-111.31371,28.87509],[-111.31194,28.87417],[-111.30997,28.87316],[-111.30998,28.87121],[-111.30999,28.86948],[-111.31,28.86766],[-111.31002,28.86579],[-111.31002,28.86395],[-111.31003,28.86221],[-111.31003,28.86077],[-111.31004,28.85937],[-111.31005,28.85757],[-111.31006,28.85572],[-111.31005,28.8546],[-111.30933,28.85297],[-111.30934,28.8516],[-111.30935,28.84959],[-111.30935,28.84765],[-111.30937,28.84575],[-111.30937,28.84385],[-111.30938,28.84196],[-111.30939,28.84006],[-111.3094,28.83816],[-111.30942,28.83628],[-111.30942,28.83441],[-111.30943,28.83262],[-111.30944,28.8306],[-111.30945,28.82872],[-111.30945,28.8268],[-111.30947,28.8249],[-111.30947,28.82301],[-111.30949,28.82112],[-111.30949,28.8192],[-111.3095,28.81731],[-111.30951,28.81541],[-111.31028,28.81377],[-111.31028,28.81205],[-111.31029,28.81019],[-111.3103,28.80839],[-111.3103,28.80661],[-111.31032,28.80474],[-111.31032,28.80293],[-111.31034,28.80111],[-111.31034,28.79929],[-111.31035,28.79746],[-111.31035,28.79565],[-111.31037,28.79383],[-111.31037,28.79203],[-111.3104,28.79018],[-111.3104,28.78837],[-111.3104,28.78689],[-111.31049,28.78498],[-111.31057,28.78318],[-111.31065,28.78108],[-111.31072,28.77956],[-111.3108,28.77757],[-111.31089,28.7756],[-111.31098,28.77333],[-111.31102,28.77231],[-111.31048,28.77228]]}}
Línea 115.0 kV | LineString | 115.0 kV | 1 |  |  | CFE |  |  |  |  | OpenStreetMap | {"type":"Feature","properties":{},"geometry":{"type":"LineString","coordinates":[[-110.83439,29.03325],[-110.83442,29.03286],[-110.8346,29.0316],[-110.83566,29.03158],[-110.83668,29.03156],[-110.83766,29.03153],[-110.83956,29.03148],[-110.8406,29.03146],[-110.84161,29.03143],[-110.84265,29.03141],[-110.84368,29.03139],[-110.8447,29.03136],[-110.84571,29.03134],[-110.84674,29.03132],[-110.84778,29.03129],[-110.84881,29.03127],[-110.84981,29.03122],[-110.85133,29.03118],[-110.85259,29.03115],[-110.85401,29.03111],[-110.85516,29.03108],[-110.85715,29.03145],[-110.85799,29.03142],[-110.85887,29.03139],[-110.86069,29.03137],[-110.86206,29.03133],[-110.86342,29.0313],[-110.86517,29.03126],[-110.86802,29.03119]]}}
Línea 115.0 kV | LineString | 115.0 kV | 2 |  |  | CFE |  |  |  |  | OpenStreetMap | {"type":"Feature","properties":{},"geometry":{"type":"LineString","coordinates":[[-111.47517,28.84081],[-111.47364,28.8408],[-111.46897,28.84085],[-111.46385,28.84093],[-111.45866,28.84101],[-111.45354,28.84105],[-111.44852,28.84103],[-111.44342,28.84108],[-111.43822,28.84116],[-111.43336,28.84122],[-111.42862,28.84128],[-111.42357,28.84128],[-111.41841,28.84137],[-111.41316,28.84142],[-111.40803,28.84147],[-111.40291,28.84152],[-111.39775,28.84157],[-111.39266,28.84164],[-111.38791,28.8417],[-111.38443,28.84449],[-111.38077,28.84746],[-111.37712,28.85042],[-111.37342,28.85338],[-111.36969,28.85639],[-111.36604,28.85935],[-111.36236,28.86232],[-111.35869,28.86527],[-111.35497,28.86828],[-111.3513,28.87124],[-111.34762,28.87421],[-111.34415,28.87701]]}}
Línea 115.0 kV | LineString | 115.0 kV | 1 |  |  | CFE |  |  |  |  | OpenStreetMap | {"type":"Feature","properties":{},"geometry":{"type":"LineString","coordinates":[[-110.86802,29.03119],[-110.87056,29.03114],[-110.8716,29.03111],[-110.87262,29.03109],[-110.87364,29.03107],[-110.87467,29.03106],[-110.87569,29.03103],[-110.87664,29.03102],[-110.87768,29.031],[-110.87862,29.03098],[-110.88006,29.03095],[-110.88161,29.03091],[-110.88324,29.03087],[-110.88506,29.03084],[-110.88651,29.03082],[-110.88805,29.03077],[-110.8896,29.03073],[-110.89114,29.03071],[-110.89278,29.03067],[-110.89442,29.03063],[-110.89606,29.0306],[-110.89671,29.0306],[-110.89779,29.03056],[-110.89877,29.03053],[-110.90099,29.03049],[-110.90263,29.03046],[-110.90428,29.03042],[-110.90591,29.03039],[-110.90756,29.03036],[-110.9092,29.03031],[-110.91015,29.03028],[-110.9111,29.03027],[-110.9121,29.03009],[-110.91336,29.03004],[-110.91514,29.03003],[-110.91688,29.02998],[-110.91844,29.02994],[-110.91861,29.03132],[-110.91885,29.03137],[-110.91899,29.03082]]}}
Línea 115.0 kV | LineString | 115.0 kV | 1 |  |  | CFE |  |  |  |  | OpenStreetMap | {"type":"Feature","properties":{},"geometry":{"type":"LineString","coordinates":[[-111.47461,28.82475],[-111.47425,28.82481],[-111.4735,28.82504]]}}
Línea 115.0 kV | LineString | 115.0 kV | 1 |  |  | CFE |  |  |  |  | OpenStreetMap | {"type":"Feature","properties":{},"geometry":{"type":"LineString","coordinates":[[-110.83418,29.03325],[-110.83425,29.03246],[-110.83451,29.03134]]}}
Línea 115.0 kV | LineString | 115.0 kV | 1 |  |  | CFE |  |  |  |  | OpenStreetMap | {"type":"Feature","properties":{},"geometry":{"type":"LineString","coordinates":[[-110.94134,29.0521],[-110.94155,29.05229]]}}
Línea 115.0 kV | LineString | 115.0 kV | 2 |  |  | CFE |  |  |  |  | OpenStreetMap | {"type":"Feature","properties":{},"geometry":{"type":"LineString","coordinates":[[-110.91358,29.04182],[-110.91788,29.04332],[-110.92213,29.04482],[-110.92543,29.04598],[-110.92773,29.0468],[-110.92951,29.04742],[-110.93315,29.04871],[-110.93722,29.05013],[-110.94155,29.05164]]}}
Línea 115.0 kV | LineString | 115.0 kV | 2 |  |  | CFE |  |  |  |  | OpenStreetMap | {"type":"Feature","properties":{},"geometry":{"type":"LineString","coordinates":[[-110.77931,29.03963],[-110.77949,29.04185],[-110.77975,29.04472],[-110.78002,29.0477],[-110.78028,29.05062],[-110.78056,29.05356],[-110.78051,29.0542],[-110.78049,29.05473]]}}
Línea 115.0 kV | LineString | 115.0 kV | 1 |  |  | CFE |  |  |  |  | OpenStreetMap | {"type":"Feature","properties":{},"geometry":{"type":"LineString","coordinates":[[-110.83401,29.03325],[-110.83398,29.0329],[-110.83418,29.03154]]}}
Línea 115.0 kV | LineString | 115.0 kV | 2 |  |  | CFE |  |  |  |  | OpenStreetMap | {"type":"Feature","properties":{},"geometry":{"type":"LineString","coordinates":[[-110.94155,29.05164],[-110.94134,29.0521]]}}
Línea 115.0 kV | LineString | 115.0 kV | 1 |  |  | CFE |  |  |  |  | OpenStreetMap | {"type":"Feature","properties":{},"geometry":{"type":"LineString","coordinates":[[-110.91152,29.04104],[-110.91358,29.04182]]}}
Línea 115.0 kV | LineString | 115.0 kV | 1 |  |  | CFE |  |  |  |  | OpenStreetMap | {"type":"Feature","properties":{},"geometry":{"type":"LineString","coordinates":[[-110.83429,29.03325],[-110.83442,29.03286],[-110.83447,29.03205],[-110.83451,29.03134]]}}
Línea 115.0 kV | LineString | 115.0 kV | 1 |  |  | CFE |  |  |  |  | OpenStreetMap | {"type":"Feature","properties":{},"geometry":{"type":"LineString","coordinates":[[-110.90944,29.04035],[-110.91358,29.04182]]}}
Línea 115.0 kV | LineString | 115.0 kV | 1 |  |  | CFE |  |  |  |  | OpenStreetMap | {"type":"Feature","properties":{},"geometry":{"type":"LineString","coordinates":[[-110.83409,29.03325],[-110.83425,29.03246],[-110.83418,29.03154]]}}
Línea 115.0 kV | LineString | 115.0 kV | 1 |  |  | CFE |  |  |  |  | OpenStreetMap | {"type":"Feature","properties":{},"geometry":{"type":"LineString","coordinates":[[-111.34415,28.87701],[-111.34344,28.87758],[-111.34117,28.87941],[-111.33807,28.88191],[-111.33489,28.88447],[-111.33184,28.88693],[-111.32878,28.8894],[-111.32575,28.89185],[-111.32272,28.8943],[-111.31962,28.89679],[-111.31652,28.8993],[-111.31342,28.90178],[-111.31031,28.90429],[-111.30786,28.90627],[-111.30539,28.90823],[-111.3023,28.91075],[-111.29919,28.91323],[-111.29608,28.91574],[-111.29299,28.91824],[-111.28988,28.92072],[-111.28676,28.92325],[-111.28367,28.92574],[-111.28063,28.92819],[-111.27744,28.93073],[-111.27435,28.93322],[-111.27125,28.93572],[-111.26815,28.93822],[-111.26505,28.94073],[-111.26193,28.94322],[-111.25949,28.94518],[-111.25679,28.94711],[-111.2533,28.94961],[-111.24981,28.9521],[-111.24647,28.95448],[-111.24311,28.95688],[-111.24079,28.95853]]}}
Línea 115.0 kV | LineString | 115.0 kV | 2 |  |  | CFE |  |  |  |  | OpenStreetMap | {"type":"Feature","properties":{},"geometry":{"type":"LineString","coordinates":[[-97.07645,20.06133],[-97.07644,20.06486],[-97.07649,20.06814]]}}
Línea 115.0 kV | LineString | 115.0 kV | 2 |  |  | CFE |  |  |  |  | OpenStreetMap | {"type":"Feature","properties":{},"geometry":{"type":"LineString","coordinates":[[-110.88813,29.17698],[-110.88711,29.17693]]}}
Línea 115.0 kV | LineString | 115.0 kV | 1 |  |  | CFE |  |  |  |  | OpenStreetMap | {"type":"Feature","properties":{},"geometry":{"type":"LineString","coordinates":[[-110.88813,29.17698],[-110.88849,29.17787],[-110.88848,29.17975],[-110.88852,29.1817],[-110.88682,29.1829],[-110.88463,29.18439],[-110.88102,29.18544],[-110.87902,29.18603],[-110.87774,29.1864],[-110.87627,29.18682],[-110.87489,29.18722],[-110.87329,29.1866],[-110.87171,29.18599],[-110.86939,29.1851],[-110.86748,29.18437],[-110.86522,29.18349],[-110.86295,29.18262],[-110.86087,29.18183],[-110.85917,29.18115],[-110.85695,29.1804],[-110.85415,29.17941],[-110.85175,29.17948],[-110.8495,29.17952],[-110.84728,29.17955],[-110.84539,29.18056],[-110.84331,29.18167],[-110.84135,29.18272],[-110.8398,29.18355],[-110.83707,29.18501],[-110.83496,29.18612],[-110.8326,29.18736],[-110.83056,29.18846],[-110.8283,29.18968],[-110.82625,29.18978],[-110.8244,29.18987],[-110.82112,29.19004],[-110.81772,29.19022],[-110.81497,29.19036],[-110.81303,29.19047],[-110.81026,29.19063],[-110.80771,29.19077],[-110.80511,29.19092],[-110.80292,29.19113],[-110.80084,29.19134],[-110.79875,29.19151],[-110.7974,29.1918],[-110.79573,29.1932],[-110.79402,29.19463],[-110.79238,29.19598],[-110.79074,29.19734],[-110.78902,29.19876],[-110.78729,29.20019],[-110.78566,29.20154],[-110.78404,29.20288],[-110.78224,29.20437],[-110.78046,29.20585],[-110.77853,29.20745],[-110.77677,29.20893],[-110.77515,29.21028],[-110.77159,29.21323],[-110.76996,29.21459],[-110.76668,29.2173],[-110.76519,29.21854],[-110.76369,29.21977],[-110.76198,29.22119],[-110.7601,29.22276],[-110.75819,29.22435],[-110.75654,29.22571],[-110.75485,29.2271],[-110.75266,29.22704],[-110.7515,29.22699],[-110.74947,29.22798],[-110.74722,29.22906],[-110.74496,29.23015],[-110.74293,29.23112],[-110.74071,29.23219],[-110.7387,29.23316],[-110.7367,29.23411],[-110.73463,29.23511],[-110.73292,29.23593],[-110.73084,29.23691],[-110.72882,29.23786],[-110.72658,29.23893],[-110.72452,29.23992],[-110.72244,29.24092],[-110.72046,29.24186],[-110.71848,29.2428],[-110.71642,29.2438],[-110.71469,29.24463],[-110.71258,29.24643],[-110.71156,29.24735],[-110.70917,29.24813],[-110.7063,29.24909],[-110.70398,29.24987],[-110.69862,29.25167],[-110.69627,29.25246],[-110.69397,29.25323],[-110.68994,29.25459],[-110.68756,29.25539],[-110.6854,29.25612],[-110.68305,29.25691],[-110.68066,29.25771],[-110.67923,29.2582],[-110.67768,29.25871],[-110.67357,29.2601],[-110.67147,29.26081],[-110.66929,29.26152],[-110.66636,29.26254],[-110.66515,29.26294],[-110.66353,29.26345],[-110.66207,29.26458],[-110.66032,29.26585],[-110.65812,29.26746],[-110.65654,29.26862],[-110.65346,29.27085],[-110.6526,29.27149],[-110.65085,29.27277],[-110.64975,29.27357],[-110.64827,29.27461],[-110.64644,29.27628],[-110.64463,29.27789],[-110.64342,29.27896],[-110.64124,29.2809],[-110.63952,29.28244],[-110.63803,29.28376],[-110.63651,29.2851],[-110.63486,29.28656],[-110.63262,29.28856],[-110.63088,29.29009],[-110.62798,29.29269],[-110.62354,29.29397],[-110.62176,29.2945],[-110.61917,29.29526],[-110.61742,29.29578],[-110.61479,29.29655],[-110.61213,29.29732],[-110.6098,29.29799],[-110.60552,29.29922],[-110.60333,29.29985],[-110.6011,29.30191],[-110.60011,29.30282],[-110.59794,29.30477],[-110.59573,29.30675],[-110.59247,29.31119],[-110.59189,29.31194],[-110.59005,29.31442],[-110.58816,29.31697],[-110.58404,29.3225],[-110.57466,29.32506],[-110.56855,29.32614],[-110.56708,29.32648],[-110.56544,29.32688],[-110.56321,29.32687],[-110.56138,29.32685],[-110.55989,29.32684],[-110.55662,29.3268],[-110.55489,29.32681],[-110.54866,29.32669],[-110.53791,29.32647],[-110.53248,29.32583],[-110.53134,29.32569],[-110.52712,29.3252],[-110.52221,29.32455],[-110.51747,29.32607],[-110.51434,29.32708],[-110.51191,29.32783],[-110.51003,29.32908],[-110.50842,29.33013],[-110.50678,29.33121],[-110.50444,29.33276],[-110.50224,29.3342],[-110.50058,29.33529],[-110.50024,29.33587],[-110.49886,29.33827],[-110.49825,29.3394],[-110.49728,29.34111],[-110.49674,29.34206],[-110.49539,29.34442],[-110.49419,29.34654],[-110.4936,29.34756],[-110.49281,29.34895],[-110.49035,29.35013],[-110.48756,29.35147],[-110.48452,29.35288],[-110.48287,29.3542],[-110.48057,29.35608],[-110.47872,29.35752],[-110.47673,29.35912],[-110.47408,29.36105],[-110.47184,29.36272],[-110.46982,29.36423],[-110.46848,29.36521],[-110.46726,29.36612],[-110.46537,29.36751],[-110.46364,29.36877],[-110.46192,29.37004],[-110.45997,29.37151],[-110.45829,29.37271],[-110.45701,29.37363],[-110.45403,29.37589],[-110.45206,29.37732],[-110.44993,29.37888],[-110.44804,29.38034],[-110.44607,29.38187],[-110.44415,29.3835],[-110.44253,29.38487],[-110.44141,29.38582],[-110.44013,29.3869],[-110.43889,29.38794],[-110.43733,29.38926],[-110.43584,29.3905],[-110.43399,29.39207],[-110.43229,29.3935],[-110.4305,29.395],[-110.42873,29.39651],[-110.42711,29.39785],[-110.42525,29.39942],[-110.42354,29.40085],[-110.42172,29.4024],[-110.41986,29.404],[-110.41823,29.40537],[-110.41656,29.40683],[-110.41534,29.40777],[-110.4132,29.40839],[-110.41103,29.40902],[-110.40891,29.40964],[-110.40672,29.41027],[-110.40461,29.41087],[-110.40244,29.4115],[-110.40029,29.41211],[-110.39809,29.41273],[-110.39662,29.41315],[-110.39514,29.41358],[-110.39531,29.41612],[-110.39544,29.41762],[-110.39555,29.419],[-110.39568,29.42068],[-110.3958,29.42234],[-110.39598,29.42275]]}}
Línea 115.0 kV | LineString | 115.0 kV | 1 |  |  | CFE |  |  |  |  | OpenStreetMap | {"type":"Feature","properties":{},"geometry":{"type":"LineString","coordinates":[[-109.63984,28.9763],[-109.64001,28.97565],[-109.64525,28.97316],[-109.64651,28.97309],[-109.64977,28.97505],[-109.65218,28.97656],[-109.65319,28.97842],[-109.65383,28.97971],[-109.65775,28.98491],[-109.65766,28.98864],[-109.65757,28.98905]]}}
Línea 115.0 kV | LineString | 115.0 kV | 2 |  |  | CFE |  |  |  |  | OpenStreetMap | {"type":"Feature","properties":{},"geometry":{"type":"LineString","coordinates":[[-109.64013,28.97641],[-109.64027,28.97601],[-109.64582,28.97366],[-109.65587,28.97535],[-109.6579,28.97406],[-109.66125,28.97195],[-109.66447,28.96995],[-109.66848,28.96736],[-109.67126,28.96562],[-109.67622,28.96281],[-109.68511,28.96142],[-109.69095,28.95899],[-109.69441,28.95756],[-109.69914,28.95557],[-109.70255,28.95416],[-109.70451,28.95335],[-109.70759,28.95203],[-109.71159,28.9504],[-109.71331,28.94969],[-109.7174,28.94804],[-109.71891,28.94741],[-109.72141,28.9464],[-109.72698,28.94408],[-109.73069,28.94338],[-109.73465,28.94266],[-109.7387,28.94186],[-109.74397,28.94087],[-109.7465,28.94038],[-109.75169,28.9394],[-109.75594,28.9386],[-109.7578,28.93606],[-109.7602,28.93278],[-109.76262,28.92952],[-109.76373,28.92799],[-109.76609,28.9248],[-109.7685,28.92153],[-109.77093,28.91821],[-109.77352,28.91469],[-109.77728,28.91188],[-109.77956,28.9102],[-109.7813,28.90888],[-109.78303,28.9076],[-109.786,28.90537],[-109.78855,28.90345],[-109.79167,28.90112],[-109.79359,28.89969],[-109.79689,28.89725],[-109.79875,28.89583],[-109.8015,28.89379],[-109.80475,28.89136],[-109.80803,28.88889],[-109.81255,28.88639],[-109.81645,28.88422],[-109.82072,28.8828],[-109.82404,28.88167],[-109.82877,28.8801],[-109.83264,28.8788],[-109.83834,28.87686],[-109.84194,28.87826],[-109.84536,28.87958],[-109.84981,28.88129],[-109.85449,28.88308],[-109.85828,28.88449],[-109.86377,28.88622],[-109.86747,28.88731],[-109.87137,28.88849],[-109.87502,28.88959],[-109.8781,28.8905],[-109.88194,28.8917],[-109.88614,28.89296],[-109.88891,28.89383],[-109.89274,28.89495],[-109.89682,28.89619],[-109.90154,28.89766],[-109.9058,28.89891],[-109.90927,28.89994],[-109.91259,28.90093],[-109.91597,28.9019],[-109.91919,28.90293],[-109.92295,28.90407],[-109.92706,28.90531],[-109.93161,28.90672],[-109.93526,28.90785],[-109.93709,28.90845],[-109.94254,28.91013],[-109.94558,28.91101],[-109.94963,28.91229],[-109.95398,28.91367],[-109.95745,28.91471],[-109.96154,28.91594],[-109.96647,28.91754],[-109.96888,28.91827],[-109.97326,28.91961],[-109.97751,28.92159],[-109.98068,28.92314],[-109.9841,28.92477],[-109.98886,28.92706],[-109.99135,28.9269],[-109.99502,28.9267],[-109.99788,28.92652],[-109.99965,28.92728],[-110.00411,28.92908],[-110.00914,28.93112],[-110.01389,28.93308],[-110.01757,28.93457],[-110.02236,28.93649],[-110.02643,28.93822],[-110.02897,28.93924],[-110.03239,28.94061],[-110.03612,28.94216],[-110.0402,28.9438],[-110.04484,28.94571],[-110.04838,28.94715],[-110.05186,28.94859],[-110.05614,28.95033],[-110.05989,28.95183],[-110.06391,28.9535],[-110.06783,28.9551],[-110.07214,28.95686],[-110.07602,28.95843],[-110.07997,28.96006],[-110.08384,28.96165],[-110.08782,28.96324],[-110.09182,28.96488],[-110.09563,28.96642],[-110.09998,28.96749],[-110.10469,28.96863],[-110.10854,28.96952],[-110.11272,28.97053],[-110.11763,28.97169],[-110.12177,28.97271],[-110.12588,28.9737],[-110.13046,28.97481],[-110.13447,28.97575],[-110.1382,28.97663],[-110.14258,28.97768],[-110.14625,28.97858],[-110.1502,28.97951],[-110.15462,28.98059],[-110.15869,28.98156],[-110.16152,28.98225],[-110.16576,28.98327],[-110.17038,28.98437],[-110.17325,28.98505],[-110.17649,28.98584],[-110.18057,28.98678],[-110.18447,28.98771],[-110.18844,28.98872],[-110.19289,28.98979],[-110.19646,28.99063],[-110.20066,28.99163],[-110.20475,28.99262],[-110.2094,28.99373],[-110.21369,28.99477],[-110.21819,28.99584],[-110.22274,28.99691],[-110.22698,28.99793],[-110.23122,28.99894],[-110.23575,29.00004],[-110.2406,29.00118],[-110.24474,29.00218],[-110.24827,29.00301],[-110.25183,29.00386],[-110.25638,29.00495],[-110.26021,29.00587],[-110.26409,29.00679],[-110.26841,29.00781],[-110.27223,29.00873],[-110.27638,29.00971],[-110.28024,29.01063],[-110.2841,29.01155],[-110.28839,29.01259],[-110.29255,29.01358],[-110.29681,29.01459],[-110.30077,29.01553],[-110.30453,29.01612],[-110.30832,29.01669],[-110.31245,29.01731],[-110.31656,29.01792],[-110.32089,29.01857],[-110.32528,29.01923],[-110.32997,29.01993],[-110.33371,29.0205],[-110.33752,29.02106],[-110.34146,29.02166],[-110.34566,29.02231],[-110.35027,29.02298],[-110.35483,29.02367],[-110.35886,29.02428],[-110.36335,29.02493],[-110.36801,29.02562],[-110.37233,29.02626],[-110.37659,29.0269],[-110.38122,29.0276],[-110.38535,29.02823],[-110.38988,29.0289],[-110.39439,29.02957],[-110.39884,29.03023],[-110.40312,29.03087],[-110.40759,29.03155],[-110.4118,29.03218],[-110.41593,29.03279],[-110.42004,29.03341],[-110.42362,29.03409],[-110.42793,29.03492],[-110.4322,29.03572],[-110.43668,29.03657],[-110.44122,29.03743],[-110.4456,29.03826],[-110.45012,29.03912],[-110.45429,29.0399],[-110.45879,29.04077],[-110.46307,29.04158],[-110.46748,29.04241],[-110.47174,29.04322],[-110.47604,29.04403],[-110.48022,29.04482],[-110.48461,29.04565],[-110.4891,29.04652],[-110.49357,29.04735],[-110.49746,29.04809],[-110.50203,29.04896],[-110.50685,29.04986],[-110.51033,29.05052],[-110.51431,29.05066],[-110.51937,29.05086],[-110.52437,29.05105],[-110.52709,29.05114],[-110.53064,29.05126],[-110.53317,29.05134],[-110.53657,29.05146],[-110.54134,29.05162],[-110.5453,29.05175],[-110.54908,29.0519],[-110.55195,29.052],[-110.55562,29.05214],[-110.55795,29.05219],[-110.56297,29.05236],[-110.56779,29.05253],[-110.5713,29.05264],[-110.57501,29.05279],[-110.57781,29.05287],[-110.58151,29.053],[-110.58353,29.05325],[-110.58664,29.05357],[-110.59029,29.05397],[-110.59303,29.05429],[-110.59582,29.05454],[-110.60127,29.05516],[-110.60332,29.05542],[-110.60599,29.05499],[-110.60962,29.05447],[-110.61339,29.05392],[-110.61756,29.05334],[-110.62159,29.05274],[-110.62491,29.05226],[-110.62823,29.05178],[-110.63237,29.05117],[-110.63676,29.05052],[-110.64123,29.04986],[-110.64559,29.04924],[-110.64995,29.04859],[-110.65442,29.04794],[-110.65871,29.04731],[-110.66287,29.04671],[-110.66731,29.04605],[-110.67151,29.04544],[-110.676,29.04479],[-110.68021,29.04417],[-110.68457,29.04353],[-110.68886,29.04291],[-110.69308,29.04233],[-110.69745,29.04169],[-110.7018,29.04105],[-110.7074,29.04024],[-110.71335,29.03937],[-110.71733,29.03879],[-110.72149,29.03815],[-110.72584,29.03755],[-110.73006,29.03693],[-110.73445,29.03629],[-110.73877,29.03566],[-110.74319,29.03496],[-110.74754,29.03433],[-110.75187,29.03369],[-110.75613,29.03306],[-110.76041,29.03243],[-110.76479,29.03179],[-110.76852,29.03124],[-110.77233,29.03126],[-110.77651,29.03128],[-110.78056,29.0313],[-110.78389,29.03129],[-110.78876,29.03134],[-110.79315,29.03138],[-110.79755,29.03139],[-110.80194,29.03142],[-110.8066,29.03143],[-110.81136,29.03143],[-110.81592,29.03148],[-110.82025,29.0315],[-110.82468,29.03151],[-110.82851,29.03153],[-110.83259,29.03153],[-110.83418,29.03154]]}}
Línea 115.0 kV | LineString | 115.0 kV | 2 |  |  | CFE |  |  |  |  | OpenStreetMap | {"type":"Feature","properties":{},"geometry":{"type":"LineString","coordinates":[[-110.99705,29.08453],[-110.99626,29.08477],[-110.995,29.08513],[-110.99479,29.0852]]}}
Línea 115.0 kV | LineString | 115.0 kV | 2 |  |  | CFE |  |  |  |  | OpenStreetMap | {"type":"Feature","properties":{},"geometry":{"type":"LineString","coordinates":[[-111.0258,29.0808],[-111.02583,29.08153],[-111.02423,29.08162],[-111.02314,29.08169],[-111.02209,29.08173],[-111.021,29.08178],[-111.01934,29.08186],[-111.01768,29.08193],[-111.01625,29.08199],[-111.01479,29.08205],[-111.01335,29.08212],[-111.01192,29.08218],[-111.01047,29.08224],[-111.0091,29.0823],[-111.0078,29.08235],[-111.00652,29.08241],[-111.00499,29.08236],[-111.0035,29.08263],[-111.00207,29.08305],[-111.00067,29.08347],[-110.9992,29.08391],[-110.99773,29.08434],[-110.99705,29.08453]]}}
Línea 115.0 kV | LineString | 115.0 kV | 1 |  |  | CFE |  |  |  |  | OpenStreetMap | {"type":"Feature","properties":{},"geometry":{"type":"LineString","coordinates":[[-110.8888,29.27901],[-110.88849,29.27911]]}}
Línea 115.0 kV | LineString | 115.0 kV | 1 |  |  | CFE |  |  |  |  | OpenStreetMap | {"type":"Feature","properties":{},"geometry":{"type":"LineString","coordinates":[[-110.8888,29.27901],[-110.88849,29.27891]]}}
Línea 115.0 kV | LineString | 115.0 kV | 2 |  |  | CFE |  |  |  |  | OpenStreetMap | {"type":"Feature","properties":{},"geometry":{"type":"LineString","coordinates":[[-110.99686,29.1438],[-110.99802,29.14395],[-110.99888,29.14421],[-110.99967,29.14444],[-111.00045,29.14467],[-111.00199,29.14512],[-111.00266,29.14524],[-111.00345,29.14536],[-111.00376,29.14583],[-111.00406,29.14581]]}}
Línea 115.0 kV | LineString | 115.0 kV | 4 |  |  | CFE |  |  |  |  | OpenStreetMap | {"type":"Feature","properties":{},"geometry":{"type":"LineString","coordinates":[[-111.0003,29.18597],[-111.00012,29.18449],[-110.99992,29.18279],[-110.9997,29.18094]]}}
Línea 115.0 kV | LineString | 115.0 kV | 1 |  |  | CFE |  |  |  |  | OpenStreetMap | {"type":"Feature","properties":{},"geometry":{"type":"LineString","coordinates":[[-111.00184,29.1863],[-111.00181,29.18597],[-111.0021,29.18608],[-111.00221,29.18691],[-111.00233,29.18774],[-111.00244,29.18857],[-111.00278,29.18882],[-111.00359,29.18873],[-111.004,29.18882],[-111.00409,29.18931]]}}
Línea 115.0 kV | LineString | 115.0 kV | 2 |  |  | CFE |  |  |  |  | OpenStreetMap | {"type":"Feature","properties":{},"geometry":{"type":"LineString","coordinates":[[-111.0003,29.18597],[-111.00079,29.18594],[-111.00164,29.18586],[-111.00171,29.18632]]}}
Línea 115.0 kV | LineString | 115.0 kV | 4 |  |  | CFE |  |  |  |  | OpenStreetMap | {"type":"Feature","properties":{},"geometry":{"type":"LineString","coordinates":[[-111.0019,29.19974],[-111.0017,29.19804],[-111.00149,29.19625],[-111.00129,29.19454],[-111.00109,29.19283],[-111.0009,29.19113],[-111.00072,29.18942],[-111.0005,29.18772],[-111.0003,29.18597]]}}
Línea 115.0 kV | LineString | 115.0 kV | 2 |  |  | CFE |  |  |  |  | OpenStreetMap | {"type":"Feature","properties":{},"geometry":{"type":"LineString","coordinates":[[-111.00284,29.19989],[-111.00282,29.19972],[-111.0019,29.19974]]}}
Línea 115.0 kV | LineString | 115.0 kV | 2 |  |  | CFE |  |  |  |  | OpenStreetMap | {"type":"Feature","properties":{},"geometry":{"type":"LineString","coordinates":[[-111.00305,29.19988],[-111.003,29.19966],[-111.0019,29.19974]]}}
Línea 115.0 kV | LineString | 115.0 kV | 2 |  |  | CFE |  |  |  |  | OpenStreetMap | {"type":"Feature","properties":{},"geometry":{"type":"LineString","coordinates":[[-111.09185,29.09716],[-111.0918,29.09744]]}}
Línea 115.0 kV | LineString | 115.0 kV | 1 |  |  | CFE |  |  |  |  | OpenStreetMap | {"type":"Feature","properties":{},"geometry":{"type":"LineString","coordinates":[[-111.10031,30.06166],[-111.10038,30.06167],[-111.10081,30.06172]]}}
Línea 115.0 kV | LineString | 115.0 kV | 1 |  |  | CFE |  |  |  |  | OpenStreetMap | {"type":"Feature","properties":{},"geometry":{"type":"LineString","coordinates":[[-111.043,29.68898],[-111.04314,29.68895],[-111.0431,29.6888],[-111.04259,29.68633],[-111.042,29.68386],[-111.04148,29.68146],[-111.04095,29.67909],[-111.04042,29.67671],[-111.03992,29.67439],[-111.0394,29.67207],[-111.0389,29.66985],[-111.03839,29.66755],[-111.03783,29.66507],[-111.03728,29.66258],[-111.03675,29.66021],[-111.03627,29.65808],[-111.03578,29.65587],[-111.03527,29.65356],[-111.03477,29.65132],[-111.03428,29.64913],[-111.03378,29.64688],[-111.03331,29.64477],[-111.03282,29.64254],[-111.03234,29.6404],[-111.03189,29.63837],[-111.03141,29.63623],[-111.03092,29.63402],[-111.03039,29.63163],[-111.02989,29.62941],[-111.02938,29.62711],[-111.02889,29.62489],[-111.02845,29.62293],[-111.02794,29.62071],[-111.02747,29.61861],[-111.02698,29.61641],[-111.02647,29.61409],[-111.02598,29.61194],[-111.02551,29.60982],[-111.02502,29.60762],[-111.02452,29.60539],[-111.02407,29.60337],[-111.02358,29.60115],[-111.02312,29.59911],[-111.02266,29.59705],[-111.02218,29.59487],[-111.02167,29.59259],[-111.02113,29.59027],[-111.02068,29.58817],[-111.02015,29.58585],[-111.01968,29.58374],[-111.01919,29.58153],[-111.0187,29.57933],[-111.01821,29.57712],[-111.01771,29.5749],[-111.01719,29.57261],[-111.01672,29.57049],[-111.01621,29.5682],[-111.01573,29.56598],[-111.01521,29.5638],[-111.01473,29.56156],[-111.01425,29.55943],[-111.01374,29.55714],[-111.01308,29.55423],[-111.01259,29.55191],[-111.01208,29.54969],[-111.01145,29.54686],[-111.01092,29.5446],[-111.01054,29.54279],[-111.01005,29.54057],[-111.00961,29.53863],[-111.00908,29.53624],[-111.00859,29.5341],[-111.00806,29.53173],[-111.00759,29.5296],[-111.00706,29.52731],[-111.00663,29.52526],[-111.00615,29.52311],[-111.00565,29.52093],[-111.00514,29.5187],[-111.00463,29.51642],[-111.0041,29.51402],[-111.00361,29.51182],[-111.0031,29.50958],[-111.00261,29.50737],[-111.00211,29.50514],[-111.00158,29.50277],[-111.00109,29.50055],[-111.00053,29.49807],[-111.00004,29.49585],[-110.99953,29.49356],[-110.99901,29.49125],[-110.99852,29.48904],[-110.99802,29.48692],[-110.99754,29.48472],[-110.99706,29.48257],[-110.99644,29.47986],[-110.99592,29.47735],[-110.99536,29.47496],[-110.99485,29.47271],[-110.99432,29.47029],[-110.99387,29.46832],[-110.99344,29.46647],[-110.993,29.46447],[-110.99255,29.46239],[-110.99218,29.46088],[-110.99187,29.45945],[-110.99152,29.45786],[-110.99112,29.45607],[-110.99064,29.45398],[-110.99021,29.45203],[-110.98973,29.44983],[-110.98922,29.44759],[-110.98874,29.44546],[-110.98827,29.44325],[-110.98772,29.44092],[-110.98722,29.4387],[-110.98669,29.43627],[-110.98616,29.43401],[-110.98573,29.43183],[-110.98484,29.42934],[-110.98398,29.42687],[-110.98324,29.42465],[-110.9825,29.42265],[-110.98214,29.42071],[-110.98174,29.41874],[-110.98137,29.41681],[-110.98094,29.41475],[-110.98049,29.41252],[-110.97993,29.40976],[-110.97949,29.40764],[-110.97894,29.40487],[-110.97844,29.40221],[-110.97796,29.40003],[-110.97761,29.39831],[-110.97725,29.39658],[-110.97682,29.39439],[-110.97636,29.3922],[-110.97583,29.38961],[-110.9754,29.38737],[-110.9751,29.38576],[-110.97455,29.38321],[-110.97412,29.38108],[-110.97366,29.37885],[-110.97329,29.37704],[-110.97284,29.37477],[-110.97237,29.37255],[-110.97193,29.37096],[-110.97135,29.36876],[-110.97079,29.36684],[-110.97015,29.36456],[-110.96953,29.36236],[-110.96891,29.36019],[-110.96837,29.35825],[-110.96776,29.35597],[-110.96711,29.35377],[-110.96649,29.35157],[-110.96588,29.3494],[-110.96531,29.34739],[-110.96469,29.34519],[-110.96406,29.34292],[-110.9634,29.34056],[-110.9628,29.33845],[-110.96218,29.33625],[-110.9616,29.33416],[-110.96095,29.33187],[-110.96041,29.32992],[-110.9598,29.32776],[-110.95922,29.3257],[-110.95866,29.3237],[-110.95806,29.32155],[-110.95741,29.31927],[-110.9568,29.31708],[-110.95616,29.31481],[-110.95558,29.31271],[-110.95499,29.31061],[-110.95435,29.30832],[-110.95369,29.30603],[-110.95298,29.30358],[-110.95241,29.30156],[-110.95175,29.2992],[-110.95125,29.29743],[-110.95071,29.2955],[-110.95014,29.29347],[-110.94951,29.2912],[-110.9489,29.28901],[-110.94827,29.2868],[-110.94768,29.2847],[-110.94704,29.28243],[-110.94644,29.28023],[-110.9463,29.28026],[-110.94571,29.28038],[-110.94547,29.28021]]}}
Línea 115.0 kV | LineString | 115.0 kV | 1 |  |  | CFE |  |  |  |  | OpenStreetMap | {"type":"Feature","properties":{},"geometry":{"type":"LineString","coordinates":[[-111.60388,28.83295],[-111.60388,28.83286],[-111.60389,28.83235]]}}
Línea 115.0 kV | LineString | 115.0 kV | 1 |  |  | CFE |  |  |  |  | OpenStreetMap | {"type":"Feature","properties":{},"geometry":{"type":"LineString","coordinates":[[-111.48008,28.83997],[-111.48275,28.83994],[-111.48562,28.83991],[-111.48851,28.83988],[-111.49137,28.83988],[-111.49426,28.83983],[-111.49715,28.83978],[-111.50005,28.83978],[-111.50289,28.83973],[-111.50574,28.83969],[-111.50866,28.83967],[-111.51152,28.83964],[-111.51439,28.8396],[-111.517,28.83958],[-111.5188,28.83957],[-111.52066,28.83954],[-111.52255,28.83952],[-111.52511,28.8395],[-111.52768,28.83947],[-111.53024,28.83944],[-111.53278,28.83945],[-111.53537,28.8394],[-111.53802,28.83878],[-111.54082,28.83815],[-111.54362,28.83752],[-111.54622,28.83692],[-111.54883,28.83633],[-111.55146,28.83573],[-111.55406,28.83515],[-111.55667,28.83455],[-111.55928,28.83396],[-111.56192,28.83336],[-111.5648,28.83333],[-111.56767,28.83329],[-111.57057,28.83326],[-111.57344,28.83322],[-111.57633,28.83319],[-111.57921,28.83316],[-111.58204,28.83313],[-111.58489,28.8331],[-111.58779,28.83306],[-111.59065,28.83303],[-111.59353,28.83298],[-111.59642,28.83295],[-111.59928,28.83291],[-111.60215,28.83288],[-111.60388,28.83286],[-111.60392,28.83286]]}}
Línea 115.0 kV | LineString | 115.0 kV | 1 |  |  | CFE |  |  |  |  | OpenStreetMap | {"type":"Feature","properties":{},"geometry":{"type":"LineString","coordinates":[[-111.60399,28.83295],[-111.60399,28.83286],[-111.60398,28.83235]]}}
Línea 115.0 kV | LineString | 115.0 kV | 1 |  |  | CFE |  |  |  |  | OpenStreetMap | {"type":"Feature","properties":{},"geometry":{"type":"LineString","coordinates":[[-111.60392,28.83286],[-111.60399,28.83286],[-111.60504,28.83284],[-111.60791,28.8328],[-111.61078,28.83277],[-111.61367,28.83274],[-111.61557,28.83271],[-111.61748,28.83269],[-111.61941,28.83266],[-111.62202,28.83263],[-111.62515,28.83259],[-111.62804,28.83255],[-111.63049,28.83253],[-111.63091,28.83252],[-111.63235,28.83251],[-111.63383,28.83248],[-111.63671,28.83244],[-111.63959,28.8324],[-111.64248,28.83237],[-111.64536,28.83234],[-111.64823,28.83229],[-111.65111,28.83225],[-111.654,28.83222],[-111.65691,28.83219],[-111.65978,28.83215],[-111.66262,28.83212],[-111.66553,28.83208],[-111.66841,28.83204],[-111.67128,28.832],[-111.67415,28.83197],[-111.67706,28.8319],[-111.67994,28.83186],[-111.6828,28.83182],[-111.68566,28.83175],[-111.68853,28.83176],[-111.6915,28.83173],[-111.6943,28.8317],[-111.69719,28.83167],[-111.69997,28.83164],[-111.70273,28.83161],[-111.70553,28.83158],[-111.7083,28.83155],[-111.71114,28.83152],[-111.71366,28.83149],[-111.71578,28.83147],[-111.71793,28.83144],[-111.72007,28.83141],[-111.72223,28.83138],[-111.72438,28.83136],[-111.72653,28.83133],[-111.72869,28.8313],[-111.73084,28.83128],[-111.73301,28.83126],[-111.73515,28.83123],[-111.73732,28.8312],[-111.73947,28.83117],[-111.74162,28.83115],[-111.74377,28.83112],[-111.74592,28.83109],[-111.74808,28.83106],[-111.75024,28.83104],[-111.75239,28.83102],[-111.75457,28.83099],[-111.75672,28.83096],[-111.75886,28.83093],[-111.76315,28.83088],[-111.7653,28.83085],[-111.76958,28.8308],[-111.77173,28.83077],[-111.77391,28.83078],[-111.77606,28.83076],[-111.77821,28.83073],[-111.78038,28.83071],[-111.78253,28.83068],[-111.78469,28.83065],[-111.78682,28.83062],[-111.78899,28.8306],[-111.79114,28.83057],[-111.79329,28.83054],[-111.79544,28.83052],[-111.79758,28.83049],[-111.79973,28.83046],[-111.80187,28.83044],[-111.80402,28.83041],[-111.80616,28.83038],[-111.80728,28.83037]]}}
Línea 115.0 kV | LineString | 115.0 kV | 1 |  |  | CFE |  |  |  |  | OpenStreetMap | {"type":"Feature","properties":{},"geometry":{"type":"LineString","coordinates":[[-111.47367,28.81268],[-111.47519,28.81153],[-111.47796,28.81202],[-111.4809,28.81245],[-111.48404,28.81301],[-111.48746,28.81356],[-111.4905,28.81407],[-111.49324,28.8145],[-111.49604,28.8149],[-111.49869,28.8154],[-111.50143,28.81585],[-111.50416,28.81629],[-111.50715,28.81595],[-111.51027,28.81561],[-111.51331,28.81525],[-111.5166,28.81488],[-111.52142,28.81434],[-111.52475,28.81398],[-111.52763,28.81366],[-111.53046,28.81334],[-111.53333,28.81301],[-111.5362,28.81269],[-111.53908,28.81234],[-111.54195,28.81201],[-111.54481,28.81171],[-111.54523,28.81441],[-111.54564,28.81713],[-111.54831,28.81712],[-111.55099,28.81714],[-111.55367,28.81715],[-111.55635,28.81716],[-111.55903,28.81716],[-111.56172,28.81717],[-111.56439,28.81718],[-111.56708,28.81719],[-111.56976,28.81719],[-111.57244,28.8172],[-111.57395,28.81561],[-111.57548,28.81402],[-111.57699,28.81243],[-111.57966,28.81288],[-111.58237,28.81329],[-111.58507,28.81372],[-111.58778,28.81414],[-111.5905,28.81457],[-111.59318,28.81498],[-111.59595,28.81542],[-111.59896,28.81591],[-111.6019,28.81637],[-111.60497,28.81684],[-111.60794,28.81731],[-111.61077,28.81776],[-111.61356,28.81811],[-111.61642,28.81849],[-111.61913,28.81884],[-111.62206,28.8192],[-111.62498,28.81958],[-111.62763,28.81992],[-111.63021,28.82027],[-111.63055,28.82034],[-111.63065,28.82034],[-111.6307,28.82035]]}}
Línea 115.0 kV | LineString | 115.0 kV |  |  |  | CFE |  |  |  |  | OpenStreetMap | {"type":"Feature","properties":{},"geometry":{"type":"LineString","coordinates":[[-111.47457,28.82446],[-111.47419,28.82442],[-111.47372,28.82387]]}}
Línea 115.0 kV | LineString | 115.0 kV | 1 |  |  | CFE |  |  |  |  | OpenStreetMap | {"type":"Feature","properties":{},"geometry":{"type":"LineString","coordinates":[[-111.47367,28.81268],[-111.47362,28.81194],[-111.47363,28.80967],[-111.4736,28.80743],[-111.47359,28.80512],[-111.47358,28.80284],[-111.47357,28.80057],[-111.47356,28.79829],[-111.47355,28.79602],[-111.47354,28.79374],[-111.47353,28.79148],[-111.47352,28.78919],[-111.4735,28.78691],[-111.47349,28.78464],[-111.47348,28.78236],[-111.47346,28.78009],[-111.47347,28.77782],[-111.47346,28.77554],[-111.47345,28.77328],[-111.47344,28.77099],[-111.47342,28.76872],[-111.47342,28.76647],[-111.4734,28.76415],[-111.4734,28.76193],[-111.47339,28.75967],[-111.47338,28.75738],[-111.47336,28.75575],[-111.47337,28.75365]]}}
Línea 115.0 kV | LineString | 115.0 kV | 1 |  |  | CFE |  |  |  |  | OpenStreetMap | {"type":"Feature","properties":{},"geometry":{"type":"LineString","coordinates":[[-111.47298,28.75359],[-111.47255,28.75373]]}}
Línea 115.0 kV | LineString | 115.0 kV | 2 |  |  | CFE |  |  |  |  | OpenStreetMap | {"type":"Feature","properties":{},"geometry":{"type":"LineString","coordinates":[[-111.47372,28.82387],[-111.4737,28.82065],[-111.47369,28.81712],[-111.47367,28.81376],[-111.47367,28.81268]]}}
Línea 115.0 kV | LineString | 115.0 kV | 1 |  |  | CFE |  |  |  |  | OpenStreetMap | {"type":"Feature","properties":{},"geometry":{"type":"LineString","coordinates":[[-112.40439,30.65],[-112.4044,30.64945],[-112.4044,30.64797],[-112.4044,30.64612],[-112.40441,30.64412],[-112.40441,30.64202],[-112.40443,30.63995],[-112.40443,30.63798],[-112.40443,30.63625],[-112.40444,30.63398],[-112.40445,30.63176],[-112.40046,30.63174],[-112.39786,30.63173],[-112.39535,30.63172],[-112.39286,30.6317],[-112.39035,30.63168],[-112.38781,30.63167],[-112.38532,30.63165],[-112.38283,30.63164],[-112.38032,30.63163],[-112.37782,30.63161],[-112.37532,30.63159],[-112.37281,30.63157],[-112.37019,30.63155],[-112.36758,30.63155],[-112.36509,30.63153],[-112.36259,30.63152],[-112.36139,30.63151],[-112.3614,30.62953],[-112.36137,30.62711],[-112.36137,30.62419],[-112.36135,30.62145],[-112.36137,30.61897],[-112.35928,30.61894],[-112.35708,30.61893],[-112.35488,30.61892],[-112.35216,30.6189],[-112.34947,30.61888],[-112.34687,30.61886],[-112.34421,30.61884],[-112.34158,30.61883],[-112.33896,30.61881],[-112.33645,30.61879],[-112.33372,30.61878],[-112.33186,30.61876],[-112.33004,30.61715],[-112.32816,30.61557],[-112.32645,30.61412],[-112.32469,30.61258],[-112.32282,30.61102],[-112.32104,30.60947],[-112.31917,30.60787],[-112.31728,30.60629],[-112.3155,30.60478],[-112.31376,30.60324],[-112.31197,30.60172],[-112.31011,30.60014],[-112.30834,30.59862],[-112.30658,30.59709],[-112.30486,30.59564],[-112.30328,30.59429],[-112.30196,30.59316],[-112.30025,30.5917],[-112.29849,30.59018],[-112.2967,30.58865],[-112.29431,30.58661],[-112.29251,30.58508],[-112.29081,30.58361],[-112.28897,30.58202],[-112.28709,30.58044],[-112.28524,30.57886],[-112.28336,30.57724],[-112.28059,30.57721],[-112.278,30.57718],[-112.27537,30.57715],[-112.27266,30.57713],[-112.27075,30.57711],[-112.26782,30.57708],[-112.2653,30.57706],[-112.26282,30.57704],[-112.26027,30.577],[-112.25839,30.57698],[-112.25837,30.5745],[-112.25838,30.57216],[-112.25834,30.56982],[-112.25834,30.56937]]}}
Línea 115.0 kV | LineString | 115.0 kV | 1 |  |  | CFE |  |  |  |  | OpenStreetMap | {"type":"Feature","properties":{},"geometry":{"type":"LineString","coordinates":[[-111.63121,28.7528],[-111.63121,28.75277],[-111.63123,28.75066],[-111.63124,28.7484],[-111.63126,28.74632],[-111.63126,28.74402],[-111.63127,28.74172],[-111.63128,28.73938],[-111.63131,28.73712],[-111.63131,28.73486],[-111.63134,28.7326],[-111.63135,28.73036],[-111.63137,28.72811],[-111.63137,28.72585],[-111.63139,28.7236],[-111.63141,28.72126],[-111.63143,28.71901],[-111.63143,28.71668],[-111.63146,28.71444],[-111.63149,28.71219],[-111.63151,28.70984],[-111.63155,28.70755],[-111.63156,28.70523],[-111.63157,28.70288],[-111.63159,28.70054],[-111.63162,28.69823],[-111.63164,28.69591],[-111.63166,28.69353],[-111.63169,28.69109],[-111.6317,28.68864],[-111.6317,28.68644],[-111.63173,28.68396],[-111.63175,28.68163],[-111.63177,28.67936],[-111.63179,28.67702],[-111.6318,28.67474],[-111.63183,28.67242],[-111.63186,28.67012],[-111.63188,28.66773],[-111.6319,28.66539],[-111.63192,28.66308],[-111.63195,28.6608],[-111.63197,28.6585],[-111.63199,28.65617],[-111.63202,28.65384],[-111.63204,28.65147],[-111.63206,28.64926],[-111.63207,28.64698],[-111.63209,28.64464],[-111.63211,28.6423],[-111.63214,28.63998],[-111.63216,28.63768],[-111.63218,28.63606],[-111.6322,28.63448],[-111.63222,28.63257],[-111.63223,28.63094],[-111.63225,28.62908],[-111.63226,28.62725],[-111.63226,28.6252],[-111.6323,28.6244],[-111.6323,28.62402]]}}
Línea 115.0 kV | LineString | 115.0 kV | 1 |  |  | CFE |  |  |  |  | OpenStreetMap | {"type":"Feature","properties":{},"geometry":{"type":"LineString","coordinates":[[-111.63242,28.62389],[-111.63243,28.6233],[-111.6326,28.62208],[-111.63262,28.62054],[-111.63263,28.619],[-111.63266,28.61745],[-111.63268,28.61591],[-111.63271,28.61437],[-111.63273,28.61306],[-111.63274,28.61174],[-111.63275,28.61003],[-111.63276,28.6085],[-111.63279,28.60678],[-111.63282,28.60506],[-111.63284,28.60335],[-111.63285,28.60164],[-111.63286,28.59992],[-111.6329,28.5982],[-111.63293,28.59646],[-111.63293,28.59474],[-111.63297,28.59301],[-111.63298,28.59128],[-111.633,28.58954],[-111.63303,28.58782],[-111.63303,28.58608],[-111.63307,28.58434],[-111.63308,28.58262],[-111.63311,28.58088],[-111.63312,28.57916],[-111.63314,28.57741],[-111.63317,28.57566],[-111.63318,28.57385],[-111.63322,28.57207],[-111.63323,28.57026],[-111.63325,28.56849],[-111.63126,28.5685],[-111.62919,28.5685],[-111.6272,28.5685],[-111.62718,28.56761],[-111.62717,28.56589],[-111.62716,28.56426],[-111.62716,28.56262],[-111.62712,28.56099],[-111.62711,28.55935],[-111.6271,28.55773],[-111.62707,28.55605],[-111.62704,28.55441],[-111.62706,28.55265],[-111.62707,28.55088],[-111.62707,28.54912],[-111.62707,28.54735],[-111.62706,28.54561],[-111.62705,28.54385],[-111.62706,28.5422],[-111.62705,28.54057],[-111.62706,28.53894],[-111.62705,28.53719],[-111.62704,28.53556],[-111.62705,28.53399],[-111.62703,28.53245],[-111.62703,28.53089],[-111.62704,28.52934],[-111.62703,28.52778],[-111.6272,28.52607],[-111.62738,28.52436],[-111.62753,28.52265],[-111.62768,28.52094],[-111.62784,28.51925],[-111.628,28.5175],[-111.62886,28.51684],[-111.63014,28.51584],[-111.6314,28.51486],[-111.6322,28.51424],[-111.63236,28.51382],[-111.63239,28.51319]]}}
Línea 115.0 kV | LineString | 115.0 kV | 1 |  |  | CFE |  |  |  |  | OpenStreetMap | {"type":"Feature","properties":{},"geometry":{"type":"LineString","coordinates":[[-111.63109,28.75276],[-111.63121,28.75277],[-111.6318,28.75278]]}}
Línea 115.0 kV | LineString | 115.0 kV | 1 |  |  | CFE |  |  |  |  | OpenStreetMap | {"type":"Feature","properties":{},"geometry":{"type":"LineString","coordinates":[[-111.6311,28.75286],[-111.63121,28.75286],[-111.63179,28.75287]]}}
Línea 115.0 kV | LineString | 115.0 kV | 1 |  |  | CFE |  |  |  |  | OpenStreetMap | {"type":"Feature","properties":{},"geometry":{"type":"LineString","coordinates":[[-111.63048,28.83262],[-111.63049,28.83253],[-111.63049,28.83244],[-111.63051,28.83188],[-111.63054,28.82962],[-111.63056,28.82735],[-111.63058,28.8251],[-111.63061,28.82285],[-111.63063,28.82061],[-111.63065,28.82034],[-111.63066,28.81833],[-111.63068,28.81609],[-111.63069,28.81383],[-111.63073,28.81157],[-111.63075,28.80931],[-111.63079,28.80708],[-111.63077,28.80482],[-111.63079,28.80256],[-111.63081,28.80031],[-111.63084,28.79803],[-111.63085,28.79579],[-111.63087,28.79352],[-111.63089,28.79126],[-111.63091,28.78901],[-111.63093,28.78675],[-111.63094,28.7845],[-111.63096,28.78227],[-111.63098,28.77999],[-111.631,28.77772],[-111.63102,28.77547],[-111.63105,28.7732],[-111.63106,28.77095],[-111.63109,28.7687],[-111.6311,28.76644],[-111.63113,28.76418],[-111.63112,28.76193],[-111.63116,28.75966],[-111.63118,28.75742],[-111.6312,28.75516],[-111.63121,28.75286],[-111.63121,28.7528]]}}
Línea 115.0 kV | LineString | 115.0 kV | 1 |  |  | CFE |  |  |  |  | OpenStreetMap | {"type":"Feature","properties":{},"geometry":{"type":"LineString","coordinates":[[-111.80728,28.83037],[-111.80832,28.83036],[-111.81047,28.83034],[-111.81263,28.83033],[-111.81478,28.83027],[-111.81692,28.83025],[-111.81908,28.83022],[-111.82121,28.83019],[-111.82327,28.83017],[-111.82533,28.83014],[-111.82734,28.83011],[-111.82941,28.83009],[-111.83146,28.83006],[-111.83338,28.83006],[-111.83533,28.83002],[-111.8374,28.82998],[-111.83953,28.82995],[-111.84166,28.82993],[-111.84382,28.8299],[-111.84646,28.82987],[-111.84813,28.82985],[-111.85032,28.82982],[-111.85246,28.82979],[-111.85457,28.82976],[-111.85675,28.82973],[-111.85892,28.82971],[-111.86102,28.82965],[-111.86317,28.82966],[-111.86534,28.82963],[-111.86746,28.82961],[-111.8689,28.82958],[-111.87156,28.82955],[-111.8736,28.82953],[-111.87556,28.8295],[-111.87701,28.82949],[-111.87842,28.82946],[-111.88035,28.82943],[-111.8818,28.82942],[-111.88395,28.8294],[-111.8861,28.82936],[-111.88825,28.82933],[-111.8904,28.82931],[-111.89255,28.82929],[-111.89471,28.82925],[-111.89687,28.82922],[-111.89902,28.82919],[-111.90116,28.82917],[-111.90333,28.82914],[-111.9055,28.82911],[-111.90765,28.82908],[-111.90982,28.82905],[-111.91199,28.82903],[-111.91415,28.82899],[-111.9163,28.82894],[-111.91798,28.82928],[-111.91826,28.8293]]}}
Línea 115.0 kV | LineString | 115.0 kV | 1 |  |  | CFE |  |  |  |  | OpenStreetMap | {"type":"Feature","properties":{},"geometry":{"type":"LineString","coordinates":[[-111.80728,28.83037],[-111.8071,28.82978],[-111.80678,28.8275],[-111.80637,28.82462],[-111.80594,28.82176],[-111.80553,28.81888],[-111.80646,28.81574],[-111.8074,28.8126],[-111.80833,28.80945],[-111.80914,28.80673],[-111.80995,28.804],[-111.81076,28.80125],[-111.81158,28.79854],[-111.8124,28.79581],[-111.8132,28.79307],[-111.81401,28.79032],[-111.81483,28.78758],[-111.81568,28.78471],[-111.81638,28.78238],[-111.81705,28.78004],[-111.81776,28.7777],[-111.81847,28.77536],[-111.81915,28.77303],[-111.81982,28.77069],[-111.82066,28.76802],[-111.82144,28.76534],[-111.82211,28.76309],[-111.82277,28.76086],[-111.82367,28.75798],[-111.82448,28.75523],[-111.82531,28.75249],[-111.82614,28.74975],[-111.827,28.747],[-111.82783,28.74425],[-111.82867,28.74151],[-111.82952,28.73877],[-111.83091,28.73628],[-111.83231,28.7338],[-111.83371,28.73133],[-111.83511,28.72885],[-111.83649,28.72637],[-111.83789,28.7239],[-111.83929,28.72143],[-111.84067,28.71895],[-111.84208,28.71647],[-111.84346,28.714],[-111.84552,28.71178],[-111.84844,28.7115],[-111.85132,28.71123],[-111.85421,28.71095],[-111.85765,28.71182],[-111.86052,28.71251],[-111.86361,28.71353],[-111.86392,28.71356]]}}
Línea 115.0 kV | LineString | 115.0 kV | 1 |  |  | CFE |  |  |  |  | OpenStreetMap | {"type":"Feature","properties":{},"geometry":{"type":"LineString","coordinates":[[-111.32695,28.34056],[-111.32695,28.34082],[-111.32695,28.34133],[-111.32739,28.34216],[-111.3278,28.34282],[-111.32821,28.3435],[-111.32863,28.34417],[-111.32903,28.34485],[-111.32945,28.34552],[-111.32986,28.3462],[-111.33027,28.34687],[-111.33066,28.3475],[-111.33108,28.34818],[-111.33146,28.34881],[-111.33185,28.34945],[-111.33221,28.35005],[-111.33259,28.35124],[-111.33297,28.35185],[-111.33336,28.3525],[-111.33375,28.35315],[-111.33416,28.35381],[-111.33456,28.35448],[-111.33496,28.35514],[-111.33537,28.3558],[-111.33578,28.35648],[-111.33619,28.35714],[-111.33659,28.35781],[-111.337,28.35848],[-111.33741,28.35915],[-111.33779,28.3598],[-111.33818,28.36044],[-111.33859,28.3611],[-111.33899,28.36176],[-111.33939,28.3624],[-111.33978,28.36306],[-111.34019,28.36373],[-111.34058,28.36438],[-111.34099,28.36505],[-111.34139,28.3657],[-111.34179,28.36637],[-111.34219,28.36701],[-111.3426,28.36767],[-111.34302,28.36837],[-111.34341,28.36902],[-111.34383,28.3697],[-111.34423,28.37036],[-111.34464,28.37102],[-111.34503,28.37168],[-111.34543,28.37233],[-111.34584,28.37298],[-111.34624,28.37364],[-111.34665,28.37429],[-111.34705,28.37495],[-111.34745,28.37561],[-111.34788,28.3763],[-111.34829,28.37697],[-111.34869,28.37763],[-111.34908,28.37826],[-111.34948,28.37891],[-111.34989,28.37958],[-111.35029,28.38023],[-111.3507,28.3809],[-111.35111,28.38156],[-111.35153,28.38224],[-111.35194,28.38291],[-111.35234,28.38357],[-111.35277,28.38426],[-111.35318,28.38492],[-111.35359,28.38558],[-111.35398,28.38621],[-111.35439,28.3869],[-111.35483,28.3876],[-111.35528,28.38834],[-111.3557,28.38902],[-111.35612,28.38969],[-111.35652,28.39035],[-111.35692,28.39101],[-111.35737,28.39173],[-111.35777,28.39238],[-111.35819,28.39306],[-111.35863,28.39379],[-111.35901,28.39439],[-111.35944,28.3951],[-111.35985,28.39575],[-111.36025,28.39639],[-111.36069,28.3971],[-111.36108,28.39773],[-111.36148,28.39838],[-111.36189,28.39905],[-111.36229,28.3997],[-111.36271,28.40038],[-111.36313,28.40106],[-111.36354,28.40173],[-111.36395,28.40238],[-111.36432,28.40301],[-111.36475,28.40368],[-111.36516,28.40435],[-111.36555,28.40499],[-111.36591,28.40558],[-111.3663,28.40621],[-111.36671,28.40687],[-111.36711,28.40755],[-111.36752,28.4082],[-111.36793,28.40886],[-111.36833,28.40952],[-111.36877,28.41023],[-111.36917,28.41088],[-111.36956,28.41149],[-111.36995,28.41215],[-111.37039,28.41286],[-111.3708,28.41352],[-111.37123,28.41422],[-111.37165,28.4149],[-111.37203,28.41551],[-111.37244,28.41619],[-111.37286,28.41687],[-111.37322,28.41749],[-111.37367,28.41821],[-111.37408,28.41885],[-111.37447,28.41949],[-111.37491,28.42021],[-111.3753,28.42085],[-111.37571,28.42152],[-111.37611,28.42217],[-111.37653,28.42284],[-111.37694,28.4235],[-111.37732,28.42411],[-111.37772,28.42478],[-111.37813,28.42545],[-111.37851,28.42608],[-111.37893,28.42675],[-111.37933,28.42742],[-111.37975,28.4281],[-111.38017,28.42876],[-111.38055,28.4294],[-111.38093,28.43],[-111.38134,28.43068],[-111.38174,28.43133],[-111.38216,28.43202],[-111.38255,28.43265],[-111.38294,28.43332],[-111.38333,28.43396],[-111.38373,28.43459],[-111.38408,28.43518],[-111.3844,28.43569],[-111.38463,28.43673],[-111.38466,28.43725],[-111.38471,28.43805],[-111.38479,28.43899],[-111.38449,28.43915]]}}
Línea 115.0 kV | LineString | 115.0 kV | 1 |  |  | CFE |  |  |  |  | OpenStreetMap | {"type":"Feature","properties":{},"geometry":{"type":"LineString","coordinates":[[-111.47279,28.55606],[-111.47282,28.55496],[-111.47154,28.5533],[-111.47002,28.55134],[-111.4685,28.54944],[-111.46702,28.54751],[-111.4655,28.54556],[-111.464,28.54362],[-111.46251,28.54168],[-111.46114,28.5399],[-111.45965,28.53803],[-111.45827,28.53624],[-111.45665,28.53414],[-111.45518,28.53228],[-111.4536,28.53023],[-111.45194,28.52809],[-111.4505,28.52622],[-111.44903,28.52437],[-111.44769,28.52263],[-111.44601,28.52049],[-111.4447,28.51878],[-111.44313,28.51677],[-111.44165,28.51487],[-111.44004,28.51277],[-111.43849,28.51074],[-111.43697,28.50882],[-111.43542,28.50682],[-111.43377,28.50471],[-111.43238,28.50294],[-111.43082,28.50091],[-111.4295,28.49921],[-111.42814,28.4974],[-111.42659,28.49541],[-111.42496,28.49333],[-111.42341,28.49133],[-111.42186,28.48933],[-111.42028,28.48732],[-111.41871,28.48529],[-111.41711,28.48322],[-111.41563,28.48128],[-111.41407,28.47928],[-111.41245,28.4772],[-111.4109,28.47519],[-111.40934,28.47321],[-111.40769,28.47112],[-111.40616,28.46911],[-111.40452,28.46699],[-111.40287,28.46488],[-111.4013,28.46285],[-111.39974,28.46082],[-111.39808,28.45871],[-111.3966,28.45677],[-111.39496,28.45471],[-111.39333,28.45261],[-111.39177,28.4506],[-111.39021,28.44858],[-111.38865,28.44658],[-111.38707,28.44456],[-111.38552,28.44257],[-111.38404,28.44062],[-111.38352,28.43994],[-111.38424,28.43957]]}}
Línea 115.0 kV | LineString | 115.0 kV | 1 |  |  | CFE |  |  |  |  | OpenStreetMap | {"type":"Feature","properties":{},"geometry":{"type":"LineString","coordinates":[[-111.32144,28.33459],[-111.32163,28.33487],[-111.32209,28.33563],[-111.32301,28.33713],[-111.32394,28.33865],[-111.32453,28.33962],[-111.32555,28.34129],[-111.32657,28.34296],[-111.32763,28.3447],[-111.32866,28.34637],[-111.3297,28.34807],[-111.33072,28.34975],[-111.33175,28.35141],[-111.33282,28.35316],[-111.33385,28.35486],[-111.33486,28.35648],[-111.33583,28.35808],[-111.33703,28.36002],[-111.3381,28.36179],[-111.33904,28.36331],[-111.34015,28.36514],[-111.3414,28.36717],[-111.34241,28.36884],[-111.34348,28.37058],[-111.34453,28.37229],[-111.34556,28.37397],[-111.34658,28.37564],[-111.3476,28.3773],[-111.3486,28.37895],[-111.34961,28.3806],[-111.35066,28.38232],[-111.35173,28.38406],[-111.35273,28.38569],[-111.35365,28.3872],[-111.35475,28.38899],[-111.35586,28.39081],[-111.35693,28.39254],[-111.35829,28.39476],[-111.3593,28.3964],[-111.36017,28.39781],[-111.36103,28.39921],[-111.36191,28.40065],[-111.36299,28.40239],[-111.36413,28.40425],[-111.36516,28.40592],[-111.36618,28.4076],[-111.36721,28.40928],[-111.36827,28.41098],[-111.3693,28.41268],[-111.37031,28.41433],[-111.37134,28.416],[-111.37238,28.41769],[-111.37341,28.41938],[-111.37442,28.42102],[-111.37519,28.42227],[-111.37647,28.42436],[-111.3775,28.42606],[-111.3785,28.4278],[-111.37954,28.42955],[-111.38057,28.43131],[-111.38157,28.43302],[-111.38261,28.43479],[-111.3836,28.43649],[-111.38397,28.43708],[-111.38444,28.43794],[-111.38521,28.43922],[-111.38573,28.44011],[-111.38664,28.44167],[-111.38762,28.44335],[-111.38864,28.44508],[-111.38963,28.44678],[-111.39054,28.44836],[-111.3917,28.44983],[-111.39323,28.45181],[-111.39446,28.45341],[-111.3957,28.45499],[-111.39692,28.45656],[-111.39818,28.45819],[-111.39942,28.45977],[-111.40065,28.46135],[-111.40185,28.46291],[-111.40306,28.46446],[-111.40428,28.46602],[-111.40552,28.46762],[-111.40673,28.46918],[-111.40797,28.47079],[-111.40921,28.47237],[-111.41043,28.47395],[-111.41165,28.47552],[-111.41282,28.47702],[-111.41407,28.47863],[-111.41531,28.48024],[-111.41655,28.48182],[-111.41775,28.48337],[-111.41903,28.48502],[-111.42023,28.48657],[-111.42144,28.48812],[-111.42267,28.48972],[-111.42412,28.49157],[-111.42506,28.49279],[-111.42602,28.49401],[-111.42723,28.49557],[-111.42846,28.49715],[-111.42974,28.49881],[-111.43085,28.50024],[-111.43156,28.50115],[-111.43276,28.50269],[-111.43391,28.50413],[-111.43515,28.50575],[-111.43636,28.50734],[-111.43806,28.50947],[-111.43969,28.51158],[-111.44092,28.5132],[-111.44211,28.51474],[-111.44332,28.5163],[-111.44457,28.51791],[-111.44581,28.51951],[-111.44705,28.52111],[-111.4483,28.52271],[-111.44953,28.52431],[-111.45069,28.52581],[-111.45202,28.5275],[-111.45327,28.52911],[-111.4545,28.53071],[-111.45575,28.53231],[-111.45696,28.53386],[-111.45822,28.53548],[-111.45946,28.53707],[-111.46068,28.53863],[-111.46193,28.54024],[-111.46316,28.54185],[-111.4644,28.54344],[-111.46562,28.54501],[-111.46683,28.54657],[-111.46805,28.54813],[-111.46929,28.54973],[-111.47054,28.55135],[-111.4718,28.55297],[-111.47306,28.55458],[-111.47304,28.55569],[-111.47306,28.55775],[-111.47304,28.56026],[-111.47305,28.56274],[-111.47306,28.5653],[-111.47308,28.56656],[-111.47298,28.56753],[-111.47295,28.56825]]}}
Línea 115.0 kV | LineString | 115.0 kV | 2 |  |  | CFE |  |  |  |  | OpenStreetMap | {"type":"Feature","properties":{},"geometry":{"type":"LineString","coordinates":[[-110.82229,27.97603],[-110.82173,27.97549],[-110.82103,27.97496],[-110.82028,27.97441],[-110.81973,27.97403],[-110.8191,27.97357],[-110.81847,27.9731],[-110.81776,27.97257],[-110.81704,27.97202],[-110.81628,27.97146],[-110.81554,27.97092],[-110.81482,27.9704],[-110.81386,27.96968],[-110.81314,27.96913],[-110.81236,27.96854],[-110.8116,27.96796],[-110.81055,27.96719],[-110.80963,27.96652],[-110.80889,27.96598],[-110.808,27.96532],[-110.80709,27.96463],[-110.80619,27.96401],[-110.80559,27.96341],[-110.80509,27.9627],[-110.80441,27.96174],[-110.80367,27.96082],[-110.80309,27.96003],[-110.80265,27.95939],[-110.80206,27.95851],[-110.80154,27.95779],[-110.801,27.95707],[-110.80031,27.95615],[-110.7998,27.95546]]}}
Línea 115.0 kV | LineString | 115.0 kV | 1 |  |  | CFE |  |  |  |  | OpenStreetMap | {"type":"Feature","properties":{},"geometry":{"type":"LineString","coordinates":[[-110.87953,27.97023],[-110.8803,27.97001],[-110.88127,27.96971],[-110.88418,27.96885],[-110.88675,27.96806],[-110.89061,27.96703],[-110.89219,27.96661],[-110.8954,27.96571],[-110.89742,27.96516],[-110.89953,27.96458],[-110.90225,27.96384],[-110.90466,27.96318],[-110.9064,27.9627],[-110.90859,27.9621],[-110.91076,27.9615],[-110.91107,27.96097],[-110.9113,27.96055]]}}
Línea 115.0 kV | LineString | 115.0 kV | 2 |  |  | CFE |  |  |  |  | OpenStreetMap | {"type":"Feature","properties":{},"geometry":{"type":"LineString","coordinates":[[-110.87346,27.9717],[-110.87431,27.97177],[-110.87692,27.97099],[-110.87953,27.97023]]}}
Línea 115.0 kV | LineString | 115.0 kV | 1 |  |  | CFE |  |  |  |  | OpenStreetMap | {"type":"Feature","properties":{},"geometry":{"type":"LineString","coordinates":[[-110.7998,27.95546],[-110.79916,27.95437],[-110.79768,27.95236],[-110.79716,27.95229]]}}
Línea 115.0 kV | LineString | 115.0 kV | 1 |  |  | CFE |  |  |  |  | OpenStreetMap | {"type":"Feature","properties":{},"geometry":{"type":"LineString","coordinates":[[-110.86648,27.96063],[-110.86603,27.96244],[-110.86561,27.96414],[-110.8642,27.96984],[-110.86332,27.97351],[-110.86263,27.97624],[-110.86198,27.97887],[-110.86005,27.98075],[-110.85797,27.98275],[-110.85486,27.98334],[-110.85168,27.98393],[-110.8481,27.9846],[-110.8445,27.98529],[-110.84097,27.98598],[-110.83777,27.98424],[-110.83479,27.98265],[-110.832,27.98114],[-110.82895,27.97949],[-110.82592,27.97787],[-110.82283,27.9762],[-110.82229,27.97603]]}}
Línea 115.0 kV | LineString | 115.0 kV | 2 |  |  | CFE |  |  |  |  | OpenStreetMap | {"type":"Feature","properties":{},"geometry":{"type":"LineString","coordinates":[[-110.87346,27.9717],[-110.87331,27.97276],[-110.87219,27.97448],[-110.87062,27.97691],[-110.86909,27.97913],[-110.86754,27.98144],[-110.86598,27.98376],[-110.86441,27.9861],[-110.86287,27.98842],[-110.86132,27.99077],[-110.85979,27.99307],[-110.85826,27.99539],[-110.8556,27.99398],[-110.85294,27.99257],[-110.85032,27.99118],[-110.84776,27.98982],[-110.84504,27.98837],[-110.84235,27.98693],[-110.83957,27.98544],[-110.83685,27.98397],[-110.83412,27.98254],[-110.83139,27.98105],[-110.82869,27.97962],[-110.82592,27.97818],[-110.82322,27.97673],[-110.82229,27.97603]]}}
Línea 115.0 kV | LineString | 115.0 kV | 1 |  |  | CFE |  |  |  |  | OpenStreetMap | {"type":"Feature","properties":{},"geometry":{"type":"LineString","coordinates":[[-110.86281,27.93808],[-110.86326,27.93847],[-110.86411,27.94009],[-110.8655,27.94044]]}}
Línea 115.0 kV | LineString | 115.0 kV |  |  |  | CFE |  |  |  |  | OpenStreetMap | {"type":"Feature","properties":{},"geometry":{"type":"LineString","coordinates":[[-110.87389,27.93796],[-110.87465,27.94058],[-110.87536,27.94303],[-110.87627,27.94603],[-110.87309,27.94807],[-110.87173,27.94892],[-110.87011,27.95307],[-110.86951,27.95448],[-110.86831,27.95741]]}}
Línea 115.0 kV | LineString | 115.0 kV | 2 |  |  | CFE |  |  |  |  | OpenStreetMap | {"type":"Feature","properties":{},"geometry":{"type":"LineString","coordinates":[[-110.93266,27.94769],[-110.93231,27.94773],[-110.93202,27.94768],[-110.93039,27.94788],[-110.92876,27.94809],[-110.92714,27.94829],[-110.92552,27.94849],[-110.92411,27.94867],[-110.92251,27.94887],[-110.92089,27.94906],[-110.92008,27.95007],[-110.91919,27.95111],[-110.91836,27.9521],[-110.91743,27.9532],[-110.91656,27.95424],[-110.91561,27.95539],[-110.91466,27.95653],[-110.91369,27.95769],[-110.91273,27.95885],[-110.91175,27.96],[-110.9113,27.96055]]}}
Línea 115.0 kV | LineString | 115.0 kV | 1 |  |  | CFE |  |  |  |  | OpenStreetMap | {"type":"Feature","properties":{},"geometry":{"type":"LineString","coordinates":[[-110.86804,27.95681],[-110.86877,27.95503],[-110.86925,27.95381],[-110.87019,27.95155],[-110.87138,27.94866],[-110.87277,27.94779],[-110.87467,27.94658],[-110.87531,27.94423],[-110.87445,27.94155],[-110.87356,27.93874],[-110.87335,27.93792]]}}
Línea 115.0 kV | LineString | 115.0 kV | 1 |  |  | CFE |  |  |  |  | OpenStreetMap | {"type":"Feature","properties":{},"geometry":{"type":"LineString","coordinates":[[-110.9113,27.96055],[-110.91082,27.96112]]}}
Línea 115.0 kV | LineString | 115.0 kV | 1 |  |  | CFE |  |  |  |  | OpenStreetMap | {"type":"Feature","properties":{},"geometry":{"type":"LineString","coordinates":[[-110.87367,27.93792],[-110.87407,27.93943],[-110.87469,27.94147],[-110.87539,27.94382],[-110.87604,27.94595],[-110.87271,27.94803],[-110.87154,27.94877],[-110.87042,27.9515],[-110.86984,27.95296],[-110.8694,27.95398],[-110.86898,27.95504],[-110.86802,27.95735]]}}
Línea 115.0 kV | LineString | 115.0 kV | 1 |  |  | CFE |  |  |  |  | OpenStreetMap | {"type":"Feature","properties":{},"geometry":{"type":"LineString","coordinates":[[-110.7998,27.95546],[-110.79894,27.9544],[-110.79757,27.95254],[-110.79741,27.95237],[-110.79716,27.95236]]}}
Línea 115.0 kV | LineString | 115.0 kV | 2 |  |  | CFE |  |  |  |  | OpenStreetMap | {"type":"Feature","properties":{},"geometry":{"type":"LineString","coordinates":[[-110.91082,27.96112],[-110.91187,27.96233],[-110.91183,27.96391],[-110.91172,27.96523],[-110.91161,27.96653],[-110.91151,27.96785],[-110.91168,27.96923],[-110.91187,27.97067],[-110.91132,27.97142],[-110.91075,27.97219],[-110.9109,27.97359],[-110.91105,27.97499],[-110.9112,27.97642],[-110.90987,27.97723],[-110.9086,27.97801],[-110.90741,27.97875],[-110.9062,27.97948],[-110.90524,27.97969],[-110.90381,27.97999],[-110.90231,27.98032],[-110.90089,27.98063],[-110.90018,27.98157],[-110.89971,27.98218],[-110.89897,27.98315],[-110.89814,27.98424],[-110.89724,27.98536],[-110.89643,27.98648],[-110.89565,27.98748],[-110.89514,27.98816],[-110.89533,27.9885],[-110.89607,27.98909],[-110.89571,27.98946]]}}
Línea 115.0 kV | LineString | 115.0 kV | 1 |  |  | CFE |  |  |  |  | OpenStreetMap | {"type":"Feature","properties":{},"geometry":{"type":"LineString","coordinates":[[-111.71473,28.92982],[-111.71459,28.92984],[-111.71374,28.92999]]}}
Línea 115.0 kV | LineString | 115.0 kV | 1 |  |  | CFE |  |  |  |  | OpenStreetMap | {"type":"Feature","properties":{},"geometry":{"type":"LineString","coordinates":[[-111.71446,28.92816],[-111.71448,28.92929],[-111.71459,28.92984],[-111.71487,28.93123],[-111.7153,28.93338],[-111.71574,28.93558],[-111.71619,28.9378],[-111.71662,28.94003],[-111.717,28.94235],[-111.71735,28.94465],[-111.7177,28.94695],[-111.71807,28.9494],[-111.71844,28.95184],[-111.71877,28.95406],[-111.71911,28.95639],[-111.71944,28.95863],[-111.71978,28.96089],[-111.72015,28.96338],[-111.72048,28.96562],[-111.72083,28.96788],[-111.72117,28.97013],[-111.72152,28.97239],[-111.72186,28.97465],[-111.72221,28.9769],[-111.72258,28.9792],[-111.72265,28.98031],[-111.72269,28.98145],[-111.72304,28.98372],[-111.72337,28.98603],[-111.7237,28.98831],[-111.72404,28.99057],[-111.72437,28.99285],[-111.72469,28.99507],[-111.72503,28.99729],[-111.72534,28.99951],[-111.72566,29.00175],[-111.72599,29.00399],[-111.72631,29.0062],[-111.72665,29.00844],[-111.72697,29.01061],[-111.72731,29.01298],[-111.72763,29.01502],[-111.72823,29.01713],[-111.72886,29.01929],[-111.72994,29.02134],[-111.73102,29.02336],[-111.73209,29.02539],[-111.73317,29.02742],[-111.73424,29.02947],[-111.73533,29.03148],[-111.73641,29.03353],[-111.73749,29.03557],[-111.73857,29.03761],[-111.73965,29.03965],[-111.74076,29.0417],[-111.74185,29.04374],[-111.74294,29.04577],[-111.74398,29.04773],[-111.74506,29.04975],[-111.74452,29.05189],[-111.74396,29.05408],[-111.74336,29.05649],[-111.74286,29.05848],[-111.7423,29.06067],[-111.74176,29.06287],[-111.74118,29.06504],[-111.74063,29.06728],[-111.74009,29.06947],[-111.73952,29.07167],[-111.73897,29.07387],[-111.73842,29.07606],[-111.73787,29.07826],[-111.73729,29.08046],[-111.73674,29.08264],[-111.73619,29.08484],[-111.73563,29.08703],[-111.73509,29.08921],[-111.73451,29.09141],[-111.7346,29.09202],[-111.73453,29.09232]]}}
Línea 115.0 kV | LineString | 115.0 kV | 1 |  |  | CFE |  |  |  |  | OpenStreetMap | {"type":"Feature","properties":{},"geometry":{"type":"LineString","coordinates":[[-110.93269,27.94747],[-110.93258,27.94692],[-110.93369,27.94677],[-110.9347,27.94792],[-110.93649,27.94999],[-110.93777,27.95147],[-110.93913,27.95303],[-110.94028,27.9544],[-110.9415,27.95583],[-110.94269,27.95721],[-110.94386,27.95856],[-110.94506,27.95995],[-110.94628,27.96137],[-110.94706,27.96227],[-110.94878,27.96427],[-110.95006,27.96576],[-110.95104,27.9669],[-110.95227,27.96833],[-110.95353,27.96977],[-110.95443,27.97084],[-110.95535,27.97189],[-110.95638,27.9731],[-110.95756,27.97429],[-110.9588,27.97556],[-110.95991,27.97669],[-110.96099,27.97778],[-110.96229,27.97912],[-110.96343,27.98027],[-110.96458,27.98143],[-110.96598,27.98287],[-110.96719,27.98411],[-110.96843,27.98405],[-110.97018,27.98398],[-110.972,27.98389],[-110.97389,27.98381],[-110.97582,27.98371],[-110.97778,27.98362],[-110.97951,27.98355],[-110.98144,27.98345],[-110.98338,27.98336],[-110.98532,27.98327],[-110.98725,27.98319],[-110.98917,27.98308],[-110.99121,27.98299],[-110.99304,27.98291],[-110.99498,27.98281],[-110.99688,27.98273],[-110.99884,27.98264],[-111.00077,27.98255],[-111.00266,27.98245],[-111.0043,27.98237],[-111.00552,27.98233],[-111.00678,27.98227],[-111.00911,27.98193],[-111.01152,27.98159],[-111.01404,27.98124],[-111.01644,27.9809],[-111.01897,27.98053],[-111.02115,27.98022],[-111.02326,27.97992],[-111.02605,27.98006],[-111.02892,27.98019],[-111.02989,27.98109],[-111.02992,27.98086]]}}
Línea 115.0 kV | LineString | 115.0 kV | 1 |  |  | CFE |  |  |  |  | OpenStreetMap | {"type":"Feature","properties":{},"geometry":{"type":"LineString","coordinates":[[-109.89831,27.82075],[-109.89897,27.81917],[-109.89952,27.81792],[-109.90126,27.81394],[-109.90242,27.81126],[-109.9034,27.80897],[-109.90456,27.80627],[-109.90495,27.80441],[-109.90546,27.802],[-109.90613,27.79855],[-109.90641,27.79711],[-109.90692,27.79438],[-109.90731,27.79245],[-109.90776,27.79028],[-109.9082,27.78801],[-109.90864,27.78579],[-109.90902,27.78382],[-109.90944,27.78163],[-109.90985,27.77954],[-109.91019,27.77773],[-109.91065,27.77537],[-109.91107,27.77315],[-109.91149,27.77125],[-109.91198,27.76869],[-109.91243,27.76643],[-109.91292,27.76403],[-109.91336,27.76192],[-109.91384,27.75942],[-109.9143,27.75708],[-109.91475,27.75465],[-109.91524,27.75224],[-109.91552,27.75088],[-109.91571,27.74979],[-109.91607,27.7479],[-109.91653,27.74579],[-109.91741,27.74379],[-109.91816,27.742],[-109.91923,27.73967],[-109.92018,27.73747],[-109.92113,27.73533],[-109.92206,27.73322],[-109.92292,27.73123],[-109.92224,27.72923],[-109.92156,27.72722],[-109.92087,27.72519],[-109.92016,27.72308],[-109.91943,27.721],[-109.91876,27.71887],[-109.91796,27.71661],[-109.91725,27.71448],[-109.91642,27.71212],[-109.91575,27.71015],[-109.91509,27.70817],[-109.91413,27.70535],[-109.91383,27.70457],[-109.91356,27.7037],[-109.91326,27.70284],[-109.91258,27.70075],[-109.91183,27.69856],[-109.91104,27.69639],[-109.91047,27.69453],[-109.90974,27.6925],[-109.90907,27.69055],[-109.90839,27.6885],[-109.90832,27.68831],[-109.90762,27.68622],[-109.9069,27.68415],[-109.90623,27.68214],[-109.90555,27.68014],[-109.90484,27.67809],[-109.90427,27.67637],[-109.90427,27.67476],[-109.90429,27.67267],[-109.90431,27.67058],[-109.90431,27.66852],[-109.90433,27.66643],[-109.90434,27.66437],[-109.90434,27.66189],[-109.90436,27.6601],[-109.90438,27.65856],[-109.9044,27.65597],[-109.90441,27.65373],[-109.90443,27.65144],[-109.90446,27.64925],[-109.90446,27.6471],[-109.90449,27.64502],[-109.9045,27.64296],[-109.90451,27.64089],[-109.90452,27.63902],[-109.90454,27.63683],[-109.90455,27.63474],[-109.90457,27.63259],[-109.90458,27.63017],[-109.9046,27.62774],[-109.90461,27.62551],[-109.90462,27.62318],[-109.90465,27.62082],[-109.90466,27.61822],[-109.90468,27.61633],[-109.9047,27.61397],[-109.90471,27.61171],[-109.90472,27.60927],[-109.90473,27.60747],[-109.90477,27.60441],[-109.90479,27.60207],[-109.90478,27.60013],[-109.90481,27.59792],[-109.90483,27.59629],[-109.90484,27.59378],[-109.90486,27.59145],[-109.90486,27.58938],[-109.90486,27.58706],[-109.90489,27.58617],[-109.90489,27.58527],[-109.9049,27.58436],[-109.90492,27.58223],[-109.90494,27.58001],[-109.90496,27.57793],[-109.90496,27.57606],[-109.90497,27.57389],[-109.905,27.57181],[-109.90501,27.56957],[-109.90502,27.56732],[-109.90504,27.56507],[-109.90506,27.5628],[-109.90506,27.56096],[-109.90508,27.55882],[-109.90509,27.55661],[-109.9051,27.55451],[-109.90513,27.55222],[-109.90514,27.55035],[-109.90516,27.54807],[-109.90518,27.54569],[-109.90518,27.54343],[-109.90521,27.54117],[-109.90522,27.53892],[-109.90524,27.53667],[-109.90526,27.5344],[-109.90528,27.53206],[-109.90529,27.52982],[-109.9053,27.52931],[-109.9053,27.52856],[-109.90528,27.52784],[-109.90532,27.52712],[-109.90505,27.52747]]}}
Línea 115.0 kV | LineString | 115.0 kV |  |  |  | CFE |  |  |  |  | OpenStreetMap | {"type":"Feature","properties":{},"geometry":{"type":"LineString","coordinates":[[-110.01484,27.51971],[-110.01541,27.52018],[-110.01819,27.52241],[-110.02094,27.52458],[-110.02366,27.52673],[-110.02674,27.52918],[-110.02708,27.52944]]}}
Línea 115.0 kV | LineString | 115.0 kV | 1 |  |  | CFE |  |  |  |  | OpenStreetMap | {"type":"Feature","properties":{},"geometry":{"type":"LineString","coordinates":[[-109.90662,27.46739],[-109.90692,27.46707],[-109.90809,27.46588],[-109.91124,27.46473],[-109.91506,27.46472],[-109.9191,27.46471],[-109.92347,27.46471],[-109.9238,27.4647]]}}
Línea 115.0 kV | LineString | 115.0 kV | 1 |  |  | CFE |  |  |  |  | OpenStreetMap | {"type":"Feature","properties":{},"geometry":{"type":"LineString","coordinates":[[-109.90571,27.46853],[-109.90538,27.46758],[-109.9058,27.46746],[-109.90616,27.46774]]}}
Línea 115.0 kV | LineString | 115.0 kV | 1 |  |  | CFE |  |  |  |  | OpenStreetMap | {"type":"Feature","properties":{},"geometry":{"type":"LineString","coordinates":[[-109.90571,27.46853],[-109.90618,27.46784]]}}
Línea 115.0 kV | LineString | 115.0 kV | 2 |  |  | CFE |  |  |  |  | OpenStreetMap | {"type":"Feature","properties":{},"geometry":{"type":"LineString","coordinates":[[-109.90558,27.48203],[-109.90562,27.48097],[-109.90563,27.4779],[-109.90567,27.47479],[-109.90569,27.47161],[-109.90571,27.46853]]}}
Línea 115.0 kV | LineString | 115.0 kV | 2 |  |  | CFE |  |  |  |  | OpenStreetMap | {"type":"Feature","properties":{},"geometry":{"type":"LineString","coordinates":[[-109.90555,27.49106],[-109.90555,27.48983],[-109.90558,27.48687],[-109.90559,27.48376],[-109.90558,27.48203]]}}
Línea 115.0 kV | LineString | 115.0 kV | 2 |  |  | CFE |  |  |  |  | OpenStreetMap | {"type":"Feature","properties":{},"geometry":{"type":"LineString","coordinates":[[-109.92319,27.52353],[-109.92114,27.52394],[-109.9186,27.52444],[-109.91602,27.52498],[-109.91339,27.52546],[-109.91082,27.52596],[-109.90795,27.52654],[-109.9053,27.52516],[-109.90535,27.5222],[-109.90536,27.51897],[-109.90538,27.51629],[-109.90539,27.51347],[-109.90541,27.51106],[-109.90543,27.50806],[-109.90545,27.50516],[-109.90547,27.50207],[-109.90549,27.49907],[-109.90551,27.49598],[-109.90552,27.4929],[-109.90555,27.49106]]}}
Línea 115.0 kV | LineString | 115.0 kV | 2 |  |  | CFE |  |  |  |  | OpenStreetMap | {"type":"Feature","properties":{},"geometry":{"type":"LineString","coordinates":[[-109.92319,27.52353],[-109.92407,27.52299],[-109.92504,27.52298]]}}
Línea 115.0 kV | LineString | 115.0 kV | 1 |  |  | CFE |  |  |  |  | OpenStreetMap | {"type":"Feature","properties":{},"geometry":{"type":"LineString","coordinates":[[-109.92504,27.52298],[-109.92511,27.52344],[-109.92548,27.52349]]}}
Línea 115.0 kV | LineString | 115.0 kV | 1 |  |  | CFE |  |  |  |  | OpenStreetMap | {"type":"Feature","properties":{},"geometry":{"type":"LineString","coordinates":[[-109.92512,27.52292],[-109.92517,27.52324],[-109.92548,27.52324]]}}
Línea 115.0 kV | LineString | 115.0 kV | 1 |  |  | CFE |  |  |  |  | OpenStreetMap | {"type":"Feature","properties":{},"geometry":{"type":"LineString","coordinates":[[-109.92512,27.52292],[-109.92511,27.52344],[-109.92548,27.52341]]}}
Línea 115.0 kV | LineString | 115.0 kV | 1 |  |  | CFE |  |  |  |  | OpenStreetMap | {"type":"Feature","properties":{},"geometry":{"type":"LineString","coordinates":[[-109.92319,27.52353],[-109.92398,27.52293]]}}
Línea 115.0 kV | LineString | 115.0 kV | 2 |  |  | CFE |  |  |  |  | OpenStreetMap | {"type":"Feature","properties":{},"geometry":{"type":"LineString","coordinates":[[-109.9555,27.45673],[-109.95564,27.45588],[-109.95606,27.45288],[-109.95647,27.44987],[-109.95576,27.4473],[-109.95502,27.4447],[-109.9543,27.44212],[-109.95356,27.43945],[-109.95226,27.43833],[-109.95091,27.43715],[-109.94802,27.43717],[-109.94503,27.43719],[-109.94205,27.4372],[-109.93912,27.4372],[-109.93623,27.43721],[-109.93412,27.4353],[-109.93411,27.43266],[-109.93413,27.42995],[-109.93411,27.42924]]}}
Línea 115.0 kV | LineString | 115.0 kV | 2 |  |  | CFE |  |  |  |  | OpenStreetMap | {"type":"Feature","properties":{},"geometry":{"type":"LineString","coordinates":[[-109.95441,27.46481],[-109.95481,27.46182],[-109.95521,27.45889],[-109.9555,27.45673]]}}
Línea 115.0 kV | LineString | 115.0 kV | 1 |  |  | CFE |  |  |  |  | OpenStreetMap | {"type":"Feature","properties":{},"geometry":{"type":"LineString","coordinates":[[-109.95498,27.56151],[-109.95498,27.56103],[-109.9541,27.56103],[-109.95336,27.56103],[-109.95241,27.56104],[-109.95155,27.56104],[-109.95068,27.56104],[-109.94982,27.56104],[-109.94896,27.56104],[-109.94817,27.56102],[-109.94811,27.56089]]}}
Línea 115.0 kV | LineString | 115.0 kV | 1 |  |  | CFE |  |  |  |  | OpenStreetMap | {"type":"Feature","properties":{},"geometry":{"type":"LineString","coordinates":[[-109.95216,27.51549],[-109.95235,27.51552]]}}
Línea 115.0 kV | LineString | 115.0 kV | 1 |  |  | CFE |  |  |  |  | OpenStreetMap | {"type":"Feature","properties":{},"geometry":{"type":"LineString","coordinates":[[-109.95216,27.51549],[-109.95225,27.51535]]}}
Línea 115.0 kV | LineString | 115.0 kV | 2 |  |  | CFE |  |  |  |  | OpenStreetMap | {"type":"Feature","properties":{},"geometry":{"type":"LineString","coordinates":[[-109.95266,27.51641],[-109.95216,27.51549]]}}
Línea 115.0 kV | LineString | 115.0 kV | 2 |  |  | CFE |  |  |  |  | OpenStreetMap | {"type":"Feature","properties":{},"geometry":{"type":"LineString","coordinates":[[-109.95266,27.51641],[-109.9534,27.51731],[-109.95414,27.51823],[-109.95422,27.51847],[-109.95194,27.5189],[-109.94879,27.51945]]}}
Línea 115.0 kV | LineString | 115.0 kV | 2 |  |  | CFE |  |  |  |  | OpenStreetMap | {"type":"Feature","properties":{},"geometry":{"type":"LineString","coordinates":[[-109.92566,27.52378],[-109.92611,27.52377],[-109.92768,27.5233],[-109.92982,27.52293],[-109.93258,27.52242],[-109.93633,27.52175],[-109.93999,27.52109],[-109.94388,27.52037],[-109.94786,27.51963],[-109.94879,27.51945]]}}
Línea 115.0 kV | LineString | 115.0 kV |  |  |  | CFE |  |  |  |  | OpenStreetMap | {"type":"Feature","properties":{},"geometry":{"type":"LineString","coordinates":[[-109.97469,27.48884],[-109.97564,27.48899],[-109.98007,27.49247],[-109.98288,27.49482],[-109.9861,27.49734],[-109.98928,27.49988],[-109.99535,27.50446],[-109.99681,27.50559],[-109.99902,27.50732],[-110.00174,27.50945],[-110.00448,27.51157],[-110.00732,27.51382],[-110.01,27.51592],[-110.01249,27.51783],[-110.01397,27.51902],[-110.01484,27.51971]]}}
Línea 115.0 kV | LineString | 115.0 kV | 1 |  |  | CFE |  |  |  |  | OpenStreetMap | {"type":"Feature","properties":{},"geometry":{"type":"LineString","coordinates":[[-110.29535,27.63745],[-110.29799,27.63901],[-110.30106,27.64084],[-110.30408,27.64264],[-110.30713,27.64446],[-110.31015,27.64626],[-110.31325,27.6481],[-110.31625,27.64989],[-110.31927,27.65169],[-110.3223,27.65349],[-110.32533,27.65529],[-110.32834,27.65708],[-110.33138,27.6589],[-110.33453,27.66077],[-110.33745,27.66251],[-110.34051,27.66434],[-110.34364,27.6662],[-110.34679,27.66808],[-110.34858,27.67069],[-110.35047,27.67343],[-110.35238,27.6762],[-110.35431,27.67894],[-110.35622,27.68174],[-110.35823,27.68468],[-110.36022,27.6876],[-110.36219,27.69047],[-110.36412,27.69326],[-110.36607,27.69608],[-110.36805,27.69894],[-110.37002,27.7018],[-110.37194,27.70461],[-110.37388,27.70743],[-110.37579,27.71021],[-110.37772,27.713],[-110.37966,27.71582],[-110.38157,27.7186],[-110.38352,27.72135],[-110.38541,27.72415],[-110.38734,27.72689],[-110.38923,27.72964],[-110.39119,27.7325],[-110.39314,27.73535],[-110.3951,27.73821],[-110.39701,27.74097],[-110.39891,27.74374],[-110.40081,27.74649],[-110.40282,27.74942],[-110.40484,27.75242],[-110.40684,27.75528],[-110.4088,27.75812],[-110.41086,27.76111],[-110.41303,27.76427],[-110.4151,27.76727],[-110.41701,27.77006],[-110.41892,27.7729],[-110.42087,27.77567],[-110.42279,27.77845],[-110.42469,27.7812],[-110.42662,27.78399],[-110.42853,27.78678],[-110.43045,27.78954],[-110.43237,27.79231],[-110.43432,27.79515],[-110.43628,27.79799],[-110.4383,27.8009],[-110.4403,27.80379],[-110.44223,27.8066],[-110.44418,27.8095],[-110.44602,27.81208],[-110.44786,27.81475],[-110.4498,27.81764],[-110.45176,27.82048],[-110.45378,27.8234],[-110.45574,27.82624],[-110.45765,27.829],[-110.45957,27.83179],[-110.46147,27.83454],[-110.46339,27.83732],[-110.46531,27.8401],[-110.46722,27.84287],[-110.46912,27.84563],[-110.47101,27.84834],[-110.47313,27.851],[-110.47505,27.85389],[-110.4769,27.85666],[-110.47882,27.85955],[-110.48074,27.86245],[-110.48259,27.86523],[-110.48444,27.86801],[-110.48618,27.87063],[-110.48811,27.87353],[-110.49029,27.87628],[-110.49303,27.87846],[-110.49628,27.88106],[-110.49925,27.88347],[-110.50287,27.88503],[-110.50673,27.8867],[-110.51029,27.88825],[-110.51414,27.88991],[-110.51779,27.89149],[-110.52126,27.89298],[-110.52456,27.89441],[-110.52795,27.89589],[-110.53122,27.8973],[-110.53452,27.89871],[-110.53771,27.90009],[-110.54118,27.90158],[-110.54465,27.90309],[-110.54833,27.90468],[-110.55195,27.90624],[-110.55544,27.90775],[-110.5588,27.90919],[-110.56192,27.91054],[-110.5652,27.91195],[-110.56859,27.91342],[-110.57206,27.91491],[-110.57554,27.91641],[-110.57891,27.91788],[-110.5822,27.91927],[-110.5855,27.92071],[-110.58942,27.9224],[-110.59318,27.92402],[-110.59828,27.92572],[-110.60169,27.92686],[-110.60502,27.92796],[-110.60875,27.92922],[-110.61228,27.93041],[-110.61569,27.93156],[-110.61919,27.93271],[-110.6226,27.93385],[-110.62604,27.93502],[-110.62946,27.93616],[-110.6329,27.93731],[-110.63633,27.93844],[-110.64049,27.93986],[-110.64328,27.94079],[-110.6462,27.9404],[-110.65028,27.94171],[-110.65434,27.94304],[-110.65528,27.94486],[-110.65672,27.94522],[-110.66094,27.94604],[-110.66502,27.94683],[-110.66878,27.94758],[-110.67274,27.94834],[-110.67673,27.94912],[-110.68142,27.94922],[-110.68519,27.94934],[-110.68896,27.94945],[-110.69287,27.94957],[-110.69676,27.94965],[-110.70044,27.94979],[-110.70417,27.94987],[-110.70775,27.94996],[-110.71151,27.95006],[-110.71521,27.95014],[-110.71888,27.95023],[-110.72234,27.95033],[-110.72439,27.95039]]}}
Línea 115.0 kV | LineString | 115.0 kV | 1 |  |  | CFE |  |  |  |  | OpenStreetMap | {"type":"Feature","properties":{},"geometry":{"type":"LineString","coordinates":[[-110.29499,27.63771],[-110.29473,27.6378],[-110.29504,27.63799],[-110.29535,27.63745]]}}
Línea 115.0 kV | LineString | 115.0 kV | 1 |  |  | CFE |  |  |  |  | OpenStreetMap | {"type":"Feature","properties":{},"geometry":{"type":"LineString","coordinates":[[-110.70482,27.95006],[-110.70717,27.95014],[-110.71126,27.95024],[-110.71149,27.95025],[-110.71593,27.95036],[-110.72042,27.95047],[-110.72479,27.95063],[-110.7293,27.95073],[-110.73367,27.95087],[-110.73803,27.95099],[-110.7425,27.95111],[-110.74462,27.95115],[-110.74784,27.95125],[-110.75127,27.95135],[-110.75562,27.95146],[-110.75996,27.95153],[-110.76431,27.95166],[-110.7684,27.95176],[-110.77271,27.95187],[-110.77699,27.95199],[-110.78069,27.95209],[-110.78432,27.95219],[-110.78809,27.95229],[-110.79188,27.95239],[-110.79575,27.95249],[-110.79589,27.95249],[-110.79641,27.95218],[-110.79699,27.95221]]}}
Línea 115.0 kV | LineString | 115.0 kV | 1 |  |  | CFE |  |  |  |  | OpenStreetMap | {"type":"Feature","properties":{},"geometry":{"type":"LineString","coordinates":[[-110.72439,27.95039],[-110.72589,27.95046],[-110.72955,27.95056],[-110.7332,27.95066],[-110.73695,27.95076],[-110.74051,27.95084],[-110.74418,27.95093],[-110.74785,27.95104],[-110.7515,27.95116],[-110.75515,27.95123],[-110.7588,27.95132],[-110.76246,27.95142],[-110.76612,27.95152],[-110.76906,27.9516],[-110.77271,27.95169],[-110.77636,27.95179],[-110.78,27.95189],[-110.78366,27.95198],[-110.78732,27.95208],[-110.79008,27.95215],[-110.79223,27.95222],[-110.79457,27.95216],[-110.79637,27.95213],[-110.797,27.95213]]}}
Línea 115.0 kV | LineString | 115.0 kV | 1 |  |  | CFE |  |  |  |  | OpenStreetMap | {"type":"Feature","properties":{},"geometry":{"type":"LineString","coordinates":[[-110.71402,27.99745],[-110.71432,27.99753],[-110.71448,27.99688],[-110.71513,27.99453],[-110.71576,27.99227],[-110.71639,27.98998],[-110.71704,27.9877],[-110.71768,27.98541],[-110.71735,27.98331],[-110.71706,27.98123],[-110.71678,27.97914],[-110.71648,27.97709],[-110.71604,27.97496],[-110.71579,27.97372],[-110.71556,27.9726],[-110.71533,27.97146],[-110.71508,27.97029],[-110.71464,27.96805],[-110.71417,27.96572],[-110.71369,27.96333],[-110.71323,27.96112],[-110.71276,27.95877],[-110.71228,27.95642],[-110.71182,27.95414],[-110.71159,27.95299],[-110.71136,27.95185],[-110.71137,27.95102],[-110.71126,27.95024],[-110.71124,27.95011]]}}
Línea 115.0 kV | LineString | 115.0 kV | 2 |  |  | CFE |  |  |  |  | OpenStreetMap | {"type":"Feature","properties":{},"geometry":{"type":"LineString","coordinates":[[-110.71654,27.9693],[-110.71667,27.96836],[-110.71688,27.96741],[-110.71726,27.96605],[-110.71781,27.96467],[-110.71824,27.96368],[-110.71884,27.96234],[-110.71944,27.96104],[-110.72005,27.95974],[-110.72064,27.95844],[-110.72124,27.95715],[-110.72184,27.95584],[-110.72249,27.95437],[-110.72303,27.95329],[-110.72354,27.95213],[-110.72439,27.95039]]}}
Línea 115.0 kV | LineString | 115.0 kV | 2 |  |  | CFE |  |  |  |  | OpenStreetMap | {"type":"Feature","properties":{},"geometry":{"type":"LineString","coordinates":[[-110.71397,27.99767],[-110.71473,27.99781],[-110.71508,27.99654],[-110.71542,27.99527],[-110.71577,27.99402],[-110.71613,27.99276],[-110.71647,27.99149],[-110.71683,27.99023],[-110.71718,27.98897],[-110.71753,27.9877],[-110.71788,27.98641],[-110.71808,27.98544],[-110.71792,27.98415],[-110.71774,27.98267],[-110.71755,27.98125],[-110.71738,27.98]]}}
Línea 115.0 kV | LineString | 115.0 kV | 1 |  |  | CFE |  |  |  |  | OpenStreetMap | {"type":"Feature","properties":{},"geometry":{"type":"LineString","coordinates":[[-110.68895,28.09542],[-110.68906,28.09542],[-110.68924,28.09542]]}}
Línea 115.0 kV | LineString | 115.0 kV | 1 |  |  | CFE |  |  |  |  | OpenStreetMap | {"type":"Feature","properties":{},"geometry":{"type":"LineString","coordinates":[[-110.70916,28.01578],[-110.70926,28.01581],[-110.71005,28.01599]]}}
Línea 115.0 kV | LineString | 115.0 kV | 1 |  |  | CFE |  |  |  |  | OpenStreetMap | {"type":"Feature","properties":{},"geometry":{"type":"LineString","coordinates":[[-110.71394,27.99778],[-110.71423,27.99782],[-110.71405,27.99844],[-110.71385,27.99921],[-110.7135,28.00047],[-110.71317,28.00162],[-110.71288,28.00273],[-110.71258,28.00381],[-110.71226,28.00497],[-110.71195,28.00606],[-110.71169,28.007],[-110.71139,28.00808],[-110.71106,28.00929],[-110.71075,28.01045],[-110.71046,28.01149],[-110.71012,28.01272],[-110.70979,28.01392],[-110.70948,28.01503],[-110.70926,28.01581],[-110.70891,28.01704],[-110.709,28.01864],[-110.70908,28.02023],[-110.70915,28.02186],[-110.70926,28.02422],[-110.70934,28.02601],[-110.70943,28.02777],[-110.70894,28.03005],[-110.70846,28.03236],[-110.70798,28.03467],[-110.70751,28.03697],[-110.70702,28.03928],[-110.70654,28.04159],[-110.70606,28.04389],[-110.70558,28.04619],[-110.70535,28.04733],[-110.70511,28.04852],[-110.70464,28.05075],[-110.70437,28.05207],[-110.70412,28.0532],[-110.70373,28.05515],[-110.70348,28.05637],[-110.70324,28.05746],[-110.70282,28.0595],[-110.70257,28.06067],[-110.70258,28.06236],[-110.70259,28.06359],[-110.70258,28.06527],[-110.70258,28.06639],[-110.70259,28.06757],[-110.70258,28.06875],[-110.70258,28.06987],[-110.70259,28.071],[-110.70259,28.07219],[-110.70259,28.07332],[-110.7026,28.07442],[-110.70259,28.07562],[-110.7026,28.07675],[-110.70259,28.07865],[-110.70259,28.08054],[-110.70142,28.08257],[-110.69987,28.08348],[-110.69826,28.08443],[-110.69695,28.08521],[-110.69589,28.08582],[-110.69476,28.08649],[-110.69362,28.08716],[-110.69217,28.08801],[-110.69067,28.0889],[-110.689,28.08988],[-110.68902,28.0922],[-110.68904,28.09338],[-110.68906,28.09458],[-110.68906,28.09542],[-110.68906,28.09578],[-110.68908,28.09708],[-110.68909,28.09835],[-110.68911,28.09943],[-110.68911,28.1],[-110.68912,28.10059],[-110.68913,28.10176],[-110.68914,28.10294],[-110.68915,28.10418],[-110.68917,28.1055],[-110.68918,28.10662],[-110.68921,28.10878],[-110.68923,28.11116],[-110.68926,28.11354],[-110.68928,28.11587],[-110.68931,28.11826],[-110.68933,28.12066],[-110.68936,28.123],[-110.68938,28.12536],[-110.68941,28.12769],[-110.68944,28.13014],[-110.68947,28.13237],[-110.68948,28.13446],[-110.6895,28.13658],[-110.68953,28.13869],[-110.68955,28.14089],[-110.68958,28.14323],[-110.68959,28.14439],[-110.69038,28.14441]]}}
Línea 115.0 kV | LineString | 115.0 kV | 1 |  |  | CFE |  |  |  |  | OpenStreetMap | {"type":"Feature","properties":{},"geometry":{"type":"LineString","coordinates":[[-110.71363,27.99741],[-110.71324,27.99738]]}}
Línea 115.0 kV | LineString | 115.0 kV | 1 |  |  | CFE |  |  |  |  | OpenStreetMap | {"type":"Feature","properties":{},"geometry":{"type":"LineString","coordinates":[[-110.0346,27.51944],[-110.03429,27.51966],[-110.03383,27.52028],[-110.03269,27.5218],[-110.03156,27.5233],[-110.03041,27.52482],[-110.02928,27.52633],[-110.02816,27.52785],[-110.02781,27.52839],[-110.02708,27.52944]]}}
Línea 115.0 kV | LineString | 115.0 kV | 2 |  |  | CFE |  |  |  |  | OpenStreetMap | {"type":"Feature","properties":{},"geometry":{"type":"LineString","coordinates":[[-110.0346,27.51944],[-110.03365,27.51943],[-110.03256,27.51943],[-110.03154,27.51943],[-110.03069,27.51943],[-110.02959,27.51944]]}}
Línea 115.0 kV | LineString | 115.0 kV | 3 |  |  | CFE |  |  |  |  | OpenStreetMap | {"type":"Feature","properties":{},"geometry":{"type":"LineString","coordinates":[[-110.07266,27.51903],[-110.07096,27.51902],[-110.06926,27.51902],[-110.06756,27.51901],[-110.06595,27.51901],[-110.06433,27.519],[-110.06313,27.51898],[-110.0625,27.51899],[-110.06129,27.51899],[-110.05973,27.51899],[-110.05833,27.519],[-110.0569,27.519],[-110.05532,27.51898],[-110.05372,27.51899],[-110.0521,27.519],[-110.05043,27.519],[-110.04875,27.51899],[-110.04709,27.519],[-110.04541,27.519],[-110.04373,27.51899],[-110.042,27.51899],[-110.04156,27.51942],[-110.04006,27.51943],[-110.03855,27.51942],[-110.03713,27.51943],[-110.03552,27.51942],[-110.0346,27.51944]]}}
Línea 115.0 kV | LineString | 115.0 kV | 1 |  |  | CFE |  |  |  |  | OpenStreetMap | {"type":"Feature","properties":{},"geometry":{"type":"LineString","coordinates":[[-110.09636,27.48291],[-110.0964,27.47986],[-110.09644,27.47706],[-110.0965,27.47434],[-110.09654,27.47121],[-110.0965,27.4679],[-110.09649,27.4651],[-110.09617,27.46337],[-110.09617,27.46003],[-110.09615,27.45672],[-110.09615,27.45338],[-110.09615,27.45004],[-110.09615,27.44671],[-110.09613,27.44337],[-110.09613,27.44002],[-110.09613,27.43667],[-110.09613,27.43341],[-110.09612,27.43003],[-110.0961,27.42671],[-110.0961,27.42338],[-110.09609,27.42005],[-110.0961,27.41677],[-110.09613,27.41351],[-110.09617,27.4111],[-110.09614,27.40715],[-110.09616,27.40372],[-110.09615,27.4003],[-110.09616,27.39687],[-110.09616,27.39347],[-110.09616,27.39004],[-110.09616,27.38659],[-110.09623,27.38403],[-110.09627,27.38176],[-110.09627,27.37828],[-110.09629,27.3748],[-110.0963,27.37195],[-110.0963,27.36848],[-110.09664,27.36769],[-110.09663,27.36671],[-110.09664,27.36571],[-110.09663,27.36471],[-110.09663,27.36374],[-110.09618,27.36278],[-110.09619,27.36169],[-110.09617,27.36071],[-110.09616,27.35973],[-110.09616,27.35875],[-110.09616,27.35775],[-110.09615,27.3567],[-110.09634,27.35598],[-110.09664,27.35488],[-110.0969,27.35399],[-110.09689,27.35292],[-110.09689,27.35195],[-110.09688,27.35097],[-110.09688,27.34999],[-110.09689,27.34909],[-110.09689,27.34815],[-110.09689,27.34717],[-110.09689,27.34623],[-110.09688,27.34521],[-110.09803,27.34518],[-110.09919,27.34512],[-110.1002,27.345],[-110.10128,27.34501],[-110.10239,27.34501],[-110.10351,27.345],[-110.1046,27.345],[-110.1057,27.345],[-110.10682,27.34499],[-110.10791,27.34499],[-110.10902,27.34499],[-110.11011,27.34499],[-110.11121,27.34498],[-110.11232,27.34498],[-110.11341,27.34499],[-110.11451,27.34498],[-110.11561,27.34499],[-110.11664,27.34497],[-110.11664,27.34404],[-110.11664,27.3431],[-110.11665,27.34215],[-110.11666,27.34122],[-110.11666,27.3403],[-110.11667,27.33934],[-110.11667,27.33841],[-110.11667,27.33747],[-110.11668,27.33649],[-110.11669,27.33572],[-110.1167,27.33465],[-110.1167,27.33368],[-110.1167,27.33274],[-110.1167,27.33176],[-110.11672,27.33079],[-110.11671,27.3298],[-110.11671,27.32883],[-110.11672,27.32787],[-110.11673,27.3269],[-110.11672,27.32591],[-110.11672,27.32494],[-110.11672,27.32395],[-110.11672,27.32296],[-110.11672,27.32197],[-110.11672,27.32099],[-110.11672,27.32002],[-110.11672,27.319],[-110.11672,27.31809],[-110.11672,27.31746],[-110.11672,27.31647],[-110.11671,27.31551],[-110.11671,27.31455],[-110.11671,27.3136],[-110.11671,27.31261],[-110.11671,27.31166],[-110.11671,27.31069],[-110.11668,27.30972],[-110.11668,27.30875],[-110.11668,27.30778],[-110.11667,27.30683],[-110.11665,27.30588],[-110.11666,27.30489],[-110.11665,27.30392],[-110.11665,27.30299],[-110.11665,27.30201],[-110.11663,27.30104],[-110.11663,27.30001],[-110.11663,27.29916],[-110.11662,27.29808],[-110.11663,27.29683],[-110.11721,27.29596],[-110.11722,27.29504],[-110.11721,27.29413],[-110.11721,27.29324],[-110.1172,27.29231],[-110.11721,27.29141],[-110.1172,27.29051],[-110.11719,27.28959],[-110.11718,27.28872],[-110.11662,27.28773],[-110.11662,27.28651],[-110.11664,27.28552],[-110.11662,27.28453],[-110.11663,27.28353],[-110.11663,27.28254],[-110.11663,27.28151],[-110.11663,27.28096],[-110.11664,27.27988],[-110.11665,27.27891],[-110.11665,27.27794],[-110.11669,27.27697],[-110.11672,27.27599],[-110.11676,27.27503],[-110.11676,27.27407],[-110.11676,27.27309],[-110.11677,27.27215],[-110.11678,27.27116],[-110.11679,27.2702],[-110.11678,27.26923],[-110.11679,27.2683],[-110.1168,27.26734],[-110.1168,27.2664],[-110.11681,27.26544],[-110.11681,27.26448],[-110.11681,27.26341],[-110.11682,27.26266],[-110.11673,27.26142],[-110.11662,27.26016],[-110.11661,27.25917],[-110.1166,27.25813],[-110.1166,27.25718],[-110.1166,27.25635],[-110.11659,27.25521],[-110.11659,27.2542],[-110.1166,27.2534],[-110.11659,27.25247],[-110.11659,27.25155],[-110.11659,27.2506],[-110.11659,27.24965],[-110.11731,27.24859],[-110.11744,27.24773],[-110.11758,27.24657],[-110.1175,27.24623]]}}
Línea 115.0 kV | LineString | 115.0 kV | 1 |  |  | CFE |  |  |  |  | OpenStreetMap | {"type":"Feature","properties":{},"geometry":{"type":"LineString","coordinates":[[-110.07348,27.5182],[-110.07344,27.51871],[-110.07581,27.519],[-110.07943,27.519],[-110.08244,27.51899],[-110.08544,27.51902],[-110.08844,27.51901],[-110.09168,27.519],[-110.09405,27.51901],[-110.09644,27.51899],[-110.0968,27.51721],[-110.09679,27.51418],[-110.09678,27.51115],[-110.09677,27.50811],[-110.09675,27.50508],[-110.09678,27.50202],[-110.09675,27.49898],[-110.09677,27.49595],[-110.09675,27.49291],[-110.09675,27.48988],[-110.09629,27.48733],[-110.09632,27.48486],[-110.09636,27.48291]]}}
Línea 115.0 kV | LineString | 115.0 kV | 1 |  |  | CFE |  |  |  |  | OpenStreetMap | {"type":"Feature","properties":{},"geometry":{"type":"LineString","coordinates":[[-109.92398,27.52293],[-109.92341,27.52317],[-109.92359,27.52476],[-109.92223,27.52566],[-109.92284,27.52881],[-109.92607,27.53045],[-109.92972,27.53234],[-109.93323,27.53412],[-109.93633,27.53553],[-109.93989,27.5371],[-109.94299,27.53845],[-109.94657,27.54004],[-109.95023,27.54165],[-109.95415,27.54337],[-109.9576,27.54489],[-109.96121,27.54646],[-109.96509,27.54819],[-109.96866,27.54974],[-109.97245,27.55141],[-109.97596,27.55295],[-109.97954,27.55453],[-109.98276,27.55596],[-109.98633,27.55751],[-109.98989,27.55908],[-109.99345,27.56065],[-109.99694,27.56218],[-110.00053,27.56376],[-110.00416,27.56535],[-110.00762,27.5669],[-110.01093,27.56836],[-110.01419,27.56992],[-110.01776,27.57163],[-110.02106,27.57321],[-110.02457,27.57492],[-110.02815,27.5766],[-110.03048,27.57772]]}}
Línea 115.0 kV | LineString | 115.0 kV | 1 |  |  | CFE |  |  |  |  | OpenStreetMap | {"type":"Feature","properties":{},"geometry":{"type":"LineString","coordinates":[[-110.06644,27.54784],[-110.06445,27.54895],[-110.0629,27.55003],[-110.06123,27.55239]]}}
Línea 115.0 kV | LineString | 115.0 kV | 1 |  |  | CFE |  |  |  |  | OpenStreetMap | {"type":"Feature","properties":{},"geometry":{"type":"LineString","coordinates":[[-110.07321,27.51818],[-110.0732,27.51874],[-110.07427,27.51956]]}}
Línea 115.0 kV | LineString | 115.0 kV | 1 |  |  | CFE |  |  |  |  | OpenStreetMap | {"type":"Feature","properties":{},"geometry":{"type":"LineString","coordinates":[[-110.07312,27.51819],[-110.07309,27.51864],[-110.07266,27.51903]]}}
Línea 115.0 kV | LineString | 115.0 kV | 2 |  |  | CFE |  |  |  |  | OpenStreetMap | {"type":"Feature","properties":{},"geometry":{"type":"LineString","coordinates":[[-110.07273,27.51822],[-110.07271,27.51861],[-110.07266,27.51903]]}}
Línea 115.0 kV | LineString | 115.0 kV | 1 |  |  | CFE |  |  |  |  | OpenStreetMap | {"type":"Feature","properties":{},"geometry":{"type":"LineString","coordinates":[[-109.89295,27.45929],[-109.89286,27.45945]]}}
Línea 115.0 kV | LineString | 115.0 kV | 1 |  |  | CFE |  |  |  |  | OpenStreetMap | {"type":"Feature","properties":{},"geometry":{"type":"LineString","coordinates":[[-109.89295,27.45929],[-109.89274,27.45928],[-109.8927,27.45944]]}}
Línea 115.0 kV | LineString | 115.0 kV | 2 |  |  | CFE |  |  |  |  | OpenStreetMap | {"type":"Feature","properties":{},"geometry":{"type":"LineString","coordinates":[[-109.90633,27.46758],[-109.9054,27.46707],[-109.90453,27.46752],[-109.90148,27.46547],[-109.89978,27.4643],[-109.89986,27.46369],[-109.89884,27.4629],[-109.89781,27.46211],[-109.8968,27.46133],[-109.89578,27.46054],[-109.89476,27.45975],[-109.89405,27.45947],[-109.8933,27.45934],[-109.89295,27.45929]]}}
Línea 115.0 kV | LineString | 115.0 kV | 2 |  |  | CFE |  |  |  |  | OpenStreetMap | {"type":"Feature","properties":{},"geometry":{"type":"LineString","coordinates":[[-109.91199,27.35406],[-109.91183,27.35405],[-109.91072,27.35406],[-109.90962,27.35406],[-109.90851,27.35406],[-109.90741,27.35407],[-109.90631,27.35407],[-109.90521,27.35406],[-109.90411,27.35407],[-109.903,27.35407],[-109.90191,27.35407],[-109.9008,27.35407],[-109.8997,27.35408],[-109.8986,27.35408],[-109.89749,27.35408],[-109.89639,27.35408],[-109.89529,27.35409],[-109.89419,27.35409],[-109.89309,27.35409],[-109.89196,27.35468],[-109.89196,27.35532],[-109.89199,27.35597],[-109.89151,27.35597]]}}
Línea 115.0 kV | LineString | 115.0 kV | 1 |  |  | CFE |  |  |  |  | OpenStreetMap | {"type":"Feature","properties":{},"geometry":{"type":"LineString","coordinates":[[-109.91199,27.35406],[-109.91206,27.35185],[-109.91205,27.34988],[-109.91206,27.34789],[-109.91206,27.34591],[-109.91206,27.34428],[-109.91207,27.34228],[-109.91205,27.34031],[-109.91206,27.33822],[-109.91206,27.33625],[-109.91208,27.33434],[-109.91207,27.33238],[-109.91207,27.33039],[-109.91206,27.32841],[-109.91206,27.32641],[-109.91207,27.32433],[-109.91206,27.32235],[-109.91204,27.32043],[-109.91221,27.31815],[-109.91222,27.31705],[-109.91221,27.31524],[-109.91221,27.31361],[-109.9122,27.31183],[-109.9122,27.30981],[-109.9122,27.30784],[-109.91219,27.30586],[-109.91218,27.30387],[-109.91217,27.3019],[-109.91218,27.29991],[-109.91219,27.29794],[-109.91219,27.29598],[-109.91217,27.294],[-109.91217,27.29201],[-109.91215,27.29006],[-109.91214,27.28805],[-109.91215,27.28603],[-109.91214,27.2841],[-109.91214,27.28209],[-109.91211,27.28068],[-109.91391,27.28069],[-109.9161,27.28069],[-109.91833,27.28068],[-109.92055,27.28067],[-109.92276,27.28068],[-109.92497,27.28068],[-109.9272,27.28067],[-109.92945,27.28068],[-109.93168,27.28067],[-109.93329,27.28068],[-109.9333,27.27868],[-109.93329,27.27666],[-109.93329,27.27466],[-109.93328,27.27272],[-109.93328,27.27074],[-109.93328,27.26877],[-109.93328,27.26676],[-109.93328,27.26523],[-109.9333,27.26368],[-109.9333,27.26334]]}}
Línea 115.0 kV | LineString | 115.0 kV | 1 |  |  | CFE |  |  |  |  | OpenStreetMap | {"type":"Feature","properties":{},"geometry":{"type":"LineString","coordinates":[[-109.91176,27.42733],[-109.91175,27.42691],[-109.91176,27.4248],[-109.91175,27.42281],[-109.91175,27.42092],[-109.91176,27.41939],[-109.91176,27.41759],[-109.91175,27.41559],[-109.91177,27.4137],[-109.91176,27.4118],[-109.91175,27.40965],[-109.91176,27.40898],[-109.91177,27.40766],[-109.91176,27.40568],[-109.91177,27.40366],[-109.91176,27.4017],[-109.91176,27.39972],[-109.91178,27.39778],[-109.91178,27.39575],[-109.91177,27.39376],[-109.91178,27.39169],[-109.91178,27.39016],[-109.91178,27.38817],[-109.91178,27.38617],[-109.91178,27.3842],[-109.91177,27.38222],[-109.91179,27.38048],[-109.91178,27.37886],[-109.91178,27.37723],[-109.91178,27.37561],[-109.9118,27.37398],[-109.91182,27.37228],[-109.91179,27.37054],[-109.91179,27.36873],[-109.91178,27.36675],[-109.91179,27.36458],[-109.91178,27.36314],[-109.91179,27.36115],[-109.9118,27.35917],[-109.91179,27.35717],[-109.9118,27.35501],[-109.91199,27.35406]]}}
Línea 115.0 kV | LineString | 115.0 kV | 2 |  |  | CFE |  |  |  |  | OpenStreetMap | {"type":"Feature","properties":{},"geometry":{"type":"LineString","coordinates":[[-109.88649,27.453],[-109.88507,27.453],[-109.88485,27.45299],[-109.88577,27.4537],[-109.88668,27.4544],[-109.88653,27.45534],[-109.88807,27.45637]]}}
Línea 115.0 kV | LineString | 115.0 kV | 1 |  |  | CFE |  |  |  |  | OpenStreetMap | {"type":"Feature","properties":{},"geometry":{"type":"LineString","coordinates":[[-109.91176,27.42733],[-109.91175,27.42831],[-109.91173,27.43058],[-109.91173,27.43257],[-109.91174,27.43452],[-109.91173,27.43651],[-109.91173,27.43814],[-109.91175,27.44013],[-109.91174,27.4421],[-109.91173,27.44391],[-109.91172,27.44558],[-109.91053,27.44558],[-109.90931,27.44559],[-109.90749,27.44559],[-109.90568,27.4456],[-109.90385,27.4456],[-109.90183,27.44561],[-109.8998,27.44562],[-109.89778,27.44562],[-109.89576,27.44564],[-109.89412,27.44564],[-109.8925,27.44564],[-109.89142,27.44565],[-109.89075,27.44748],[-109.8902,27.44902],[-109.88942,27.45121],[-109.88837,27.4527],[-109.88818,27.45301],[-109.88732,27.45301],[-109.88649,27.453]]}}
Línea 115.0 kV | LineString | 115.0 kV | 2 |  |  | CFE |  |  |  |  | OpenStreetMap | {"type":"Feature","properties":{},"geometry":{"type":"LineString","coordinates":[[-109.92743,27.42799],[-109.92358,27.42736],[-109.91963,27.42736],[-109.91567,27.42736],[-109.91176,27.42733]]}}
Línea 115.0 kV | LineString | 115.0 kV | 1 |  |  | CFE |  |  |  |  | OpenStreetMap | {"type":"Feature","properties":{},"geometry":{"type":"LineString","coordinates":[[-109.77035,27.36198],[-109.76994,27.36237],[-109.76944,27.3629],[-109.77009,27.36339],[-109.77054,27.36376]]}}
Línea 115.0 kV | LineString | 115.0 kV | 2 |  |  | CFE |  |  |  |  | OpenStreetMap | {"type":"Feature","properties":{},"geometry":{"type":"LineString","coordinates":[[-109.77227,27.36004],[-109.7708,27.36156],[-109.77055,27.36184]]}}
Línea 115.0 kV | LineString | 115.0 kV | 1 |  |  | CFE |  |  |  |  | OpenStreetMap | {"type":"Feature","properties":{},"geometry":{"type":"LineString","coordinates":[[-109.88649,27.453],[-109.88556,27.45226],[-109.88498,27.45181],[-109.88476,27.45134],[-109.88309,27.45005],[-109.88162,27.44891],[-109.87985,27.44756],[-109.87833,27.44637],[-109.87679,27.44516],[-109.87569,27.44532],[-109.8747,27.44475],[-109.87387,27.44426],[-109.8748,27.44361],[-109.8733,27.44245],[-109.87166,27.44118],[-109.87028,27.4401],[-109.86872,27.43889],[-109.86717,27.43769],[-109.86541,27.43632],[-109.86366,27.43496],[-109.8619,27.4336],[-109.86052,27.43253],[-109.85888,27.43125],[-109.8575,27.43019],[-109.85584,27.42889],[-109.85406,27.42749],[-109.85241,27.42622],[-109.85065,27.42487],[-109.84889,27.42349],[-109.84713,27.42213],[-109.8454,27.42077],[-109.84364,27.4194],[-109.8419,27.41805],[-109.84033,27.41683],[-109.83837,27.41531],[-109.83823,27.41339],[-109.83813,27.41251],[-109.83804,27.41106],[-109.83625,27.40907],[-109.83502,27.4081],[-109.8344,27.40822],[-109.83289,27.40706],[-109.83117,27.40572],[-109.82943,27.40437],[-109.82771,27.40305],[-109.82597,27.4017],[-109.82417,27.40033],[-109.82244,27.39895],[-109.82069,27.39761],[-109.81895,27.39624],[-109.81722,27.3949],[-109.81547,27.39353],[-109.81377,27.39221],[-109.81205,27.39088],[-109.81034,27.38955],[-109.8086,27.3882],[-109.80687,27.38685],[-109.80509,27.38548],[-109.80331,27.38412],[-109.80134,27.38257],[-109.79911,27.38087],[-109.7981,27.38011],[-109.79462,27.37734],[-109.79275,27.37593],[-109.79107,27.37462],[-109.78957,27.37347],[-109.78779,27.37208],[-109.78494,27.36987],[-109.78271,27.36814],[-109.78108,27.36688],[-109.77936,27.36555],[-109.77778,27.36432],[-109.77608,27.363],[-109.77438,27.36168],[-109.77285,27.36048],[-109.77227,27.36004]]}}
Línea 115.0 kV | LineString | 115.0 kV | 1 |  |  | CFE |  |  |  |  | OpenStreetMap | {"type":"Feature","properties":{},"geometry":{"type":"LineString","coordinates":[[-109.92089,22.9038],[-109.92115,22.90413]]}}
Línea 115.0 kV | LineString | 115.0 kV | 1 |  |  | CFE |  |  |  |  | OpenStreetMap | {"type":"Feature","properties":{},"geometry":{"type":"LineString","coordinates":[[-109.92103,22.90373],[-109.92115,22.90413]]}}
Línea 115.0 kV | LineString | 115.0 kV | 2 |  |  | CFE |  |  |  |  | OpenStreetMap | {"type":"Feature","properties":{},"geometry":{"type":"LineString","coordinates":[[-109.86267,22.95186],[-109.86259,22.9518],[-109.86069,22.95027],[-109.85821,22.94828],[-109.85596,22.94651],[-109.85336,22.94445],[-109.85122,22.94276],[-109.8483,22.94041],[-109.84571,22.93831],[-109.84363,22.93661],[-109.84347,22.9365],[-109.84309,22.93614],[-109.84005,22.93367],[-109.83733,22.9315],[-109.83508,22.92966],[-109.8328,22.92782],[-109.8325,22.92669]]}}
Línea 115.0 kV | LineString | 115.0 kV | 1 |  |  | CFE |  |  |  |  | OpenStreetMap | {"type":"Feature","properties":{},"geometry":{"type":"LineString","coordinates":[[-109.80884,23.01012],[-109.8063,23.01045]]}}
Línea 115.0 kV | LineString | 115.0 kV | 2 |  |  | CFE |  |  |  |  | OpenStreetMap | {"type":"Feature","properties":{},"geometry":{"type":"LineString","coordinates":[[-109.76921,23.03326],[-109.77193,23.03235],[-109.77582,23.03103],[-109.77888,23.03001],[-109.781,23.02846],[-109.78387,23.02643],[-109.78616,23.0248],[-109.79063,23.02158],[-109.79212,23.02055],[-109.79541,23.01823],[-109.79732,23.01685],[-109.79986,23.015],[-109.80245,23.01319],[-109.80499,23.01138],[-109.8063,23.01045]]}}
Línea 115.0 kV | LineString | 115.0 kV | 2 |  |  | CFE |  |  |  |  | OpenStreetMap | {"type":"Feature","properties":{},"geometry":{"type":"LineString","coordinates":[[-109.76921,23.03326],[-109.76912,23.03316],[-109.76662,23.03121],[-109.76308,23.02848],[-109.75988,23.02602],[-109.75663,23.02349],[-109.75367,23.02074],[-109.75171,23.01885],[-109.74962,23.01682],[-109.74782,23.01502],[-109.74454,23.01513],[-109.7405,23.01526],[-109.73719,23.01537],[-109.7343,23.01546],[-109.73119,23.01396],[-109.7278,23.01232],[-109.7265,23.01168],[-109.72635,23.01199],[-109.72603,23.01183]]}}
Línea 115.0 kV | LineString | 115.0 kV | 1 |  |  | CFE |  |  |  |  | OpenStreetMap | {"type":"Feature","properties":{},"geometry":{"type":"LineString","coordinates":[[-109.8077,23.00943],[-109.8063,23.01045]]}}
Línea 115.0 kV | LineString | 115.0 kV | 2 |  |  | CFE |  |  |  |  | OpenStreetMap | {"type":"Feature","properties":{},"geometry":{"type":"LineString","coordinates":[[-109.8077,23.00943],[-109.80727,23.00906],[-109.80661,23.00853],[-109.80554,23.00763],[-109.80493,23.00712],[-109.80403,23.00637],[-109.80324,23.00561],[-109.80244,23.00484],[-109.80163,23.00406],[-109.80077,23.00322],[-109.79989,23.00236],[-109.799,23.00151],[-109.798,23.00081],[-109.79688,23.00022],[-109.79596,22.99946],[-109.79544,22.9984],[-109.7949,22.99733],[-109.79399,22.99653],[-109.79304,22.9957],[-109.79211,22.99491],[-109.79122,22.99411],[-109.79032,22.99331],[-109.78937,22.99245],[-109.78857,22.99156],[-109.78787,22.99058],[-109.78704,22.98967]]}}
Línea 115.0 kV | LineString | 115.0 kV | 1 |  |  | CFE |  |  |  |  | OpenStreetMap | {"type":"Feature","properties":{},"geometry":{"type":"LineString","coordinates":[[-109.80884,23.01012],[-109.8077,23.00943]]}}
Línea 115.0 kV | LineString | 115.0 kV | 2 |  |  | CFE |  |  |  |  | OpenStreetMap | {"type":"Feature","properties":{},"geometry":{"type":"LineString","coordinates":[[-109.8185,23.01979],[-109.81855,23.01965],[-109.81868,23.01931],[-109.81875,23.01858]]}}
Línea 115.0 kV | LineString | 115.0 kV | 2 |  |  | CFE |  |  |  |  | OpenStreetMap | {"type":"Feature","properties":{},"geometry":{"type":"LineString","coordinates":[[-109.81818,23.01968],[-109.81823,23.01956],[-109.81836,23.01919],[-109.81875,23.01858]]}}
Línea 115.0 kV | LineString | 115.0 kV | 4 |  |  | CFE |  |  |  |  | OpenStreetMap | {"type":"Feature","properties":{},"geometry":{"type":"LineString","coordinates":[[-109.81875,23.01858],[-109.81824,23.01759],[-109.8157,23.01654],[-109.81355,23.01446],[-109.81116,23.01233],[-109.80884,23.01012]]}}
Línea 115.0 kV | LineString | 115.0 kV | 1 |  |  | CFE |  |  |  |  | OpenStreetMap | {"type":"Feature","properties":{},"geometry":{"type":"LineString","coordinates":[[-109.71181,23.13152],[-109.71173,23.13199]]}}
Línea 115.0 kV | LineString | 115.0 kV | 1 |  |  | CFE |  |  |  |  | OpenStreetMap | {"type":"Feature","properties":{},"geometry":{"type":"LineString","coordinates":[[-109.71181,23.13152],[-109.71195,23.13197]]}}
Línea 115.0 kV | LineString | 115.0 kV | 2 |  |  | CFE |  |  |  |  | OpenStreetMap | {"type":"Feature","properties":{},"geometry":{"type":"LineString","coordinates":[[-109.71155,23.12982],[-109.71167,23.13068],[-109.71181,23.13152]]}}
Línea 115.0 kV | LineString | 115.0 kV | 1 |  |  | CFE |  |  |  |  | OpenStreetMap | {"type":"Feature","properties":{},"geometry":{"type":"LineString","coordinates":[[-109.73116,23.11505],[-109.73103,23.11526]]}}
Línea 115.0 kV | LineString | 115.0 kV | 1 |  |  | CFE |  |  |  |  | OpenStreetMap | {"type":"Feature","properties":{},"geometry":{"type":"LineString","coordinates":[[-109.73116,23.11505],[-109.73122,23.11528]]}}
Línea 115.0 kV | LineString | 115.0 kV | 2 |  |  | CFE |  |  |  |  | OpenStreetMap | {"type":"Feature","properties":{},"geometry":{"type":"LineString","coordinates":[[-109.71335,23.11232],[-109.71457,23.11246],[-109.71553,23.11257],[-109.71529,23.11394],[-109.71702,23.11394],[-109.71817,23.11395],[-109.71915,23.11394],[-109.72046,23.11406],[-109.72149,23.11428],[-109.72242,23.11447],[-109.72334,23.11466],[-109.72435,23.11435],[-109.72573,23.11449],[-109.72709,23.11464],[-109.72846,23.11478],[-109.72982,23.11492],[-109.73116,23.11505]]}}
Línea 115.0 kV | LineString | 115.0 kV | 1 |  |  | CFE |  |  |  |  | OpenStreetMap | {"type":"Feature","properties":{},"geometry":{"type":"LineString","coordinates":[[-109.71155,23.12982],[-109.71152,23.12839],[-109.71181,23.12559],[-109.71193,23.12437],[-109.71204,23.12324],[-109.71216,23.12218],[-109.71232,23.12086],[-109.71244,23.11984],[-109.71254,23.11861],[-109.71271,23.11724],[-109.71298,23.11537],[-109.71329,23.11245],[-109.71335,23.11232],[-109.71343,23.11121],[-109.71357,23.11008],[-109.71372,23.10871],[-109.71385,23.10753],[-109.71396,23.1065],[-109.71408,23.1054],[-109.71393,23.1041],[-109.71377,23.10289],[-109.71362,23.1018],[-109.71349,23.10077],[-109.71333,23.09961],[-109.71314,23.09813],[-109.71299,23.09703],[-109.71285,23.096],[-109.71265,23.09456],[-109.7125,23.09344],[-109.71233,23.09224],[-109.71217,23.091],[-109.71206,23.09014],[-109.71191,23.08907],[-109.71178,23.08799],[-109.71107,23.08275],[-109.71094,23.08192],[-109.71085,23.08108],[-109.71069,23.07997],[-109.71059,23.07945],[-109.71049,23.0789],[-109.71033,23.07755],[-109.71017,23.07636],[-109.71002,23.07518],[-109.70988,23.07401],[-109.70975,23.07288],[-109.70959,23.07168],[-109.70945,23.07031],[-109.70933,23.06941],[-109.70913,23.06813],[-109.70896,23.06704],[-109.709,23.0658],[-109.70865,23.06446],[-109.70734,23.06444]]}}
Línea 115.0 kV | LineString | 115.0 kV | 2 |  |  | CFE |  |  |  |  | OpenStreetMap | {"type":"Feature","properties":{},"geometry":{"type":"LineString","coordinates":[[-109.92115,22.90413],[-109.92141,22.90401],[-109.92077,22.90301],[-109.92029,22.90226],[-109.9208,22.90188],[-109.92165,22.90124],[-109.92255,22.90059],[-109.92344,22.89992],[-109.92435,22.89929],[-109.92528,22.89873],[-109.92596,22.89831],[-109.92679,22.89894],[-109.92768,22.89959],[-109.92844,22.90015],[-109.92925,22.90076],[-109.92992,22.90126],[-109.9306,22.90175],[-109.93127,22.90215],[-109.93226,22.90254],[-109.93333,22.90289],[-109.93439,22.90324],[-109.93526,22.90352],[-109.93618,22.90381],[-109.93733,22.90418],[-109.93843,22.90453],[-109.93949,22.90489],[-109.94056,22.90522],[-109.94161,22.90556],[-109.94273,22.90592],[-109.94384,22.90628],[-109.94483,22.90661],[-109.94605,22.907],[-109.94697,22.90733],[-109.94776,22.90767],[-109.94878,22.90814],[-109.94976,22.90859],[-109.9507,22.90902],[-109.95154,22.90941],[-109.95257,22.90987],[-109.95357,22.91034],[-109.95462,22.91083],[-109.95568,22.91132],[-109.95683,22.91183],[-109.95791,22.91234],[-109.95893,22.91281],[-109.96014,22.91338],[-109.96124,22.91389],[-109.96234,22.91439],[-109.96349,22.91491],[-109.96406,22.91518]]}}
Línea 115.0 kV | LineString | 115.0 kV | 2 |  |  | CFE |  |  |  |  | OpenStreetMap | {"type":"Feature","properties":{},"geometry":{"type":"LineString","coordinates":[[-109.96406,22.91518],[-109.96362,22.91619],[-109.96344,22.91663]]}}
Línea 115.0 kV | LineString | 115.0 kV | 2 |  |  | CFE |  |  |  |  | OpenStreetMap | {"type":"Feature","properties":{},"geometry":{"type":"LineString","coordinates":[[-110.30829,24.22479],[-110.3086,24.22478],[-110.3086,24.22597],[-110.30579,24.22672],[-110.30119,24.22695],[-110.29936,24.22704],[-110.2969,24.22714],[-110.2912,24.2275],[-110.29091,24.2274]]}}
Línea 115.0 kV | LineString | 115.0 kV | 4 |  |  | CFE |  |  |  |  | OpenStreetMap | {"type":"Feature","properties":{},"geometry":{"type":"LineString","coordinates":[[-110.29091,24.2274],[-110.29136,24.22718],[-110.29306,24.22659],[-110.29382,24.22656]]}}
Línea 115.0 kV | LineString | 115.0 kV | 1 |  |  | CFE |  |  |  |  | OpenStreetMap | {"type":"Feature","properties":{},"geometry":{"type":"LineString","coordinates":[[-110.32491,24.27247],[-110.32437,24.27222]]}}
Línea 115.0 kV | LineString | 115.0 kV | 1 |  |  | CFE |  |  |  |  | OpenStreetMap | {"type":"Feature","properties":{},"geometry":{"type":"LineString","coordinates":[[-110.32496,24.27266],[-110.32437,24.27222]]}}
Línea 115.0 kV | LineString | 115.0 kV | 2 |  |  | CFE |  |  |  |  | OpenStreetMap | {"type":"Feature","properties":{},"geometry":{"type":"LineString","coordinates":[[-110.32437,24.27222],[-110.32389,24.27203],[-110.32279,24.27175],[-110.32248,24.27202],[-110.32171,24.27182],[-110.3205,24.2713],[-110.31975,24.27064],[-110.31877,24.26976],[-110.3178,24.26874],[-110.31689,24.26792],[-110.31599,24.26702],[-110.3154,24.26647],[-110.31501,24.26575],[-110.31447,24.26496],[-110.31402,24.26413],[-110.31347,24.26279],[-110.3127,24.26221],[-110.31182,24.26199],[-110.31049,24.26228],[-110.30945,24.26189],[-110.30844,24.26151],[-110.30817,24.26028],[-110.30887,24.25921],[-110.30922,24.25811],[-110.30725,24.25748],[-110.30625,24.25716],[-110.30359,24.25632],[-110.30327,24.25468],[-110.30305,24.25337],[-110.30272,24.25179],[-110.30247,24.25078],[-110.30221,24.24855],[-110.30183,24.24645],[-110.30127,24.24329],[-110.30084,24.24064],[-110.30038,24.23799],[-110.29939,24.23627],[-110.29911,24.23437],[-110.29885,24.23246],[-110.29864,24.23144],[-110.2979,24.23112],[-110.29642,24.23046],[-110.29502,24.22981],[-110.29445,24.22954],[-110.29406,24.22924],[-110.29373,24.22882],[-110.29358,24.22847],[-110.29347,24.22782],[-110.29327,24.22677],[-110.29384,24.2268]]}}
Línea 115.0 kV | LineString | 115.0 kV | 1 |  |  | CFE |  |  |  |  | OpenStreetMap | {"type":"Feature","properties":{},"geometry":{"type":"LineString","coordinates":[[-110.34133,24.08521],[-110.34213,24.0851]]}}
Línea 115.0 kV | LineString | 115.0 kV | 2 |  |  | Comisión Federal de Electricidad |  |  |  |  | OpenStreetMap | {"type":"Feature","properties":{},"geometry":{"type":"LineString","coordinates":[[-110.34167,24.08577],[-110.34117,24.0856],[-110.34133,24.08521]]}}
Línea 115.0 kV | LineString | 115.0 kV | 2 |  |  | CFE |  |  |  |  | OpenStreetMap | {"type":"Feature","properties":{},"geometry":{"type":"LineString","coordinates":[[-110.30697,24.07238],[-110.30822,24.07176],[-110.30967,24.07105],[-110.31285,24.07269],[-110.31644,24.07451],[-110.31967,24.07613],[-110.32203,24.07731],[-110.32551,24.07909],[-110.32936,24.08104],[-110.33318,24.08296],[-110.33601,24.0839],[-110.33873,24.0848],[-110.3411,24.08579],[-110.34159,24.08597]]}}
Línea 115.0 kV | LineString | 115.0 kV | 1 |  |  | CFE |  |  |  |  | OpenStreetMap | {"type":"Feature","properties":{},"geometry":{"type":"LineString","coordinates":[[-110.25389,24.16207],[-110.25391,24.16203],[-110.25462,24.16011],[-110.25545,24.15778],[-110.25626,24.15556],[-110.25712,24.15323],[-110.25797,24.15092],[-110.2588,24.14861],[-110.25964,24.14629],[-110.26049,24.14387],[-110.26131,24.14154],[-110.26207,24.13949],[-110.26288,24.13733],[-110.26304,24.1369],[-110.26369,24.1351],[-110.26433,24.13329],[-110.26495,24.13158],[-110.26557,24.12997],[-110.26623,24.12815],[-110.26812,24.12293],[-110.26899,24.12053],[-110.26992,24.11795],[-110.27069,24.11579],[-110.27139,24.1139],[-110.27211,24.11192],[-110.27284,24.10986],[-110.27424,24.10819],[-110.27556,24.1066],[-110.27726,24.10453],[-110.27901,24.1024],[-110.28058,24.10051],[-110.28213,24.09863],[-110.28372,24.09665],[-110.28522,24.09488],[-110.2867,24.09307],[-110.28819,24.09127],[-110.29014,24.08888],[-110.29242,24.08619],[-110.29476,24.08328],[-110.29618,24.08155],[-110.2975,24.07975],[-110.29872,24.07804],[-110.29961,24.07681],[-110.30054,24.0762],[-110.30188,24.07535],[-110.30293,24.07467],[-110.30431,24.07378],[-110.30566,24.07289],[-110.30697,24.07238]]}}
Línea 115.0 kV | LineString | 115.0 kV | 1 |  |  | CFE |  |  |  |  | OpenStreetMap | {"type":"Feature","properties":{},"geometry":{"type":"LineString","coordinates":[[-110.2538,24.16212],[-110.25388,24.1621],[-110.25409,24.16204]]}}
Línea 115.0 kV | LineString | 115.0 kV | 1 |  |  | CFE |  |  |  |  | OpenStreetMap | {"type":"Feature","properties":{},"geometry":{"type":"LineString","coordinates":[[-110.25383,24.16202],[-110.25391,24.16203],[-110.25409,24.16204]]}}
Línea 115.0 kV | LineString | 115.0 kV | 1 |  |  | CFE |  |  |  |  | OpenStreetMap | {"type":"Feature","properties":{},"geometry":{"type":"LineString","coordinates":[[-110.29582,24.1631],[-110.29594,24.16332]]}}
Línea 115.0 kV | LineString | 115.0 kV | 1 |  |  | CFE |  |  |  |  | OpenStreetMap | {"type":"Feature","properties":{},"geometry":{"type":"LineString","coordinates":[[-110.29582,24.1631],[-110.29605,24.16319]]}}
Línea 115.0 kV | LineString | 115.0 kV | 2 |  |  | CFE |  |  |  |  | OpenStreetMap | {"type":"Feature","properties":{},"geometry":{"type":"LineString","coordinates":[[-110.25409,24.16204],[-110.25492,24.16197],[-110.25556,24.16195],[-110.25787,24.16298],[-110.26037,24.16408],[-110.26471,24.16605],[-110.26991,24.16832],[-110.27291,24.16966],[-110.27566,24.17088],[-110.2792,24.16952],[-110.28215,24.16844],[-110.28595,24.16712],[-110.28766,24.16654],[-110.29045,24.16652],[-110.29198,24.16598],[-110.29248,24.16533],[-110.2932,24.16446],[-110.29388,24.16367],[-110.29482,24.16432],[-110.29527,24.16378],[-110.29582,24.1631]]}}
Línea 115.0 kV | LineString | 115.0 kV | 1 |  |  | CFE |  |  |  |  | OpenStreetMap | {"type":"Feature","properties":{},"geometry":{"type":"LineString","coordinates":[[-110.28856,24.22546],[-110.28859,24.22523],[-110.288,24.21915],[-110.28766,24.21856],[-110.28493,24.21815],[-110.28326,24.21791],[-110.28002,24.21742],[-110.27838,24.21717],[-110.27618,24.21684],[-110.27292,24.21634],[-110.27016,24.21593],[-110.26782,24.21558],[-110.26725,24.21327],[-110.26696,24.212],[-110.26669,24.21088],[-110.26619,24.20877],[-110.26568,24.2066],[-110.26519,24.20454],[-110.26467,24.20236],[-110.26415,24.20018],[-110.26364,24.1981],[-110.26313,24.19588],[-110.26261,24.19373],[-110.26211,24.19161],[-110.26159,24.18942],[-110.26109,24.18725],[-110.26055,24.18509],[-110.26004,24.18297],[-110.25947,24.18078],[-110.25905,24.17897],[-110.25865,24.17733],[-110.25824,24.17552],[-110.25773,24.17339],[-110.25721,24.17119],[-110.25672,24.16907],[-110.25618,24.16699],[-110.25572,24.16504],[-110.25533,24.16337],[-110.25495,24.16168],[-110.25677,24.16027],[-110.25859,24.15886],[-110.26046,24.15743],[-110.26229,24.15604],[-110.26321,24.15532],[-110.2641,24.15462],[-110.26506,24.15388],[-110.26597,24.15318],[-110.26677,24.15256],[-110.26752,24.15196],[-110.26849,24.15124],[-110.26943,24.15054],[-110.27042,24.14979],[-110.27136,24.14907],[-110.27223,24.14839],[-110.27308,24.14774],[-110.27467,24.14651],[-110.27601,24.14552],[-110.27728,24.14455],[-110.27876,24.14343],[-110.28097,24.14182],[-110.28247,24.14078],[-110.28407,24.13967],[-110.28556,24.13862],[-110.28726,24.13743],[-110.28899,24.13622],[-110.29045,24.1352],[-110.29218,24.13398],[-110.29382,24.13282],[-110.29502,24.132],[-110.29618,24.13117],[-110.29734,24.13033],[-110.29835,24.12963],[-110.29968,24.12872],[-110.30085,24.1279],[-110.3021,24.12702],[-110.30324,24.12618],[-110.30371,24.12494],[-110.30428,24.12329],[-110.30492,24.12149],[-110.30549,24.11984],[-110.30605,24.1182],[-110.30665,24.11655],[-110.30712,24.11518],[-110.30803,24.11258],[-110.30959,24.10832],[-110.31024,24.10622],[-110.31084,24.10454],[-110.31121,24.10348],[-110.31179,24.10177],[-110.31231,24.1003],[-110.31278,24.09893],[-110.3125,24.09762],[-110.30399,24.09374],[-110.31179,24.09442],[-110.31144,24.09283],[-110.31113,24.09142],[-110.31078,24.08983],[-110.31043,24.08824],[-110.31009,24.08664],[-110.30979,24.08523],[-110.30945,24.08383],[-110.30913,24.0824],[-110.30883,24.08086],[-110.30848,24.07929],[-110.30811,24.07764],[-110.30777,24.07609],[-110.30747,24.07471],[-110.30716,24.07323],[-110.30697,24.07238]]}}
Línea 115.0 kV | LineString | 115.0 kV | 2 |  |  | CFE |  |  |  |  | OpenStreetMap | {"type":"Feature","properties":{},"geometry":{"type":"LineString","coordinates":[[-110.30834,24.22339],[-110.30747,24.22337],[-110.30744,24.22523],[-110.30378,24.22528],[-110.29759,24.22536],[-110.2941,24.22541],[-110.28856,24.22546]]}}
Línea 115.0 kV | LineString | 115.0 kV | 2 |  |  | CFE |  |  |  |  | OpenStreetMap | {"type":"Feature","properties":{},"geometry":{"type":"LineString","coordinates":[[-110.30802,24.22447],[-110.3082,24.22423],[-110.30846,24.22393]]}}
Línea 115.0 kV | LineString | 115.0 kV | 1 |  |  | CFE |  |  |  |  | OpenStreetMap | {"type":"Feature","properties":{},"geometry":{"type":"LineString","coordinates":[[-111.32885,25.80132],[-111.32865,25.80141],[-111.32857,25.80144]]}}
Línea 115.0 kV | LineString | 115.0 kV | 1 |  |  | CFE |  |  |  |  | OpenStreetMap | {"type":"Feature","properties":{},"geometry":{"type":"LineString","coordinates":[[-111.76885,25.234],[-111.76858,25.23731],[-111.76837,25.23999],[-111.76812,25.24311],[-111.76786,25.2464],[-111.7676,25.24962],[-111.76734,25.25274],[-111.76714,25.25519],[-111.76694,25.25734],[-111.764,25.25896],[-111.76098,25.26059],[-111.75842,25.26196],[-111.75547,25.26354],[-111.75263,25.26509],[-111.74984,25.26668],[-111.747,25.26831],[-111.74408,25.26988],[-111.74101,25.27153],[-111.73808,25.2731],[-111.73494,25.27479],[-111.73194,25.27639],[-111.72889,25.27803],[-111.72586,25.27966],[-111.72284,25.28129],[-111.71963,25.28301],[-111.71649,25.28469],[-111.71343,25.28633],[-111.71026,25.28803],[-111.70704,25.28976],[-111.70388,25.29146],[-111.70086,25.29308],[-111.69778,25.29474],[-111.69475,25.29636],[-111.69162,25.29805],[-111.68862,25.29965],[-111.68559,25.30127],[-111.6826,25.30288],[-111.67948,25.30456],[-111.67644,25.30618],[-111.67341,25.30782],[-111.67053,25.30935],[-111.66752,25.31097],[-111.66452,25.31256],[-111.66144,25.31421],[-111.65886,25.3156],[-111.65619,25.31703],[-111.65353,25.31846],[-111.65089,25.31984],[-111.64831,25.32123],[-111.64621,25.3228],[-111.64431,25.32422],[-111.6415,25.32629],[-111.6385,25.32852],[-111.6355,25.33075],[-111.63257,25.33292],[-111.6298,25.33499],[-111.6271,25.33699],[-111.62401,25.33929],[-111.62138,25.34124],[-111.6186,25.34329],[-111.61566,25.34554],[-111.61312,25.34744],[-111.61073,25.34921],[-111.60796,25.35127],[-111.6048,25.35361],[-111.60174,25.35589],[-111.59902,25.35805],[-111.59633,25.3602],[-111.59371,25.36229],[-111.59109,25.36437],[-111.58846,25.36647],[-111.58585,25.36855],[-111.58316,25.3707],[-111.58054,25.37278],[-111.57791,25.37487],[-111.57527,25.37696],[-111.57265,25.37905],[-111.57003,25.38114],[-111.56742,25.38323],[-111.56505,25.38543],[-111.56275,25.38758],[-111.56025,25.38993],[-111.55775,25.39226],[-111.55533,25.39453],[-111.55282,25.39686],[-111.55034,25.3992],[-111.54783,25.40154],[-111.54532,25.40387],[-111.54289,25.40614],[-111.54037,25.40849],[-111.53778,25.41087],[-111.53515,25.41334],[-111.53328,25.41509],[-111.53134,25.41693],[-111.52947,25.41867],[-111.52722,25.42108],[-111.5249,25.42357],[-111.52264,25.42599],[-111.52033,25.42847],[-111.51807,25.43088],[-111.51576,25.43337],[-111.51344,25.43583],[-111.51105,25.4384],[-111.50873,25.44089],[-111.50648,25.44331],[-111.50416,25.44578],[-111.50184,25.44826],[-111.49947,25.45082],[-111.49714,25.4533],[-111.49481,25.45578],[-111.49276,25.458],[-111.4907,25.4602],[-111.48864,25.46242],[-111.48656,25.46461],[-111.48432,25.46703],[-111.48241,25.46909],[-111.48044,25.4714],[-111.47826,25.47398],[-111.47608,25.47656],[-111.47389,25.47915],[-111.4717,25.48173],[-111.46952,25.48431],[-111.46735,25.48689],[-111.46521,25.48939],[-111.46302,25.49198],[-111.4609,25.49447],[-111.45872,25.49705],[-111.45653,25.49963],[-111.45434,25.50221],[-111.45204,25.50494],[-111.44974,25.50753],[-111.44668,25.51111],[-111.44489,25.51325],[-111.44322,25.51522],[-111.44168,25.517],[-111.43958,25.5195],[-111.43755,25.52207],[-111.43573,25.52421],[-111.43398,25.52633],[-111.43213,25.52846],[-111.43052,25.53043],[-111.42857,25.53271],[-111.4264,25.53515],[-111.42466,25.53719],[-111.42299,25.53916],[-111.42049,25.5422],[-111.41767,25.54564],[-111.41585,25.54773],[-111.41436,25.54948],[-111.41105,25.5533],[-111.40734,25.55766],[-111.40664,25.55855],[-111.40463,25.55976],[-111.40191,25.56143],[-111.39927,25.56305],[-111.39638,25.56482],[-111.39374,25.56648],[-111.39083,25.56822],[-111.38921,25.56928],[-111.3864,25.57103],[-111.38376,25.57264],[-111.38103,25.57432],[-111.37823,25.57607],[-111.37421,25.57853],[-111.3714,25.58026],[-111.36843,25.58209],[-111.3648,25.58434],[-111.36331,25.58527],[-111.35885,25.58798],[-111.35622,25.58959],[-111.35424,25.59083],[-111.35179,25.59233],[-111.34907,25.59398],[-111.34779,25.59477],[-111.34587,25.59563],[-111.34089,25.59797],[-111.33804,25.59927],[-111.3351,25.60063],[-111.3326,25.60176],[-111.32966,25.60311],[-111.32513,25.60519],[-111.32183,25.60672],[-111.31988,25.60759],[-111.31704,25.60889],[-111.31402,25.61027],[-111.31143,25.61145],[-111.30957,25.61232],[-111.30647,25.6149],[-111.3028,25.61798],[-111.30038,25.61998],[-111.29767,25.62223],[-111.29613,25.62353],[-111.2932,25.62594],[-111.29135,25.62748],[-111.28762,25.6306],[-111.28357,25.63393],[-111.28124,25.63589],[-111.27813,25.63847],[-111.27635,25.63995],[-111.27397,25.64195],[-111.2719,25.64365],[-111.26969,25.64551],[-111.26868,25.64634],[-111.26445,25.64988],[-111.26139,25.65241],[-111.25889,25.6545],[-111.25593,25.65698],[-111.25301,25.65941],[-111.25037,25.66159],[-111.24832,25.66329],[-111.2462,25.66504],[-111.24362,25.66718],[-111.24081,25.66953],[-111.2387,25.67129],[-111.23913,25.6739],[-111.23956,25.67671],[-111.23982,25.67819],[-111.24064,25.6832],[-111.24102,25.68551],[-111.24166,25.68953],[-111.24244,25.69426],[-111.2428,25.69641],[-111.24318,25.69874],[-111.24354,25.70096],[-111.24428,25.70557],[-111.24481,25.70888],[-111.24628,25.71046],[-111.24917,25.71351],[-111.25148,25.71615],[-111.25358,25.71843],[-111.25523,25.72027],[-111.25668,25.72188],[-111.25816,25.72344],[-111.2604,25.72596],[-111.26389,25.72827],[-111.26654,25.73004],[-111.26878,25.73155],[-111.27038,25.73261],[-111.27367,25.73482],[-111.27634,25.73657],[-111.27951,25.73873],[-111.28272,25.74086],[-111.28572,25.74344],[-111.28875,25.74599],[-111.29252,25.74922],[-111.29391,25.75041],[-111.29622,25.7524],[-111.29939,25.75509],[-111.30172,25.75708],[-111.3036,25.75871],[-111.30666,25.76128],[-111.30911,25.76338],[-111.3118,25.76568],[-111.31419,25.76773],[-111.31655,25.76975],[-111.3176,25.77252],[-111.31867,25.77532],[-111.31919,25.7767],[-111.32027,25.77952],[-111.32131,25.78225],[-111.32211,25.7843],[-111.32318,25.78712],[-111.32425,25.78992],[-111.32549,25.79316],[-111.32672,25.79638],[-111.32777,25.79912],[-111.32865,25.80141],[-111.32871,25.80158],[-111.32966,25.80408],[-111.33077,25.80696],[-111.33168,25.80935],[-111.33292,25.81259],[-111.33408,25.81565],[-111.33498,25.81797],[-111.33607,25.8208],[-111.33613,25.82273],[-111.33623,25.8257],[-111.33635,25.82924],[-111.33645,25.83243],[-111.33656,25.83616],[-111.33673,25.84102],[-111.33685,25.84477],[-111.33692,25.84668],[-111.33854,25.85093],[-111.3394,25.85309],[-111.34059,25.85616],[-111.34162,25.8589],[-111.34277,25.86189],[-111.34386,25.86471],[-111.34502,25.86775],[-111.3462,25.87083],[-111.34735,25.87382],[-111.34831,25.87629],[-111.34923,25.87869],[-111.35041,25.88136],[-111.35171,25.88431],[-111.35311,25.88758],[-111.35588,25.8938],[-111.35765,25.89779],[-111.35866,25.90007],[-111.36005,25.90322],[-111.36184,25.9073],[-111.3651,25.91148],[-111.36857,25.91598],[-111.37058,25.9186],[-111.3717,25.92001],[-111.37423,25.92331],[-111.37595,25.92553],[-111.37825,25.92851],[-111.38013,25.93093],[-111.38,25.93447],[-111.37989,25.93735],[-111.37981,25.9397],[-111.37974,25.94186],[-111.3796,25.94565],[-111.37947,25.94909],[-111.37936,25.95215],[-111.37927,25.95483],[-111.37917,25.95738],[-111.37905,25.96093],[-111.37578,25.96083],[-111.37238,25.96073],[-111.3694,25.96064],[-111.36869,25.96064]]}}
Línea 115.0 kV | LineString | 115.0 kV | 1 |  |  | CFE |  |  |  |  | OpenStreetMap | {"type":"Feature","properties":{},"geometry":{"type":"LineString","coordinates":[[-111.75217,25.19909],[-111.75209,25.19866],[-111.75116,25.19816],[-111.75067,25.19829]]}}
Línea 115.0 kV | LineString | 115.0 kV | 1 |  |  | CFE |  |  |  |  | OpenStreetMap | {"type":"Feature","properties":{},"geometry":{"type":"LineString","coordinates":[[-111.75098,25.19716],[-111.75094,25.19748],[-111.75038,25.19768]]}}
Línea 115.0 kV | LineString | 115.0 kV | 1 |  |  | CFE |  |  |  |  | OpenStreetMap | {"type":"Feature","properties":{},"geometry":{"type":"LineString","coordinates":[[-111.77413,25.23836],[-111.77259,25.23715],[-111.77075,25.23559],[-111.76885,25.234]]}}
Línea 115.0 kV | LineString | 115.0 kV | 1 |  |  | CFE |  |  |  |  | OpenStreetMap | {"type":"Feature","properties":{},"geometry":{"type":"LineString","coordinates":[[-111.77413,25.23836],[-111.77186,25.23622],[-111.76935,25.23383],[-111.76808,25.23117],[-111.76683,25.22843],[-111.76564,25.22576],[-111.76434,25.22312],[-111.76307,25.22027],[-111.76171,25.21736],[-111.76037,25.21444],[-111.75894,25.2114],[-111.75752,25.20832],[-111.75614,25.20529],[-111.75472,25.20225],[-111.7534,25.19937],[-111.75299,25.19852]]}}
Línea 115.0 kV | LineString | 115.0 kV | 1 |  |  | CFE |  |  |  |  | OpenStreetMap | {"type":"Feature","properties":{},"geometry":{"type":"LineString","coordinates":[[-111.75055,25.19439],[-111.75169,25.1962],[-111.75238,25.19716],[-111.75299,25.19852]]}}
Línea 115.0 kV | LineString | 115.0 kV | 2 |  |  | CFE |  |  |  |  | OpenStreetMap | {"type":"Feature","properties":{},"geometry":{"type":"LineString","coordinates":[[-111.75299,25.19852],[-111.75105,25.19778],[-111.75051,25.19797]]}}
Línea 115.0 kV | LineString | 115.0 kV | 1 |  |  | CFE |  |  |  |  | OpenStreetMap | {"type":"Feature","properties":{},"geometry":{"type":"LineString","coordinates":[[-111.75055,25.19439],[-111.75154,25.19654],[-111.75097,25.19765],[-111.75045,25.19786]]}}
Línea 115.0 kV | LineString | 115.0 kV | 2 |  |  | CFE |  |  |  |  | OpenStreetMap | {"type":"Feature","properties":{},"geometry":{"type":"LineString","coordinates":[[-111.66524,25.01644],[-111.66624,25.01936],[-111.66643,25.01978]]}}
Línea 115.0 kV | LineString | 115.0 kV | 2 |  |  | CFE |  |  |  |  | OpenStreetMap | {"type":"Feature","properties":{},"geometry":{"type":"LineString","coordinates":[[-110.62966,24.08793],[-110.6292,24.08847]]}}
Línea 115.0 kV | LineString | 115.0 kV | 2 |  |  | CFE |  |  |  |  | OpenStreetMap | {"type":"Feature","properties":{},"geometry":{"type":"LineString","coordinates":[[-110.63022,24.08564],[-110.6297,24.08695],[-110.62967,24.0874]]}}
Línea 115.0 kV | LineString | 115.0 kV | 1 |  |  | CFE |  |  |  |  | OpenStreetMap | {"type":"Feature","properties":{},"geometry":{"type":"LineString","coordinates":[[-110.33728,24.03561],[-110.33757,24.036]]}}
Línea 115.0 kV | LineString | 115.0 kV | 2 |  |  | CFE |  |  |  |  | OpenStreetMap | {"type":"Feature","properties":{},"geometry":{"type":"LineString","coordinates":[[-110.33757,24.036],[-110.33908,24.03537]]}}
Línea 115.0 kV | LineString | 115.0 kV | 1 |  |  | CFE |  |  |  |  | OpenStreetMap | {"type":"Feature","properties":{},"geometry":{"type":"LineString","coordinates":[[-110.33743,24.03554],[-110.33757,24.036]]}}
Línea 115.0 kV | LineString | 115.0 kV |  |  |  | CFE |  |  |  |  | OpenStreetMap | {"type":"Feature","properties":{},"geometry":{"type":"LineString","coordinates":[[-110.33769,24.03551],[-110.33787,24.03612],[-110.3384,24.03733],[-110.33896,24.03818],[-110.3397,24.03853],[-110.33929,24.03955],[-110.3389,24.04056],[-110.33852,24.04158],[-110.33882,24.04184]]}}
Línea 115.0 kV | LineString | 115.0 kV | 1 |  |  | CFE |  |  |  |  | OpenStreetMap | {"type":"Feature","properties":{},"geometry":{"type":"LineString","coordinates":[[-110.33882,24.04184],[-110.33851,24.04219],[-110.33833,24.04212]]}}
Línea 115.0 kV | LineString | 115.0 kV | 1 |  |  | CFE |  |  |  |  | OpenStreetMap | {"type":"Feature","properties":{},"geometry":{"type":"LineString","coordinates":[[-110.3372,24.03563],[-110.33729,24.03606],[-110.33835,24.03821],[-110.33501,24.03997],[-110.33139,24.04183],[-110.32792,24.04373],[-110.32495,24.04515],[-110.32289,24.04772],[-110.32044,24.0507],[-110.31789,24.05386],[-110.31541,24.05693],[-110.31304,24.05987],[-110.31066,24.06278],[-110.30843,24.0655],[-110.30608,24.06838]]}}
Línea 115.0 kV | LineString | 115.0 kV | 1 |  |  | CFE |  |  |  |  | OpenStreetMap | {"type":"Feature","properties":{},"geometry":{"type":"LineString","coordinates":[[-110.33729,24.03606],[-110.33577,24.03676],[-110.33327,24.03784],[-110.33061,24.039],[-110.32872,24.03982],[-110.32741,24.04146],[-110.3257,24.04356],[-110.32372,24.046],[-110.32179,24.04837],[-110.31998,24.05058],[-110.31768,24.05341],[-110.31538,24.05622],[-110.31361,24.05838],[-110.31156,24.06091],[-110.31005,24.06279],[-110.30847,24.06476],[-110.30746,24.06598],[-110.30608,24.06838]]}}
Línea 115.0 kV | LineString | 115.0 kV | 1 |  |  | CFE |  |  |  |  | OpenStreetMap | {"type":"Feature","properties":{},"geometry":{"type":"LineString","coordinates":[[-110.33713,24.03567],[-110.33729,24.03606]]}}
Línea 115.0 kV | LineString | 115.0 kV | 1 |  |  | CFE |  |  |  |  | OpenStreetMap | {"type":"Feature","properties":{},"geometry":{"type":"LineString","coordinates":[[-110.33882,24.04184],[-110.33838,24.04297],[-110.33791,24.04417],[-110.33745,24.04538],[-110.33698,24.04656],[-110.33651,24.04774],[-110.33599,24.04911],[-110.33564,24.04999],[-110.33518,24.05118],[-110.33477,24.05221],[-110.33431,24.05338],[-110.33386,24.05454],[-110.33342,24.05568],[-110.33297,24.05682],[-110.33251,24.05797],[-110.33205,24.05912],[-110.33135,24.05889],[-110.33127,24.05913]]}}
Línea 115.0 kV | LineString | 115.0 kV | 1 |  |  | CFE |  |  |  |  | OpenStreetMap | {"type":"Feature","properties":{},"geometry":{"type":"LineString","coordinates":[[-110.34213,24.0851],[-110.34227,24.08551]]}}
Línea 115.0 kV | LineString | 115.0 kV | 2 |  |  | CFE |  |  |  |  | OpenStreetMap | {"type":"Feature","properties":{},"geometry":{"type":"LineString","coordinates":[[-110.34227,24.08551],[-110.34335,24.08281],[-110.34446,24.08007],[-110.34567,24.07704],[-110.34687,24.07407],[-110.34803,24.07115],[-110.34919,24.06825],[-110.35028,24.06553],[-110.34919,24.06255],[-110.34802,24.05936],[-110.34685,24.05631],[-110.3457,24.05314],[-110.34447,24.04985],[-110.3433,24.04665],[-110.34212,24.04362],[-110.34101,24.04053],[-110.33986,24.03746]]}}
Línea 115.0 kV | LineString | 115.0 kV | 1 |  |  | CFE |  |  |  |  | OpenStreetMap | {"type":"Feature","properties":{},"geometry":{"type":"LineString","coordinates":[[-110.34133,24.08521],[-110.34227,24.08551]]}}
Línea 115.0 kV | LineString | 115.0 kV | 1 |  |  | CFE |  |  |  |  | OpenStreetMap | {"type":"Feature","properties":{},"geometry":{"type":"LineString","coordinates":[[-109.71178,23.13235],[-109.71173,23.13283],[-109.71176,23.13307],[-109.71186,23.13392],[-109.71196,23.13477],[-109.71205,23.13563],[-109.71215,23.13648],[-109.71224,23.13734],[-109.71234,23.13819],[-109.71243,23.13905],[-109.71253,23.1399],[-109.71263,23.14075],[-109.71273,23.14161],[-109.71283,23.14246],[-109.71292,23.14331],[-109.71301,23.14417],[-109.71311,23.14502],[-109.71321,23.14587],[-109.7133,23.14672],[-109.7134,23.14757],[-109.71349,23.14843],[-109.71359,23.14928],[-109.71368,23.15013],[-109.71379,23.15099],[-109.71388,23.15184],[-109.71397,23.1527],[-109.71407,23.15355],[-109.71417,23.1544],[-109.71435,23.15504],[-109.71438,23.15524]]}}
Línea 115.0 kV | LineString | 115.0 kV | 1 |  |  | CFE |  |  |  |  | OpenStreetMap | {"type":"Feature","properties":{},"geometry":{"type":"LineString","coordinates":[[-109.69497,23.47242],[-109.69558,23.47245],[-109.69614,23.47202],[-109.69828,23.46895],[-109.70007,23.46652],[-109.70127,23.46477],[-109.70355,23.46168],[-109.7049,23.45982],[-109.70696,23.45701],[-109.71002,23.45273],[-109.7134,23.44814],[-109.71571,23.44494],[-109.71772,23.44221],[-109.72032,23.4386],[-109.72271,23.43532],[-109.72467,23.43264],[-109.72753,23.42873],[-109.72942,23.42615],[-109.73182,23.42284],[-109.73417,23.4196],[-109.73614,23.41688],[-109.73865,23.41339],[-109.7409,23.41034],[-109.74302,23.4074],[-109.74505,23.40459],[-109.7472,23.40162],[-109.74953,23.39841],[-109.75055,23.39465],[-109.7517,23.39035],[-109.75262,23.38695],[-109.75352,23.38352],[-109.75456,23.37966],[-109.75556,23.37587],[-109.75648,23.37245],[-109.75747,23.36868],[-109.758,23.36666],[-109.75874,23.36393],[-109.75944,23.36121],[-109.76028,23.35817],[-109.76106,23.35525],[-109.76183,23.35235],[-109.76257,23.34959],[-109.76369,23.34545],[-109.7642,23.34345],[-109.76473,23.34147],[-109.76498,23.34055],[-109.76612,23.33626],[-109.76604,23.33359],[-109.76593,23.33063],[-109.76589,23.32863],[-109.76588,23.32517],[-109.76582,23.32132],[-109.76577,23.31725],[-109.76583,23.31346],[-109.7658,23.30991],[-109.76575,23.30658],[-109.76571,23.30224],[-109.76567,23.2984],[-109.76562,23.2945],[-109.76559,23.29201],[-109.76554,23.28958],[-109.76447,23.28663],[-109.76344,23.28374],[-109.76249,23.28123],[-109.76148,23.27832],[-109.76019,23.27475],[-109.75811,23.27096],[-109.75771,23.26752],[-109.75751,23.26412],[-109.75563,23.26041],[-109.75464,23.25956],[-109.75301,23.25701],[-109.75136,23.25445],[-109.74966,23.25181],[-109.74793,23.24912],[-109.74611,23.2463],[-109.74418,23.24329],[-109.74228,23.24038],[-109.74042,23.23747],[-109.73846,23.23464],[-109.73649,23.23155],[-109.73431,23.22816],[-109.73215,23.22481],[-109.73032,23.22195],[-109.72854,23.21897],[-109.72656,23.21569],[-109.72425,23.2125],[-109.72222,23.20935],[-109.72038,23.20643],[-109.7185,23.2035],[-109.7166,23.20058],[-109.7147,23.19764],[-109.71281,23.19468],[-109.71091,23.19171],[-109.70954,23.18961],[-109.70808,23.18728],[-109.70634,23.18455],[-109.70674,23.18063],[-109.70705,23.17722],[-109.70738,23.17367],[-109.70772,23.16989],[-109.70763,23.16857],[-109.70792,23.16725],[-109.70802,23.16603],[-109.70816,23.16455],[-109.70828,23.16305],[-109.70841,23.16163],[-109.70855,23.16006],[-109.70867,23.15856],[-109.7088,23.15714],[-109.7089,23.15604],[-109.70901,23.15475],[-109.70913,23.15335],[-109.70936,23.15074],[-109.70949,23.14924],[-109.70963,23.14774],[-109.70975,23.14629],[-109.71003,23.14332],[-109.71031,23.14035],[-109.71058,23.13737],[-109.71074,23.13587],[-109.71086,23.13442],[-109.71101,23.13293],[-109.71113,23.13145],[-109.71125,23.12997],[-109.71155,23.12982]]}}
Línea 115.0 kV | LineString | 115.0 kV | 1 |  |  | CFE |  |  |  |  | OpenStreetMap | {"type":"Feature","properties":{},"geometry":{"type":"LineString","coordinates":[[-110.29919,24.0367],[-110.29849,24.03362],[-110.29748,24.02892],[-110.2965,24.02448],[-110.29556,24.02007],[-110.29452,24.01533],[-110.29414,24.01354],[-110.29366,24.01137],[-110.29331,24.00967],[-110.29281,24.00747],[-110.29234,24.0053],[-110.29185,24.00305],[-110.29141,24.00102],[-110.29096,23.99891],[-110.2905,23.99685],[-110.29006,23.9948],[-110.2896,23.99271],[-110.28906,23.99027],[-110.28864,23.98832],[-110.28817,23.98614],[-110.28771,23.98402],[-110.28726,23.98194],[-110.28681,23.97982],[-110.28629,23.97748],[-110.28578,23.97514],[-110.28536,23.97317],[-110.28493,23.97117],[-110.28446,23.96902],[-110.28397,23.96682],[-110.28347,23.96448],[-110.28297,23.9622],[-110.28252,23.96012],[-110.28214,23.95833],[-110.28164,23.9561],[-110.28119,23.95405],[-110.28073,23.9519],[-110.28051,23.95095],[-110.27989,23.94806],[-110.27941,23.94582],[-110.2789,23.94351],[-110.27846,23.94147],[-110.27798,23.9393],[-110.27753,23.93723],[-110.2771,23.93518],[-110.2767,23.9334],[-110.27625,23.93135],[-110.27578,23.92916],[-110.27531,23.92703],[-110.27487,23.92502],[-110.27442,23.92294],[-110.2739,23.92058],[-110.27339,23.91822],[-110.27288,23.91582],[-110.2712,23.91423],[-110.26955,23.91265],[-110.2678,23.91098],[-110.2661,23.90935],[-110.26442,23.90774],[-110.26281,23.9062],[-110.26107,23.90453],[-110.25948,23.90299],[-110.25832,23.9019],[-110.25671,23.90029],[-110.25504,23.89867],[-110.25337,23.89713],[-110.25177,23.8956],[-110.25018,23.89407],[-110.24867,23.89264],[-110.24722,23.89122],[-110.24571,23.88978],[-110.24422,23.88835],[-110.24251,23.88671],[-110.24094,23.88516],[-110.23923,23.88354],[-110.23761,23.88202],[-110.23597,23.88042],[-110.23448,23.87898],[-110.23286,23.87742],[-110.2312,23.87582],[-110.22953,23.87422],[-110.22781,23.87254],[-110.22611,23.87093],[-110.22449,23.86936],[-110.22264,23.86758],[-110.22107,23.86608],[-110.21944,23.86452],[-110.21782,23.86296],[-110.21632,23.86152],[-110.21474,23.86004],[-110.21306,23.85851],[-110.21145,23.85698],[-110.20978,23.85551],[-110.20834,23.85424],[-110.20627,23.85242],[-110.20532,23.85157],[-110.20371,23.8501],[-110.2016,23.84823],[-110.19953,23.84638],[-110.19824,23.84521],[-110.19594,23.84315],[-110.19472,23.84205],[-110.19301,23.84051],[-110.19146,23.83911],[-110.18962,23.83749],[-110.18826,23.83627],[-110.18661,23.83479],[-110.18514,23.83347],[-110.18329,23.83181],[-110.18158,23.83029],[-110.17983,23.82872],[-110.17783,23.8269],[-110.17648,23.82572],[-110.17533,23.82468],[-110.17284,23.82244],[-110.16971,23.81965],[-110.16719,23.81737],[-110.16482,23.81525],[-110.16308,23.81371],[-110.16188,23.81263],[-110.16025,23.81118],[-110.15863,23.80974],[-110.15706,23.80832],[-110.15537,23.8068],[-110.15364,23.80527],[-110.15239,23.80414],[-110.15074,23.8027],[-110.14637,23.79876],[-110.14199,23.79486],[-110.13738,23.79071],[-110.13534,23.78894],[-110.13121,23.78523],[-110.1289,23.78315],[-110.12732,23.78382],[-110.12285,23.78575],[-110.12268,23.78582],[-110.12241,23.78546]]}}
Línea 115.0 kV | LineString | 115.0 kV | 1 |  |  | CFE |  |  |  |  | OpenStreetMap | {"type":"Feature","properties":{},"geometry":{"type":"LineString","coordinates":[[-109.15435,27.1033],[-109.15474,27.10321],[-109.15476,27.10289]]}}
Línea 115.0 kV | LineString | 115.0 kV | 2 |  |  | CFE |  |  |  |  | OpenStreetMap | {"type":"Feature","properties":{},"geometry":{"type":"LineString","coordinates":[[-109.14164,27.15822],[-109.14208,27.15632],[-109.14241,27.15491],[-109.14263,27.15396],[-109.14284,27.15307],[-109.14324,27.15132],[-109.14357,27.14991],[-109.14396,27.14821],[-109.14425,27.14699],[-109.14451,27.14586],[-109.14479,27.14464],[-109.14506,27.14351],[-109.14525,27.14267],[-109.14548,27.14168],[-109.14573,27.14061],[-109.14598,27.13951],[-109.14619,27.13861],[-109.14657,27.13698],[-109.14685,27.13575],[-109.14715,27.13448],[-109.14736,27.13358],[-109.1476,27.13256],[-109.14787,27.1314],[-109.14814,27.13023],[-109.14839,27.12913],[-109.14861,27.12814],[-109.1489,27.12689],[-109.1492,27.12554],[-109.14974,27.12324],[-109.15013,27.12152],[-109.15052,27.11979],[-109.15078,27.11873],[-109.15104,27.1176],[-109.15129,27.1165],[-109.15153,27.11548],[-109.15177,27.11445],[-109.15201,27.1134],[-109.15225,27.11236],[-109.1525,27.11127],[-109.15273,27.11025],[-109.153,27.10915],[-109.15324,27.10806],[-109.15351,27.10693],[-109.15384,27.10549],[-109.15416,27.10411],[-109.15435,27.1033]]}}
Línea 115.0 kV | LineString | 115.0 kV | 1 |  |  | CFE |  |  |  |  | OpenStreetMap | {"type":"Feature","properties":{},"geometry":{"type":"LineString","coordinates":[[-109.15435,27.1033],[-109.15457,27.10285]]}}
Línea 115.0 kV | LineString | 115.0 kV | 1 |  |  | Comisión Federal de Electricidad |  |  |  |  | OpenStreetMap | {"type":"Feature","properties":{},"geometry":{"type":"LineString","coordinates":[[-109.37474,27.07063],[-109.37473,27.07113],[-109.37461,27.07343],[-109.37457,27.07422],[-109.37305,27.07425],[-109.37093,27.07429],[-109.36873,27.07431],[-109.36603,27.07432],[-109.36368,27.07434],[-109.3614,27.07436],[-109.3589,27.0744],[-109.35635,27.07443],[-109.35392,27.07446],[-109.3513,27.07448],[-109.3487,27.0745],[-109.34617,27.07456],[-109.3438,27.0746],[-109.34095,27.07463],[-109.33837,27.07465],[-109.33581,27.07468],[-109.3332,27.07472],[-109.33074,27.07477],[-109.32781,27.07481],[-109.32511,27.07484],[-109.32199,27.07487],[-109.32017,27.0749],[-109.31781,27.07494],[-109.31512,27.07496],[-109.31271,27.07498],[-109.31043,27.07503],[-109.3088,27.07505],[-109.30718,27.07507],[-109.30556,27.07509],[-109.30314,27.07511],[-109.3005,27.07516],[-109.29802,27.07518],[-109.29569,27.07521],[-109.29307,27.07509],[-109.29018,27.07493],[-109.2878,27.07484],[-109.28609,27.07632],[-109.28463,27.07758],[-109.28298,27.07902],[-109.28081,27.08089],[-109.27988,27.08171],[-109.27821,27.08315],[-109.27638,27.08474],[-109.274,27.0851],[-109.2717,27.08544],[-109.26886,27.08586],[-109.26564,27.0863],[-109.26261,27.08678],[-109.25984,27.08717],[-109.2573,27.08756],[-109.25458,27.08795],[-109.25233,27.08828],[-109.24977,27.08867],[-109.24754,27.089],[-109.24449,27.08944],[-109.24213,27.08978],[-109.23969,27.09017],[-109.23714,27.09053],[-109.23514,27.09082],[-109.23282,27.09117],[-109.2309,27.09148],[-109.22881,27.09176],[-109.22654,27.0921],[-109.22403,27.09248],[-109.22156,27.09284],[-109.2188,27.09325],[-109.21616,27.09364],[-109.21357,27.09403],[-109.21109,27.09439],[-109.20849,27.09476],[-109.2064,27.09505],[-109.20409,27.0954],[-109.2015,27.09578],[-109.19935,27.0961],[-109.19682,27.09647],[-109.19417,27.09687],[-109.19132,27.09727],[-109.18879,27.09766],[-109.18618,27.09804],[-109.18335,27.09846],[-109.18049,27.09889],[-109.17673,27.09944],[-109.17443,27.09976],[-109.17198,27.10013],[-109.16932,27.10053],[-109.16658,27.10094],[-109.16505,27.10116],[-109.16225,27.10156],[-109.16001,27.1019],[-109.15726,27.10229],[-109.15554,27.10255],[-109.15492,27.10262]]}}
Línea 115.0 kV | LineString | 115.0 kV | 1 |  |  | CFE |  |  |  |  | OpenStreetMap | {"type":"Feature","properties":{},"geometry":{"type":"LineString","coordinates":[[-109.61979,26.93369],[-109.61994,26.93372],[-109.62012,26.93375],[-109.62175,26.93386],[-109.62338,26.93395],[-109.62507,26.93405],[-109.62688,26.93417],[-109.62846,26.93423],[-109.63037,26.93435],[-109.63214,26.93451],[-109.63211,26.93616],[-109.63209,26.93795],[-109.63206,26.93965],[-109.63203,26.94131],[-109.63199,26.94287],[-109.63199,26.94445],[-109.63194,26.94599],[-109.63192,26.94755],[-109.63187,26.94911],[-109.63241,26.95069],[-109.63385,26.95071],[-109.63522,26.95071],[-109.63666,26.95073],[-109.63812,26.95075],[-109.63961,26.95145],[-109.64105,26.95214],[-109.64249,26.95284],[-109.64427,26.95369],[-109.64619,26.95461],[-109.6477,26.95533],[-109.64932,26.95612],[-109.65081,26.95682],[-109.65241,26.95758],[-109.65406,26.95838],[-109.65574,26.95918],[-109.65734,26.95994],[-109.65858,26.96054],[-109.65978,26.96111],[-109.66095,26.96165],[-109.66201,26.96215],[-109.66311,26.96266],[-109.66386,26.96303],[-109.66436,26.96321]]}}
Línea 115.0 kV | LineString | 115.0 kV | 1 |  |  | CFE |  |  |  |  | OpenStreetMap | {"type":"Feature","properties":{},"geometry":{"type":"LineString","coordinates":[[-109.63762,26.8541],[-109.63715,26.85416],[-109.63683,26.85582],[-109.63644,26.85792],[-109.63609,26.85996],[-109.63578,26.86171],[-109.63544,26.8636],[-109.63511,26.86548],[-109.63477,26.86745],[-109.6344,26.86949],[-109.63402,26.87162],[-109.63357,26.87406],[-109.63321,26.8762],[-109.63282,26.87831],[-109.63245,26.88045],[-109.63208,26.88259],[-109.63176,26.88434],[-109.63144,26.88608],[-109.63108,26.88804],[-109.63079,26.88972],[-109.63044,26.89167],[-109.63006,26.89378],[-109.62969,26.89583],[-109.62931,26.89803],[-109.62891,26.90027],[-109.62785,26.90101],[-109.62679,26.90177],[-109.6249,26.90313],[-109.62299,26.90449],[-109.62105,26.90588],[-109.61901,26.90734],[-109.61938,26.90947],[-109.61982,26.91184],[-109.62021,26.9139],[-109.62059,26.91599],[-109.62097,26.91821],[-109.62138,26.92048],[-109.62177,26.92263],[-109.62216,26.92476],[-109.62253,26.9269],[-109.62285,26.92859],[-109.62307,26.92986],[-109.62333,26.93129],[-109.62156,26.93259],[-109.61994,26.93372],[-109.6198,26.93382],[-109.6181,26.93507],[-109.61628,26.93638],[-109.61456,26.93762],[-109.61285,26.93888],[-109.61112,26.94012],[-109.6094,26.94138],[-109.60767,26.94261],[-109.60595,26.94385],[-109.60423,26.94511],[-109.60249,26.94634],[-109.60079,26.94759],[-109.59905,26.94883],[-109.59731,26.95006],[-109.5956,26.95133],[-109.59384,26.9526],[-109.59212,26.95382],[-109.59039,26.95506],[-109.58864,26.9563],[-109.58692,26.95756],[-109.58518,26.9588],[-109.58345,26.96004],[-109.58157,26.96141],[-109.57969,26.96278],[-109.57771,26.96419],[-109.57594,26.96545],[-109.57418,26.96673],[-109.57242,26.96801],[-109.57064,26.96927],[-109.56888,26.97055],[-109.56711,26.97181],[-109.56537,26.97306],[-109.56365,26.97431],[-109.56194,26.97555],[-109.5602,26.97679],[-109.55848,26.97804],[-109.55676,26.97927],[-109.55501,26.98051],[-109.55313,26.98187],[-109.55101,26.98339],[-109.54948,26.9845],[-109.54784,26.98568],[-109.54616,26.9869],[-109.54455,26.98806],[-109.54277,26.98933],[-109.54102,26.99054],[-109.53924,26.99181],[-109.53751,26.99306],[-109.53583,26.99429],[-109.53407,26.99552],[-109.53232,26.99677],[-109.5305,26.99808],[-109.52905,26.99927],[-109.52749,27.00055],[-109.52585,27.00189],[-109.52416,27.00328],[-109.52258,27.00457],[-109.52094,27.00591],[-109.5192,27.00734],[-109.51747,27.00875],[-109.51586,27.01007],[-109.51423,27.0114],[-109.5126,27.01274],[-109.51098,27.01407],[-109.50936,27.01539],[-109.50734,27.01666],[-109.50545,27.01782],[-109.50389,27.01881],[-109.50215,27.01988],[-109.50032,27.02102],[-109.49842,27.02218],[-109.49737,27.02285],[-109.49546,27.02406],[-109.49365,27.02519],[-109.49184,27.02633],[-109.49007,27.02754],[-109.48829,27.02874],[-109.48653,27.02993],[-109.48475,27.03107],[-109.48291,27.03224],[-109.48104,27.03333],[-109.47919,27.03443],[-109.47734,27.03551],[-109.4755,27.03661],[-109.47318,27.03667],[-109.47066,27.03674],[-109.46825,27.03679],[-109.46584,27.03687],[-109.46352,27.03691],[-109.46121,27.03698],[-109.45931,27.03703],[-109.45711,27.03709],[-109.45483,27.03715],[-109.45287,27.03859],[-109.4509,27.04005],[-109.44895,27.04149],[-109.44702,27.04293],[-109.44507,27.04436],[-109.44311,27.04579],[-109.44138,27.04708],[-109.43987,27.04849],[-109.43908,27.04922],[-109.43912,27.04939]]}}
Línea 115.0 kV | LineString | 115.0 kV | 1 |  |  | CFE |  |  |  |  | OpenStreetMap | {"type":"Feature","properties":{},"geometry":{"type":"LineString","coordinates":[[-109.36482,26.88182],[-109.36469,26.88162],[-109.36498,26.88133],[-109.3643,26.88029],[-109.36362,26.87926],[-109.36291,26.87822],[-109.36397,26.87696],[-109.36501,26.87574],[-109.36604,26.87452],[-109.36708,26.87329],[-109.36813,26.87204],[-109.36918,26.87079],[-109.37016,26.86963],[-109.37158,26.86898],[-109.3728,26.86841],[-109.37416,26.86779],[-109.37569,26.86707],[-109.377,26.86646],[-109.37837,26.86585],[-109.37933,26.86544],[-109.38025,26.86501],[-109.37972,26.86405]]}}
Línea 115.0 kV | LineString | 115.0 kV | 1 |  |  | CFE |  |  |  |  | OpenStreetMap | {"type":"Feature","properties":{},"geometry":{"type":"LineString","coordinates":[[-109.43125,26.99788],[-109.43183,26.99683],[-109.43156,26.99464],[-109.43132,26.99263],[-109.4311,26.99074],[-109.43082,26.98848],[-109.43053,26.98619],[-109.43027,26.98396],[-109.43002,26.98187],[-109.42975,26.97965],[-109.42949,26.97739],[-109.42921,26.9751],[-109.42893,26.97287],[-109.42868,26.97074],[-109.42841,26.96847],[-109.42817,26.96646],[-109.42793,26.9645],[-109.42767,26.96229],[-109.42742,26.96015],[-109.42715,26.95794],[-109.42688,26.95568],[-109.4266,26.95346],[-109.4264,26.95169],[-109.42617,26.9498],[-109.42588,26.94755],[-109.42569,26.94601],[-109.42552,26.9444],[-109.42442,26.94237],[-109.42375,26.94113],[-109.42306,26.93984],[-109.42238,26.93858],[-109.42129,26.93657],[-109.4202,26.93455],[-109.41912,26.93255],[-109.41805,26.93056],[-109.41695,26.92853],[-109.41587,26.92651],[-109.41495,26.92482],[-109.41387,26.92279],[-109.41276,26.92074],[-109.41167,26.91873],[-109.41056,26.91668],[-109.40944,26.91466],[-109.40834,26.91266],[-109.40742,26.91087],[-109.40706,26.90863],[-109.40671,26.90642],[-109.40637,26.90415],[-109.40603,26.90192],[-109.40569,26.89973],[-109.40536,26.89748],[-109.40501,26.89525],[-109.40463,26.893],[-109.4029,26.89135],[-109.40117,26.8897],[-109.39942,26.88808],[-109.39784,26.8866],[-109.39608,26.88496],[-109.39435,26.88334],[-109.3926,26.88172],[-109.39134,26.88053],[-109.39025,26.87952],[-109.38917,26.87752],[-109.3881,26.8755],[-109.387,26.87348],[-109.3859,26.87145],[-109.38484,26.8695],[-109.38376,26.8675],[-109.38267,26.86544],[-109.38159,26.86347],[-109.38053,26.86146],[-109.37943,26.85943],[-109.37836,26.8574],[-109.37724,26.85538],[-109.37616,26.85337],[-109.37505,26.85135],[-109.37401,26.8494],[-109.37293,26.84738],[-109.37182,26.84535],[-109.37109,26.84399],[-109.37038,26.84265],[-109.36966,26.8413],[-109.36844,26.83905],[-109.3675,26.83732],[-109.36645,26.83532],[-109.36538,26.83335],[-109.36431,26.83137],[-109.36325,26.8294],[-109.36223,26.82749],[-109.36114,26.82549],[-109.36007,26.82351],[-109.35906,26.82164],[-109.35803,26.81972],[-109.35703,26.81786],[-109.35602,26.81599],[-109.35503,26.81415],[-109.35401,26.81231],[-109.35287,26.81015],[-109.35173,26.80802],[-109.35082,26.80624],[-109.34943,26.80376],[-109.34835,26.80177],[-109.34729,26.7998],[-109.34623,26.79784],[-109.34518,26.79587],[-109.34408,26.79385],[-109.34318,26.79219],[-109.34231,26.79054],[-109.34147,26.7889],[-109.34055,26.78727],[-109.33965,26.78563],[-109.33819,26.78385],[-109.33664,26.78209],[-109.33512,26.78028],[-109.3336,26.77847],[-109.33208,26.77668],[-109.33058,26.77492],[-109.32905,26.77312],[-109.32753,26.77133],[-109.32604,26.76957],[-109.32453,26.76778],[-109.323,26.76599],[-109.32149,26.76422],[-109.31999,26.76244],[-109.31847,26.76066],[-109.31695,26.75888],[-109.31543,26.7571],[-109.31395,26.75538],[-109.31243,26.7536],[-109.31094,26.75185],[-109.30997,26.75066],[-109.30894,26.74946],[-109.30796,26.74828],[-109.30643,26.74649],[-109.30492,26.7447],[-109.30341,26.74293],[-109.30191,26.74115],[-109.30039,26.73938],[-109.29888,26.73759],[-109.29735,26.73579],[-109.29583,26.73399],[-109.29429,26.73219],[-109.29278,26.7304],[-109.29126,26.7286],[-109.28976,26.72686],[-109.28846,26.72535],[-109.28674,26.72326],[-109.28536,26.72164],[-109.28388,26.7199],[-109.28244,26.71818],[-109.28094,26.71643],[-109.27947,26.71469],[-109.27799,26.71294],[-109.27645,26.71113],[-109.27492,26.70931],[-109.27341,26.70754],[-109.27185,26.7057],[-109.27033,26.70391],[-109.26897,26.70229],[-109.26764,26.70072],[-109.2663,26.69913],[-109.26506,26.69769],[-109.26385,26.69624],[-109.26264,26.69481],[-109.26137,26.69334],[-109.26016,26.69191],[-109.25895,26.69046],[-109.25752,26.68875],[-109.25606,26.68704],[-109.25459,26.68531],[-109.25312,26.68359],[-109.25169,26.68187],[-109.25022,26.68014],[-109.24876,26.67844],[-109.24732,26.67672],[-109.24685,26.67616],[-109.24587,26.67502],[-109.2444,26.67327],[-109.24292,26.67156],[-109.24148,26.66984],[-109.24026,26.66841],[-109.23873,26.66661],[-109.23725,26.66486],[-109.23569,26.66304],[-109.23416,26.66122],[-109.23266,26.65949],[-109.23166,26.65832],[-109.22965,26.65595],[-109.22811,26.65414],[-109.22677,26.65257],[-109.22543,26.65101],[-109.2239,26.64924],[-109.22243,26.64749],[-109.22091,26.64571],[-109.21956,26.64413],[-109.2182,26.64252],[-109.21684,26.64094],[-109.21545,26.63931],[-109.21405,26.63771],[-109.21265,26.63604],[-109.21107,26.63419],[-109.20956,26.63244],[-109.20807,26.63068],[-109.20657,26.62891],[-109.20505,26.62714],[-109.20352,26.62536],[-109.20198,26.62354],[-109.20044,26.62174],[-109.19889,26.61993],[-109.19734,26.61811],[-109.19589,26.61644],[-109.19446,26.61471],[-109.19304,26.61308],[-109.19164,26.61145],[-109.19026,26.60986],[-109.18895,26.6083],[-109.18744,26.6065],[-109.18587,26.60469],[-109.18436,26.60292],[-109.18284,26.60112],[-109.18146,26.59948],[-109.18002,26.59784],[-109.17862,26.59618],[-109.17721,26.59454],[-109.17567,26.59274],[-109.17416,26.59095],[-109.1726,26.58913],[-109.17108,26.58733],[-109.16953,26.58555],[-109.16802,26.58377],[-109.16652,26.582],[-109.16497,26.58018],[-109.16396,26.579],[-109.16293,26.57782],[-109.16198,26.57668],[-109.16047,26.57492],[-109.15904,26.57325],[-109.15761,26.57157],[-109.15622,26.56994],[-109.15484,26.56831],[-109.15343,26.56665],[-109.15191,26.56487],[-109.15036,26.56306],[-109.14881,26.56125],[-109.1473,26.55948],[-109.14573,26.55766],[-109.14419,26.55587],[-109.14264,26.55408],[-109.14114,26.55231],[-109.13961,26.55053],[-109.13809,26.54873],[-109.13657,26.54696],[-109.13505,26.54518],[-109.13368,26.54356],[-109.13213,26.54175],[-109.13059,26.53994],[-109.12907,26.53816],[-109.12753,26.53638],[-109.12608,26.53467],[-109.12449,26.53278],[-109.12297,26.53103],[-109.12156,26.52938],[-109.12006,26.52762],[-109.11854,26.52583],[-109.11702,26.52405],[-109.11547,26.52225],[-109.11395,26.52049],[-109.11243,26.51869],[-109.1109,26.5169],[-109.10937,26.51513],[-109.10779,26.51322],[-109.10627,26.51143],[-109.10475,26.50966],[-109.10328,26.508],[-109.10186,26.50633],[-109.10041,26.50463],[-109.09891,26.50287],[-109.09737,26.50107],[-109.09584,26.49927],[-109.09434,26.49749],[-109.09344,26.49643],[-109.09291,26.49585],[-109.09139,26.49408],[-109.09036,26.4929],[-109.08831,26.49047],[-109.08681,26.48872],[-109.08539,26.48704],[-109.08397,26.48539],[-109.08239,26.48355],[-109.08089,26.48181],[-109.07934,26.47998],[-109.07784,26.47822],[-109.07612,26.47622],[-109.0748,26.47469],[-109.07328,26.47287],[-109.07179,26.47111],[-109.07075,26.46992],[-109.0687,26.46757],[-109.06715,26.46576],[-109.06562,26.46395],[-109.0641,26.46216],[-109.06265,26.46047],[-109.06118,26.45876],[-109.05974,26.45709],[-109.05828,26.45541],[-109.05693,26.45384],[-109.05544,26.45206],[-109.05406,26.45041],[-109.0526,26.44874],[-109.05116,26.44707],[-109.04972,26.44539],[-109.04827,26.44366],[-109.0461,26.44245],[-109.04403,26.44133],[-109.04199,26.44018],[-109.03995,26.43909],[-109.03807,26.43807],[-109.03634,26.43714],[-109.03474,26.43625],[-109.03276,26.43514],[-109.03062,26.43396],[-109.02852,26.43281],[-109.02673,26.4318],[-109.02637,26.4316],[-109.02424,26.43043],[-109.02217,26.4293],[-109.01998,26.42809],[-109.0178,26.4269],[-109.01574,26.4258],[-109.0134,26.42451],[-109.01145,26.42343],[-109.00934,26.42227],[-109.00721,26.42111],[-109.00556,26.4202],[-109.00295,26.41877],[-109.00152,26.41798],[-109.00009,26.4172],[-108.99866,26.41642],[-108.99673,26.41536],[-108.99446,26.41411],[-108.99324,26.41343],[-108.99145,26.41246]]}}
Línea 115.0 kV | LineString | 115.0 kV | 3 |  |  | CFE |  |  |  |  | OpenStreetMap | {"type":"Feature","properties":{},"geometry":{"type":"LineString","coordinates":[[-109.43125,26.99788],[-109.4317,27.00124],[-109.43218,27.00435],[-109.43264,27.00744],[-109.43309,27.01043]]}}
Línea 115.0 kV | LineString | 115.0 kV | 1 |  |  | CFE |  |  |  |  | OpenStreetMap | {"type":"Feature","properties":{},"geometry":{"type":"LineString","coordinates":[[-109.43309,27.01043],[-109.43369,27.01243],[-109.43386,27.01386],[-109.43416,27.01608],[-109.43444,27.01831],[-109.4347,27.02054],[-109.43497,27.02271],[-109.43523,27.02496],[-109.43547,27.02706],[-109.43576,27.02923],[-109.43606,27.0315],[-109.4362,27.03251],[-109.43636,27.03372],[-109.43665,27.03594],[-109.43696,27.03803],[-109.43714,27.03939],[-109.43726,27.04026],[-109.43756,27.04253],[-109.43788,27.04478],[-109.43803,27.04586],[-109.43822,27.04724],[-109.43858,27.0487]]}}
Línea 115.0 kV | LineString | 115.0 kV | 2 |  |  | CFE |  |  |  |  | OpenStreetMap | {"type":"Feature","properties":{},"geometry":{"type":"LineString","coordinates":[[-109.37896,26.86379],[-109.37959,26.86348],[-109.3817,26.86244]]}}
Línea 115.0 kV | LineString | 115.0 kV | 2 |  |  | CFE |  |  |  |  | OpenStreetMap | {"type":"Feature","properties":{},"geometry":{"type":"LineString","coordinates":[[-109.37879,26.86347],[-109.37942,26.86319],[-109.3817,26.86244]]}}
Línea 115.0 kV | LineString | 115.0 kV | 4 |  |  | CFE |  |  |  |  | OpenStreetMap | {"type":"Feature","properties":{},"geometry":{"type":"LineString","coordinates":[[-109.3817,26.86244],[-109.38536,26.86339],[-109.38921,26.86434],[-109.39297,26.86524],[-109.39714,26.86629],[-109.40131,26.8673],[-109.40536,26.86829],[-109.40964,26.86935],[-109.41386,26.87037],[-109.41709,26.87112]]}}
Línea 115.0 kV | LineString | 115.0 kV | 1 |  |  | CFE |  |  |  |  | OpenStreetMap | {"type":"Feature","properties":{},"geometry":{"type":"LineString","coordinates":[[-109.43877,27.04942],[-109.43858,27.0487]]}}
Línea 115.0 kV | LineString | 115.0 kV | 1 |  |  | CFE |  |  |  |  | OpenStreetMap | {"type":"Feature","properties":{},"geometry":{"type":"LineString","coordinates":[[-109.4386,27.04942],[-109.43858,27.0487],[-109.43825,27.04951]]}}
Línea 115.0 kV | LineString | 115.0 kV | 1 |  |  | CFE |  |  |  |  | OpenStreetMap | {"type":"Feature","properties":{},"geometry":{"type":"LineString","coordinates":[[-109.43854,27.04954],[-109.43825,27.04951]]}}
Línea 115.0 kV | LineString | 115.0 kV | 1 |  |  | CFE |  |  |  |  | OpenStreetMap | {"type":"Feature","properties":{},"geometry":{"type":"LineString","coordinates":[[-109.50713,27.15436],[-109.50713,27.15422],[-109.50842,27.15288],[-109.5096,27.15165],[-109.50963,27.15108],[-109.5109,27.14978],[-109.51211,27.14854],[-109.51339,27.14723],[-109.51456,27.14603],[-109.51576,27.1448],[-109.51702,27.14352],[-109.51826,27.14224],[-109.51917,27.1413],[-109.52049,27.13996],[-109.52171,27.13873],[-109.52292,27.13745],[-109.52415,27.13619],[-109.52539,27.13492],[-109.52664,27.13364],[-109.52793,27.13232],[-109.52915,27.13105],[-109.53032,27.12984],[-109.53144,27.1287],[-109.53262,27.12749],[-109.53386,27.12623],[-109.53504,27.125],[-109.53627,27.12374],[-109.53746,27.12251],[-109.53868,27.12126],[-109.5399,27.12002],[-109.54112,27.11876],[-109.54229,27.11755],[-109.54338,27.11643],[-109.54528,27.11644],[-109.54708,27.11643],[-109.54881,27.11644],[-109.55056,27.11644],[-109.55258,27.11644],[-109.55434,27.11644],[-109.55627,27.11647],[-109.55807,27.11647],[-109.56,27.11645],[-109.56181,27.11647],[-109.56348,27.11647],[-109.56514,27.11647],[-109.56691,27.11647],[-109.56877,27.11647],[-109.57062,27.11646],[-109.57243,27.11647],[-109.57365,27.11646],[-109.5755,27.11645],[-109.57728,27.11647],[-109.57908,27.11646],[-109.58102,27.11647],[-109.58248,27.11647],[-109.5844,27.11647],[-109.5863,27.11647],[-109.58798,27.11647],[-109.58982,27.11647],[-109.5917,27.11648],[-109.59382,27.11648],[-109.59594,27.11648],[-109.59776,27.11649],[-109.5996,27.11647],[-109.60144,27.11647],[-109.60345,27.11647],[-109.60613,27.11647],[-109.60816,27.11647],[-109.60995,27.11647],[-109.61164,27.11647],[-109.61345,27.11647],[-109.61517,27.11647],[-109.61702,27.11647],[-109.61893,27.11647],[-109.62086,27.11647],[-109.62254,27.11647],[-109.6247,27.11647],[-109.62618,27.11647],[-109.62785,27.11647],[-109.62937,27.11647],[-109.63108,27.11647],[-109.63279,27.11647],[-109.63488,27.11647],[-109.63623,27.11647],[-109.63806,27.11647],[-109.63987,27.11647],[-109.64187,27.11647],[-109.64359,27.11647],[-109.64557,27.11647],[-109.64733,27.11647],[-109.6491,27.11647],[-109.6512,27.11646],[-109.6529,27.11647],[-109.65456,27.11648],[-109.65613,27.11649],[-109.65768,27.1165],[-109.65948,27.11651],[-109.66108,27.11652],[-109.66279,27.11653],[-109.66446,27.11654],[-109.66646,27.11655],[-109.66794,27.11653],[-109.66967,27.11658],[-109.67117,27.1165],[-109.67384,27.11644],[-109.67622,27.11636],[-109.67794,27.11634],[-109.67967,27.11632],[-109.68138,27.11631],[-109.6831,27.11629],[-109.68482,27.11627],[-109.68678,27.11628],[-109.68762,27.11648],[-109.68965,27.11648],[-109.69154,27.11649],[-109.69343,27.11649],[-109.69531,27.11648],[-109.69718,27.11649],[-109.69908,27.11648],[-109.70098,27.11649],[-109.7029,27.11649],[-109.70473,27.11649],[-109.70662,27.11648],[-109.70845,27.11648],[-109.71029,27.11648],[-109.71214,27.11649],[-109.71398,27.11649],[-109.71582,27.11649],[-109.71769,27.11649],[-109.71949,27.11648],[-109.72131,27.11648],[-109.72313,27.11648],[-109.72495,27.11649],[-109.72685,27.11648],[-109.72721,27.1168],[-109.72787,27.1168],[-109.72865,27.11681],[-109.72944,27.11681],[-109.73023,27.11683],[-109.73102,27.11683],[-109.73178,27.11683],[-109.73251,27.11683],[-109.73409,27.11684],[-109.73485,27.11684],[-109.73562,27.11686],[-109.73637,27.11687],[-109.73776,27.11686],[-109.73816,27.11654],[-109.73975,27.11654],[-109.74141,27.11654],[-109.74314,27.11654],[-109.74475,27.11653],[-109.74646,27.11653],[-109.74812,27.11653],[-109.7498,27.11646],[-109.75121,27.11644],[-109.75297,27.11642],[-109.7548,27.11641],[-109.7567,27.11637],[-109.75791,27.11638],[-109.7595,27.11638],[-109.76123,27.11638],[-109.7629,27.11639],[-109.76453,27.11639],[-109.76626,27.11639],[-109.7683,27.11639],[-109.76992,27.11641],[-109.76991,27.11697],[-109.76991,27.11814],[-109.76992,27.11917],[-109.77019,27.11919],[-109.77019,27.1196],[-109.76988,27.11957]]}}
Línea 115.0 kV | LineString | 115.0 kV | 1 |  |  | CFE |  |  |  |  | OpenStreetMap | {"type":"Feature","properties":{},"geometry":{"type":"LineString","coordinates":[[-109.63879,27.25681],[-109.63832,27.2564],[-109.63781,27.256],[-109.63505,27.25386],[-109.63208,27.25154],[-109.62919,27.24929],[-109.62618,27.24696],[-109.62329,27.2447],[-109.62028,27.24236],[-109.61734,27.24008],[-109.61434,27.23774],[-109.61135,27.23543],[-109.60828,27.23303],[-109.60543,27.23081],[-109.60249,27.22853],[-109.59945,27.22622],[-109.59635,27.2238],[-109.59352,27.22159],[-109.59055,27.21928],[-109.58758,27.21697],[-109.5846,27.21467],[-109.58156,27.21229],[-109.57894,27.21025],[-109.57606,27.208],[-109.57315,27.20575],[-109.57035,27.20352],[-109.56741,27.20124],[-109.56424,27.19877],[-109.56129,27.19647],[-109.5587,27.19446],[-109.55587,27.19226],[-109.55302,27.19005],[-109.55017,27.18783],[-109.54743,27.18569],[-109.54446,27.18339],[-109.54138,27.18099],[-109.53843,27.1787],[-109.53557,27.17651],[-109.5329,27.17443],[-109.52995,27.17214],[-109.52704,27.16988],[-109.52403,27.16754],[-109.52133,27.16544],[-109.52073,27.16512],[-109.51948,27.16415],[-109.51827,27.1632],[-109.51706,27.16226],[-109.51583,27.16129],[-109.51538,27.1608],[-109.51414,27.15982],[-109.51291,27.15885],[-109.51164,27.15787],[-109.51042,27.15693],[-109.50916,27.15595],[-109.50797,27.15501],[-109.50713,27.15436],[-109.50666,27.15402],[-109.50552,27.1532],[-109.50437,27.15238],[-109.50315,27.15142],[-109.50189,27.15044],[-109.50067,27.14949],[-109.49946,27.14854],[-109.49825,27.1476],[-109.49703,27.14665],[-109.4958,27.14569],[-109.49459,27.14474],[-109.49337,27.1438],[-109.49215,27.14285],[-109.49094,27.1419],[-109.48974,27.14098],[-109.48853,27.14004],[-109.48731,27.13908],[-109.48611,27.13813],[-109.48489,27.13719],[-109.48366,27.13623],[-109.48245,27.13529],[-109.48123,27.13434],[-109.47997,27.13336],[-109.47879,27.13243],[-109.47758,27.13149],[-109.47636,27.13055],[-109.47511,27.12956],[-109.47392,27.12866],[-109.47267,27.12768],[-109.47149,27.12676],[-109.4703,27.12583],[-109.46906,27.12485],[-109.46785,27.12388],[-109.46663,27.12295],[-109.46546,27.12204],[-109.46442,27.12124],[-109.46359,27.12058],[-109.46241,27.11964],[-109.46115,27.11867],[-109.46045,27.11818]]}}
Línea 115.0 kV | LineString | 115.0 kV | 1 |  |  | CFE |  |  |  |  | OpenStreetMap | {"type":"Feature","properties":{},"geometry":{"type":"LineString","coordinates":[[-109.63879,27.25681],[-109.63891,27.25668]]}}
Línea 115.0 kV | LineString | 115.0 kV | 1 |  |  | CFE |  |  |  |  | OpenStreetMap | {"type":"Feature","properties":{},"geometry":{"type":"LineString","coordinates":[[-109.77227,27.36004],[-109.77112,27.35915],[-109.76943,27.35784],[-109.76807,27.35677],[-109.76634,27.35544],[-109.76461,27.35408],[-109.76287,27.35274],[-109.76114,27.35139],[-109.7594,27.35005],[-109.75803,27.34898],[-109.75635,27.34769],[-109.75467,27.34637],[-109.7531,27.34516],[-109.75138,27.34383],[-109.74965,27.3425],[-109.74834,27.34149],[-109.74641,27.34],[-109.74506,27.33895],[-109.7433,27.3376],[-109.74199,27.33659],[-109.7407,27.3356],[-109.73951,27.33468],[-109.73773,27.3333],[-109.73695,27.33213],[-109.7363,27.33113],[-109.73493,27.33008],[-109.73393,27.32931],[-109.73324,27.32877],[-109.73158,27.32747],[-109.72993,27.32619],[-109.72836,27.32498],[-109.72658,27.32366],[-109.72473,27.32238],[-109.72286,27.32115],[-109.72098,27.31992],[-109.71912,27.31869],[-109.71734,27.31752],[-109.71574,27.31623],[-109.71331,27.31393],[-109.71044,27.31191],[-109.70767,27.31001],[-109.70591,27.30865],[-109.70422,27.30733],[-109.70255,27.30603],[-109.7008,27.30467],[-109.69904,27.30331],[-109.69728,27.30195],[-109.69553,27.30059],[-109.69375,27.29917],[-109.69185,27.29772],[-109.69036,27.29657],[-109.68861,27.29521],[-109.68635,27.29342],[-109.68514,27.29249],[-109.68358,27.29129],[-109.68237,27.29036],[-109.68113,27.28947],[-109.67932,27.28807],[-109.6774,27.28642],[-109.67605,27.28532],[-109.67464,27.28417],[-109.67307,27.28297],[-109.67133,27.28159],[-109.66945,27.28022],[-109.66734,27.27868],[-109.6655,27.27725],[-109.66371,27.27586],[-109.66188,27.27442],[-109.6601,27.27304],[-109.65828,27.27162],[-109.65649,27.27023],[-109.65466,27.26882],[-109.65285,27.26742],[-109.65095,27.26602],[-109.64902,27.26461],[-109.64686,27.26298],[-109.6443,27.26104],[-109.64257,27.25969],[-109.64084,27.25834],[-109.6391,27.25698],[-109.63879,27.25681]]}}
Línea 115.0 kV | LineString | 115.0 kV | 1 |  |  | CFE |  |  |  |  | OpenStreetMap | {"type":"Feature","properties":{},"geometry":{"type":"LineString","coordinates":[[-109.10598,27.22345],[-109.1059,27.22324],[-109.11497,27.20357],[-109.11555,27.20207],[-109.11592,27.20108],[-109.1166,27.19972],[-109.12034,27.19228],[-109.12234,27.18969],[-109.12389,27.18768],[-109.12704,27.18361],[-109.12859,27.18161],[-109.13117,27.17826],[-109.13339,27.17539],[-109.13506,27.17323],[-109.13765,27.1699],[-109.13951,27.16749],[-109.1398,27.16616],[-109.14027,27.16412],[-109.14086,27.16158],[-109.14155,27.15874],[-109.14164,27.15822]]}}
Línea 115.0 kV | LineString | 115.0 kV | 1 |  |  | CFE |  |  |  |  | OpenStreetMap | {"type":"Feature","properties":{},"geometry":{"type":"LineString","coordinates":[[-109.14176,27.15849],[-109.14173,27.15843],[-109.14164,27.15822]]}}
Línea 115.0 kV | LineString | 115.0 kV | 1 |  |  | CFE |  |  |  |  | OpenStreetMap | {"type":"Feature","properties":{},"geometry":{"type":"LineString","coordinates":[[-109.15469,27.10244],[-109.15479,27.10196],[-109.15481,27.10136],[-109.15466,27.10032],[-109.15449,27.09911],[-109.15221,27.09891],[-109.14996,27.0987],[-109.14719,27.09845],[-109.14466,27.09822],[-109.14197,27.09797],[-109.13968,27.09775],[-109.13747,27.09755],[-109.13531,27.09736],[-109.13306,27.09716],[-109.13092,27.09694],[-109.12852,27.09673],[-109.12664,27.09656],[-109.12402,27.09629],[-109.12132,27.09605],[-109.11887,27.09582],[-109.11591,27.09556],[-109.11252,27.09521],[-109.10996,27.09424],[-109.10754,27.0933],[-109.1056,27.09255],[-109.10366,27.09179],[-109.10143,27.09093],[-109.09994,27.09035],[-109.09742,27.08936],[-109.09553,27.08864],[-109.09346,27.08784],[-109.09144,27.08706],[-109.08968,27.08637],[-109.08802,27.08573],[-109.08603,27.08495],[-109.08451,27.08436],[-109.08315,27.08386],[-109.0811,27.08304],[-109.07856,27.08194],[-109.07658,27.08108],[-109.07459,27.0802],[-109.07243,27.07926],[-109.06991,27.07815],[-109.06718,27.07697],[-109.06498,27.07601],[-109.06276,27.07503],[-109.05952,27.07362]]}}
Línea 115.0 kV | LineString | 115.0 kV | 1 |  |  | CFE |  |  |  |  | OpenStreetMap | {"type":"Feature","properties":{},"geometry":{"type":"LineString","coordinates":[[-108.31728,25.70279],[-108.31764,25.70313],[-108.31795,25.70285],[-108.31728,25.70225],[-108.31782,25.70184],[-108.31838,25.70177],[-108.31852,25.69986],[-108.31676,25.69831],[-108.31584,25.6964],[-108.31373,25.69432],[-108.31185,25.69248],[-108.31182,25.69058],[-108.31176,25.68866],[-108.31171,25.68708],[-108.31167,25.68509],[-108.31163,25.68335],[-108.31158,25.6809],[-108.3115,25.67786],[-108.31089,25.67691],[-108.31089,25.67484],[-108.31086,25.67277],[-108.31084,25.67072],[-108.31081,25.66866],[-108.31077,25.66662],[-108.31074,25.66455],[-108.31071,25.6625],[-108.31069,25.66045],[-108.31066,25.65838],[-108.31064,25.65633],[-108.3106,25.65427],[-108.31057,25.65221],[-108.31056,25.65022],[-108.31052,25.64824],[-108.3105,25.64625],[-108.31047,25.64428],[-108.31045,25.64229],[-108.31042,25.64031],[-108.31038,25.6383],[-108.31037,25.63641],[-108.31034,25.63406],[-108.3097,25.6333],[-108.30782,25.63284],[-108.30595,25.63238],[-108.3041,25.63191],[-108.30452,25.63011],[-108.30495,25.62827],[-108.30538,25.62648],[-108.3058,25.62467],[-108.30552,25.62232],[-108.30529,25.62044],[-108.30505,25.61846],[-108.3048,25.61649],[-108.30452,25.61427],[-108.30284,25.61274],[-108.30137,25.61139],[-108.29989,25.61004],[-108.29822,25.60852],[-108.29864,25.60677],[-108.29905,25.60499],[-108.29944,25.60321],[-108.29983,25.60145],[-108.30023,25.59969],[-108.30064,25.5979],[-108.30103,25.59614],[-108.30146,25.59411],[-108.3019,25.59207],[-108.30233,25.59004],[-108.30279,25.58793],[-108.3032,25.58743],[-108.30338,25.58645],[-108.30333,25.58572],[-108.30307,25.58467],[-108.30259,25.58443],[-108.30126,25.58293],[-108.29986,25.58135],[-108.2994,25.57906],[-108.29897,25.57702],[-108.29855,25.57499],[-108.29806,25.57267],[-108.29668,25.57144],[-108.29529,25.57024],[-108.29391,25.56903],[-108.29399,25.5671],[-108.29407,25.56519],[-108.29414,25.56326],[-108.29422,25.56135],[-108.29429,25.55942],[-108.29436,25.55757],[-108.29444,25.5553],[-108.29451,25.55347],[-108.29457,25.55164],[-108.29463,25.54984],[-108.29453,25.54784],[-108.29441,25.5458],[-108.29431,25.54385],[-108.2942,25.54188],[-108.29409,25.5397],[-108.29399,25.5379],[-108.29387,25.53591],[-108.29375,25.53384],[-108.29364,25.53177],[-108.29354,25.52971],[-108.29495,25.52789],[-108.29638,25.52607],[-108.29686,25.52594],[-108.29731,25.52667],[-108.29816,25.5273],[-108.29881,25.52756],[-108.29942,25.52694],[-108.29903,25.52576],[-108.29857,25.52539],[-108.29838,25.52441],[-108.29829,25.52357],[-108.29855,25.52265],[-108.29864,25.52165],[-108.29883,25.52058],[-108.29892,25.51979],[-108.29897,25.51872],[-108.29914,25.51774],[-108.30002,25.51721],[-108.30035,25.5152],[-108.30066,25.51336],[-108.30102,25.51132],[-108.30152,25.50943],[-108.30207,25.50736],[-108.30262,25.50537],[-108.30319,25.50332],[-108.30394,25.50043],[-108.30509,25.49828],[-108.30692,25.4971],[-108.30719,25.4971]]}}
Línea 115.0 kV | LineString | 115.0 kV | 2 |  |  | CFE |  |  |  |  | OpenStreetMap | {"type":"Feature","properties":{},"geometry":{"type":"LineString","coordinates":[[-108.30746,25.49693],[-108.30768,25.49692],[-108.30782,25.49633],[-108.30908,25.49659],[-108.31023,25.49685],[-108.31174,25.49719],[-108.31331,25.49754],[-108.31413,25.49692],[-108.31499,25.4962],[-108.3154,25.49475],[-108.31581,25.49332],[-108.31619,25.49202],[-108.3165,25.49095],[-108.31683,25.48976]]}}
Línea 115.0 kV | LineString | 115.0 kV | 1 |  |  | CFE |  |  |  |  | OpenStreetMap | {"type":"Feature","properties":{},"geometry":{"type":"LineString","coordinates":[[-108.47105,25.54321],[-108.47114,25.54343]]}}
Línea 115.0 kV | LineString | 115.0 kV | 1 |  |  | CFE |  |  |  |  | OpenStreetMap | {"type":"Feature","properties":{},"geometry":{"type":"LineString","coordinates":[[-108.47105,25.54321],[-108.47129,25.54332]]}}
Línea 115.0 kV | LineString | 115.0 kV | 2 |  |  | CFE |  |  |  |  | OpenStreetMap | {"type":"Feature","properties":{},"geometry":{"type":"LineString","coordinates":[[-108.47574,25.53651],[-108.47561,25.53679],[-108.47499,25.53775],[-108.47436,25.53871],[-108.47373,25.53967],[-108.4731,25.54063],[-108.47247,25.54159],[-108.47182,25.54253],[-108.47105,25.54321]]}}
Línea 115.0 kV | LineString | 115.0 kV | 2 |  |  | CFE |  |  |  |  | OpenStreetMap | {"type":"Feature","properties":{},"geometry":{"type":"LineString","coordinates":[[-108.64552,25.6299],[-108.64389,25.63239],[-108.64212,25.63506],[-108.64049,25.63755],[-108.63893,25.63991],[-108.63715,25.6426],[-108.63543,25.64522],[-108.63373,25.64784],[-108.63194,25.65051],[-108.63051,25.65273],[-108.63046,25.65344],[-108.62908,25.65549],[-108.62768,25.65756],[-108.62709,25.65832]]}}
Línea 115.0 kV | LineString | 115.0 kV | 2 |  |  | CFE |  |  |  |  | OpenStreetMap | {"type":"Feature","properties":{},"geometry":{"type":"LineString","coordinates":[[-108.72315,25.67098],[-108.72266,25.67174],[-108.72211,25.67259],[-108.72277,25.67294],[-108.72255,25.6733],[-108.72237,25.6732]]}}
Línea 115.0 kV | LineString | 115.0 kV | 2 |  |  | CFE |  |  |  |  | OpenStreetMap | {"type":"Feature","properties":{},"geometry":{"type":"LineString","coordinates":[[-108.72315,25.67098],[-108.7245,25.67117],[-108.72742,25.67273],[-108.73074,25.67451],[-108.73415,25.67634],[-108.73703,25.67788],[-108.73939,25.67916]]}}
Línea 115.0 kV | LineString | 115.0 kV | 2 |  |  | CFE |  |  |  |  | OpenStreetMap | {"type":"Feature","properties":{},"geometry":{"type":"LineString","coordinates":[[-108.64552,25.6299],[-108.64772,25.63105],[-108.6505,25.63255],[-108.65379,25.63431],[-108.65716,25.63611],[-108.66032,25.63781],[-108.66326,25.63939],[-108.66632,25.64102],[-108.66958,25.64276],[-108.67246,25.6433],[-108.67589,25.64515],[-108.67925,25.64694],[-108.68253,25.6487],[-108.68598,25.65054],[-108.68924,25.65228],[-108.69261,25.65409],[-108.69607,25.65594],[-108.6995,25.65778],[-108.7029,25.6596],[-108.7059,25.6612],[-108.70862,25.66265],[-108.71129,25.66409],[-108.714,25.66555],[-108.71459,25.66672],[-108.7172,25.66812],[-108.71989,25.66955],[-108.72245,25.67092],[-108.72315,25.67098]]}}
Línea 115.0 kV | LineString | 115.0 kV | 2 |  |  | TRANSMISION C.F.E. |  |  |  |  | OpenStreetMap | {"type":"Feature","properties":{},"geometry":{"type":"LineString","coordinates":[[-108.90234,25.81809],[-108.9024,25.81792],[-108.90162,25.81705],[-108.89969,25.81804],[-108.89744,25.81609],[-108.89498,25.81394],[-108.89305,25.81226],[-108.89457,25.80965],[-108.89618,25.80687],[-108.89766,25.80434],[-108.89588,25.8028],[-108.89416,25.80131],[-108.89242,25.79979],[-108.89048,25.79811],[-108.89196,25.79556],[-108.89369,25.79258],[-108.89499,25.79031],[-108.89252,25.78817],[-108.89139,25.78778],[-108.89011,25.78744],[-108.88885,25.78712],[-108.88751,25.78676],[-108.88622,25.78642],[-108.88526,25.78578],[-108.88404,25.78545],[-108.88268,25.7851],[-108.88158,25.7848],[-108.88039,25.78448],[-108.88032,25.78346],[-108.8791,25.78314],[-108.87717,25.78262],[-108.87469,25.7817],[-108.87133,25.78044],[-108.86849,25.77937],[-108.86745,25.78025],[-108.8667,25.78088],[-108.86522,25.7805],[-108.86404,25.78018],[-108.86269,25.77982],[-108.8614,25.77949],[-108.86079,25.77831],[-108.85883,25.77781],[-108.85614,25.7771],[-108.85327,25.77633],[-108.84985,25.77543],[-108.84708,25.77471],[-108.84441,25.77399],[-108.84172,25.77328],[-108.83963,25.77273],[-108.83738,25.77214],[-108.8357,25.77031],[-108.83311,25.77079],[-108.83144,25.7711],[-108.82888,25.76974],[-108.82654,25.76844],[-108.8242,25.76718],[-108.82452,25.76636],[-108.82462,25.76623]]}}
Línea 115.0 kV | LineString | 115.0 kV | 1 |  |  | CFE |  |  |  |  | OpenStreetMap | {"type":"Feature","properties":{},"geometry":{"type":"LineString","coordinates":[[-109.05542,25.81319],[-109.05628,25.81367],[-109.05924,25.81536],[-109.06222,25.81707],[-109.0649,25.81858],[-109.06756,25.8201],[-109.07024,25.82164],[-109.07279,25.8231],[-109.0754,25.82456],[-109.07802,25.82605],[-109.08011,25.82725],[-109.0806,25.82959],[-109.08254,25.83132],[-109.08449,25.83303],[-109.08598,25.83518],[-109.08755,25.83659],[-109.08986,25.83804],[-109.09184,25.8399],[-109.09382,25.84177],[-109.0958,25.84364],[-109.09779,25.84549],[-109.09976,25.84736],[-109.10174,25.84924],[-109.10391,25.85126],[-109.10604,25.85328],[-109.10821,25.85532],[-109.11037,25.85734],[-109.11251,25.85936],[-109.11465,25.86139],[-109.1168,25.86341],[-109.1201,25.86412],[-109.12287,25.86673],[-109.12549,25.86721],[-109.12812,25.86767],[-109.13047,25.86872],[-109.13348,25.87006],[-109.13663,25.87146],[-109.13984,25.8729],[-109.14234,25.87402],[-109.14493,25.87517],[-109.14758,25.87636],[-109.15028,25.87755],[-109.15236,25.8785],[-109.15506,25.87969],[-109.1569,25.88167],[-109.15875,25.88366],[-109.16058,25.88564],[-109.16237,25.88766],[-109.16424,25.88964],[-109.16609,25.89164],[-109.16792,25.89361],[-109.1681,25.89587],[-109.16828,25.89812],[-109.16848,25.90078],[-109.16868,25.90344],[-109.1689,25.90615],[-109.16931,25.90628]]}}
Línea 115.0 kV | LineString | 115.0 kV | 2 |  |  | CFE |  |  |  |  | OpenStreetMap | {"type":"Feature","properties":{},"geometry":{"type":"LineString","coordinates":[[-109.05542,25.81319],[-109.0572,25.8107],[-109.05698,25.80954],[-109.0592,25.80631],[-109.06014,25.80545],[-109.06097,25.80424],[-109.06195,25.80281],[-109.06304,25.80124],[-109.06404,25.79979],[-109.0649,25.79854],[-109.06511,25.79777],[-109.0672,25.79476],[-109.06971,25.79114],[-109.07207,25.78748],[-109.07448,25.78397],[-109.07561,25.78453]]}}
Línea 115.0 kV | LineString | 115.0 kV | 1 |  |  | CFE |  |  |  |  | OpenStreetMap | {"type":"Feature","properties":{},"geometry":{"type":"LineString","coordinates":[[-109.01789,25.76153],[-109.01812,25.76165]]}}
Línea 115.0 kV | LineString | 115.0 kV | 1 |  |  | CFE |  |  |  |  | OpenStreetMap | {"type":"Feature","properties":{},"geometry":{"type":"LineString","coordinates":[[-108.93061,25.82147],[-108.93256,25.82211],[-108.93324,25.82052]]}}
Línea 115.0 kV | LineString | 115.0 kV | 1 |  |  | CFE |  |  |  |  | OpenStreetMap | {"type":"Feature","properties":{},"geometry":{"type":"LineString","coordinates":[[-108.93061,25.82147],[-108.93261,25.82165],[-108.93324,25.82052]]}}
Línea 115.0 kV | LineString | 115.0 kV | 1 |  |  | CFE |  |  |  |  | OpenStreetMap | {"type":"Feature","properties":{},"geometry":{"type":"LineString","coordinates":[[-108.9488,25.80362],[-108.94901,25.80419],[-108.94924,25.80437]]}}
Línea 115.0 kV | LineString | 115.0 kV | 1 |  |  | CFE |  |  |  |  | OpenStreetMap | {"type":"Feature","properties":{},"geometry":{"type":"LineString","coordinates":[[-108.9488,25.80362],[-108.94812,25.80446]]}}
Línea 115.0 kV | LineString | 115.0 kV | 1 |  |  | CFE |  |  |  |  | OpenStreetMap | {"type":"Feature","properties":{},"geometry":{"type":"LineString","coordinates":[[-108.94812,25.80446],[-108.9489,25.80428],[-108.9492,25.80441]]}}
Línea 115.0 kV | LineString | 115.0 kV | 1 |  |  | CFE |  |  |  |  | OpenStreetMap | {"type":"Feature","properties":{},"geometry":{"type":"LineString","coordinates":[[-108.75444,26.07594],[-108.75353,26.07599]]}}
Línea 115.0 kV | LineString | 115.0 kV | 1 |  |  | CFE |  |  |  |  | OpenStreetMap | {"type":"Feature","properties":{},"geometry":{"type":"LineString","coordinates":[[-108.75444,26.07594],[-108.75351,26.07622]]}}
Línea 115.0 kV | LineString | 115.0 kV | 1 |  |  | CFE |  |  |  |  | OpenStreetMap | {"type":"Feature","properties":{},"geometry":{"type":"LineString","coordinates":[[-108.75569,26.07646],[-108.75409,26.07634],[-108.75351,26.07633]]}}
Línea 115.0 kV | LineString | 115.0 kV | 1 |  |  | CFE |  |  |  |  | OpenStreetMap | {"type":"Feature","properties":{},"geometry":{"type":"LineString","coordinates":[[-108.99344,26.40953],[-108.99548,26.4067],[-108.99872,26.4056],[-109.00249,26.40419],[-109.00607,26.40175],[-109.00932,26.39976],[-109.01006,26.39935]]}}
Línea 115.0 kV | LineString | 115.0 kV | 2 |  |  | CFE |  |  |  |  | OpenStreetMap | {"type":"Feature","properties":{},"geometry":{"type":"LineString","coordinates":[[-108.99145,26.41246],[-108.99175,26.41203],[-108.99344,26.40953]]}}
Línea 115.0 kV | LineString | 115.0 kV | 1 |  |  | CFE |  |  |  |  | OpenStreetMap | {"type":"Feature","properties":{},"geometry":{"type":"LineString","coordinates":[[-108.99344,26.40953],[-108.99535,26.40646],[-108.9986,26.40536],[-109.00233,26.40401],[-109.00593,26.40156],[-109.00927,26.39971],[-109.00995,26.39923]]}}
Línea 115.0 kV | LineString | 115.0 kV | 2 |  |  | CFE |  |  |  |  | OpenStreetMap | {"type":"Feature","properties":{},"geometry":{"type":"LineString","coordinates":[[-107.53387,24.77997],[-107.53456,24.78071],[-107.53885,24.77975],[-107.54111,24.78195],[-107.54362,24.78113],[-107.54465,24.78374],[-107.54569,24.78637],[-107.54671,24.78901],[-107.54805,24.79077],[-107.54931,24.79336],[-107.55048,24.79576],[-107.55,24.79808],[-107.54954,24.8004],[-107.55142,24.80424],[-107.54912,24.8062],[-107.54611,24.80878],[-107.54323,24.81121],[-107.54036,24.81367],[-107.54132,24.81549],[-107.54271,24.81811],[-107.54416,24.8209],[-107.54458,24.82284],[-107.54512,24.82557],[-107.54621,24.82884],[-107.5472,24.83175],[-107.54458,24.83287],[-107.54161,24.83412],[-107.53979,24.83488],[-107.53988,24.83819],[-107.53687,24.83917],[-107.53696,24.84206],[-107.53704,24.84483],[-107.53713,24.84793],[-107.53723,24.85163],[-107.53733,24.85477],[-107.53742,24.85788],[-107.53864,24.86],[-107.53999,24.86245],[-107.54023,24.86619],[-107.54045,24.86993],[-107.54186,24.87298],[-107.54331,24.87613],[-107.54455,24.87883],[-107.54504,24.87893]]}}
Línea 115.0 kV | LineString | 115.0 kV | 1 |  |  | CFE |  |  |  |  | OpenStreetMap | {"type":"Feature","properties":{},"geometry":{"type":"LineString","coordinates":[[-107.41459,24.82371],[-107.41491,24.82312]]}}
Línea 115.0 kV | LineString | 115.0 kV | 1 |  |  | CFE |  |  |  |  | OpenStreetMap | {"type":"Feature","properties":{},"geometry":{"type":"LineString","coordinates":[[-107.41439,24.82335],[-107.41459,24.82371]]}}
Línea 115.0 kV | LineString | 115.0 kV | 1 |  |  | CFE |  |  |  |  | OpenStreetMap | {"type":"Feature","properties":{},"geometry":{"type":"LineString","coordinates":[[-107.41439,24.82335],[-107.41491,24.82312]]}}
Línea 115.0 kV | LineString | 115.0 kV | 1 |  |  | CFE |  |  |  |  | OpenStreetMap | {"type":"Feature","properties":{},"geometry":{"type":"LineString","coordinates":[[-107.42557,24.81855],[-107.42262,24.81862],[-107.41927,24.8187],[-107.41755,24.81873],[-107.41733,24.81845]]}}
Línea 115.0 kV | LineString | 115.0 kV | 4 |  |  | CFE |  |  |  |  | OpenStreetMap | {"type":"Feature","properties":{},"geometry":{"type":"LineString","coordinates":[[-107.50647,24.70092],[-107.50608,24.70374],[-107.50573,24.7063],[-107.50586,24.7094],[-107.50602,24.71303],[-107.50617,24.71669],[-107.50631,24.71981],[-107.50641,24.72221],[-107.50445,24.72496],[-107.50034,24.72622],[-107.49607,24.72752],[-107.49181,24.72882],[-107.48764,24.73009],[-107.48334,24.73141],[-107.47911,24.7327],[-107.47486,24.734],[-107.47198,24.73655],[-107.46936,24.73887],[-107.46654,24.74137],[-107.46382,24.74371],[-107.46023,24.74362],[-107.45982,24.74396],[-107.45988,24.74709],[-107.45994,24.7497],[-107.45781,24.75131],[-107.45536,24.7531],[-107.45306,24.75479]]}}
Línea 115.0 kV | LineString | 115.0 kV | 1 |  |  | CFE |  |  |  |  | OpenStreetMap | {"type":"Feature","properties":{},"geometry":{"type":"LineString","coordinates":[[-107.5062,24.70014],[-107.50647,24.70092]]}}
Línea 115.0 kV | LineString | 115.0 kV | 1 |  |  | CFE |  |  |  |  | OpenStreetMap | {"type":"Feature","properties":{},"geometry":{"type":"LineString","coordinates":[[-107.50637,24.70014],[-107.50647,24.70092]]}}
Línea 115.0 kV | LineString | 115.0 kV | 1 |  |  | CFE |  |  |  |  | OpenStreetMap | {"type":"Feature","properties":{},"geometry":{"type":"LineString","coordinates":[[-107.50655,24.70013],[-107.50647,24.70092]]}}
Línea 115.0 kV | LineString | 115.0 kV | 1 |  |  | CFE |  |  |  |  | OpenStreetMap | {"type":"Feature","properties":{},"geometry":{"type":"LineString","coordinates":[[-107.50674,24.70012],[-107.50674,24.70051],[-107.50751,24.70207]]}}
Línea 115.0 kV | LineString | 115.0 kV | 1 |  |  | CFE |  |  |  |  | OpenStreetMap | {"type":"Feature","properties":{},"geometry":{"type":"LineString","coordinates":[[-107.50648,24.70013],[-107.50647,24.70092]]}}
Línea 115.0 kV | LineString | 115.0 kV | 1 |  |  | CFE |  |  |  |  | OpenStreetMap | {"type":"Feature","properties":{},"geometry":{"type":"LineString","coordinates":[[-107.50685,24.90638],[-107.50637,24.90732]]}}
Línea 115.0 kV | LineString | 115.0 kV | 2 |  |  | CFE |  |  |  |  | OpenStreetMap | {"type":"Feature","properties":{},"geometry":{"type":"LineString","coordinates":[[-107.50685,24.90638],[-107.50608,24.90654],[-107.50488,24.90536],[-107.50376,24.90426],[-107.50273,24.90324],[-107.50169,24.90222],[-107.50081,24.90134],[-107.49981,24.90036],[-107.49927,24.89982],[-107.4988,24.89935],[-107.49759,24.89816],[-107.49667,24.89725],[-107.4959,24.8965],[-107.49503,24.89563],[-107.49369,24.89431],[-107.49274,24.89337],[-107.49178,24.89244],[-107.49084,24.89151],[-107.48979,24.89048],[-107.48896,24.88964],[-107.48804,24.88874],[-107.48697,24.88767],[-107.486,24.88673],[-107.48543,24.88616],[-107.48435,24.8851],[-107.48327,24.88403],[-107.48201,24.88276],[-107.48108,24.88185],[-107.48,24.88079],[-107.47883,24.8797],[-107.47781,24.87872],[-107.47673,24.87764],[-107.47571,24.87657],[-107.47457,24.87544],[-107.4735,24.87438],[-107.47237,24.87326],[-107.47144,24.87235],[-107.47017,24.87109],[-107.46922,24.87016],[-107.468,24.86896],[-107.46715,24.86812],[-107.46601,24.86701],[-107.46493,24.86594],[-107.46383,24.86485],[-107.46271,24.86376],[-107.46183,24.86287],[-107.46061,24.86169],[-107.45948,24.86056],[-107.45862,24.85971],[-107.45742,24.85854],[-107.45638,24.85751],[-107.4552,24.85636],[-107.45419,24.85535],[-107.45299,24.85416],[-107.45206,24.85324],[-107.45093,24.85214],[-107.44993,24.85114],[-107.4489,24.85012],[-107.44824,24.8495],[-107.44732,24.84859],[-107.4464,24.84768],[-107.44564,24.84694],[-107.44466,24.84599],[-107.4436,24.84492],[-107.44289,24.8442],[-107.44201,24.84333],[-107.44106,24.84239],[-107.44005,24.8414],[-107.43902,24.84038],[-107.4381,24.83949],[-107.43709,24.83848],[-107.43613,24.83752],[-107.43504,24.83645],[-107.43391,24.83533],[-107.43326,24.83471],[-107.43222,24.83369],[-107.43142,24.8329]]}}
Línea 115.0 kV | LineString | 115.0 kV | 3 |  |  | CFE |  |  |  |  | OpenStreetMap | {"type":"Feature","properties":{},"geometry":{"type":"LineString","coordinates":[[-107.54506,24.87927],[-107.54443,24.87925],[-107.54075,24.88126],[-107.53793,24.88281],[-107.53519,24.88457],[-107.53268,24.88617],[-107.52981,24.88801],[-107.52723,24.89039],[-107.52471,24.89269],[-107.52228,24.89491],[-107.51924,24.89771],[-107.51596,24.89802],[-107.51404,24.89945],[-107.51025,24.90063],[-107.50848,24.90362],[-107.50685,24.90638]]}}
Línea 115.0 kV | LineString | 115.0 kV | 1 |  |  | CFE |  |  |  |  | OpenStreetMap | {"type":"Feature","properties":{},"geometry":{"type":"LineString","coordinates":[[-107.36229,24.82954],[-107.36255,24.82898],[-107.36108,24.8282],[-107.35896,24.8271],[-107.35545,24.82529],[-107.3524,24.82372],[-107.35053,24.82277],[-107.34797,24.82145],[-107.34557,24.82021],[-107.3433,24.81905],[-107.34219,24.81846],[-107.34116,24.81795],[-107.33902,24.81684],[-107.33686,24.81572],[-107.33507,24.81479],[-107.33303,24.8137],[-107.33093,24.81266],[-107.32879,24.81155],[-107.32709,24.81065],[-107.325,24.80961],[-107.32255,24.80835],[-107.32042,24.80725],[-107.31843,24.80622],[-107.31637,24.80517],[-107.31393,24.80394],[-107.31147,24.80359],[-107.30901,24.80323],[-107.3078,24.80304],[-107.30648,24.80285],[-107.3052,24.80264],[-107.30404,24.80249],[-107.30136,24.80211],[-107.3,24.8019],[-107.29763,24.80152],[-107.29525,24.80007],[-107.29439,24.79956],[-107.2933,24.79887],[-107.29233,24.79829],[-107.29127,24.79766],[-107.29028,24.79703],[-107.28926,24.79641],[-107.28821,24.79576],[-107.2872,24.79514],[-107.28618,24.79451],[-107.28518,24.7939],[-107.28412,24.79325],[-107.28309,24.79261],[-107.28207,24.792],[-107.28098,24.79132],[-107.28003,24.79074],[-107.27924,24.79025],[-107.27799,24.78949],[-107.27696,24.78886],[-107.27596,24.78824],[-107.27502,24.78767],[-107.2739,24.78698],[-107.27298,24.78641],[-107.27187,24.78574],[-107.27086,24.78511],[-107.26979,24.78445],[-107.26886,24.78388],[-107.268,24.78335],[-107.26665,24.78253],[-107.26567,24.78193],[-107.26483,24.78141],[-107.26402,24.78092],[-107.26195,24.77965],[-107.2599,24.77839],[-107.25747,24.7769],[-107.25583,24.7759],[-107.2538,24.77465],[-107.25175,24.77338],[-107.24969,24.77212],[-107.24761,24.77085],[-107.24544,24.76951],[-107.24336,24.76988],[-107.24094,24.77031],[-107.23856,24.77071],[-107.2361,24.77111],[-107.23343,24.77155],[-107.23172,24.77239],[-107.22981,24.77337],[-107.22781,24.77433],[-107.22564,24.77541],[-107.22444,24.77601],[-107.22345,24.77651],[-107.21933,24.77858],[-107.21358,24.78145],[-107.21094,24.78277],[-107.2087,24.78391],[-107.20639,24.78503],[-107.20466,24.78587],[-107.20352,24.78638],[-107.20055,24.78793],[-107.19859,24.78897],[-107.19551,24.79048],[-107.19414,24.79116],[-107.1907,24.79287],[-107.18879,24.79375],[-107.1811,24.79753],[-107.17565,24.80029],[-107.1732,24.80149],[-107.17058,24.80278],[-107.16677,24.80468],[-107.16185,24.80713],[-107.15886,24.80862],[-107.15669,24.80969],[-107.15284,24.8118]]}}
Línea 115.0 kV | LineString | 115.0 kV | 2 |  |  | CFE |  |  |  |  | OpenStreetMap | {"type":"Feature","properties":{},"geometry":{"type":"LineString","coordinates":[[-107.36116,24.80159],[-107.36122,24.80198],[-107.3613,24.80248],[-107.36139,24.80299],[-107.36153,24.80389],[-107.36175,24.80521],[-107.36188,24.80602],[-107.36203,24.80691],[-107.36213,24.80754],[-107.36224,24.80818],[-107.36241,24.80924],[-107.36257,24.81022],[-107.36274,24.81128],[-107.36284,24.81185],[-107.36293,24.81239],[-107.36302,24.81297],[-107.36312,24.81355],[-107.36327,24.81451],[-107.36342,24.8154],[-107.36357,24.81629],[-107.36374,24.81736]]}}
Línea 115.0 kV | LineString | 115.0 kV | 2 |  |  | CFE |  |  |  |  | OpenStreetMap | {"type":"Feature","properties":{},"geometry":{"type":"LineString","coordinates":[[-107.36116,24.80159],[-107.36137,24.80163],[-107.36182,24.8017],[-107.36293,24.80155],[-107.36416,24.8014],[-107.3653,24.80124],[-107.36655,24.80135],[-107.36746,24.80163],[-107.36836,24.80191],[-107.36946,24.80227],[-107.37059,24.80264],[-107.37139,24.80288],[-107.37248,24.80324],[-107.37366,24.80362],[-107.37488,24.804],[-107.37586,24.80432],[-107.37708,24.80471],[-107.37729,24.80478]]}}
Línea 115.0 kV | LineString | 115.0 kV | 2 |  |  | CFE |  |  |  |  | OpenStreetMap | {"type":"Feature","properties":{},"geometry":{"type":"LineString","coordinates":[[-107.34012,24.73127],[-107.34069,24.73132],[-107.34138,24.73065],[-107.34118,24.7297]]}}
Línea 115.0 kV | LineString | 115.0 kV | 2 |  |  | CFE |  |  |  |  | OpenStreetMap | {"type":"Feature","properties":{},"geometry":{"type":"LineString","coordinates":[[-107.34012,24.73127],[-107.34064,24.73118],[-107.34119,24.73064],[-107.34118,24.7297]]}}
Línea 115.0 kV | LineString | 115.0 kV | 4 |  |  | CFE |  |  |  |  | OpenStreetMap | {"type":"Feature","properties":{},"geometry":{"type":"LineString","coordinates":[[-107.33868,24.73212],[-107.33859,24.73168],[-107.34012,24.73127]]}}
Línea 115.0 kV | LineString | 115.0 kV | 2 |  |  | CFE |  |  |  |  | OpenStreetMap | {"type":"Feature","properties":{},"geometry":{"type":"LineString","coordinates":[[-107.33914,24.73195],[-107.33868,24.73212]]}}
Línea 115.0 kV | LineString | 115.0 kV | 2 |  |  | CFE |  |  |  |  | OpenStreetMap | {"type":"Feature","properties":{},"geometry":{"type":"LineString","coordinates":[[-107.33919,24.73219],[-107.33868,24.73212]]}}
Línea 115.0 kV | LineString | 115.0 kV | 2 |  |  | CFE |  |  |  |  | OpenStreetMap | {"type":"Feature","properties":{},"geometry":{"type":"LineString","coordinates":[[-107.35692,24.7718],[-107.35731,24.77059],[-107.35968,24.76937],[-107.36246,24.76794],[-107.3648,24.76674],[-107.36854,24.76483],[-107.37172,24.76321],[-107.37536,24.76134],[-107.3793,24.75932],[-107.38326,24.75729],[-107.38609,24.75584]]}}
Línea 115.0 kV | LineString | 115.0 kV | 1 |  |  | CFE |  |  |  |  | OpenStreetMap | {"type":"Feature","properties":{},"geometry":{"type":"LineString","coordinates":[[-107.69319,24.75156],[-107.69299,24.75127],[-107.69168,24.75149],[-107.69118,24.74929],[-107.69073,24.7473],[-107.69026,24.74531],[-107.68929,24.74419],[-107.68801,24.74274],[-107.68674,24.74131],[-107.68523,24.73961],[-107.68385,24.73806],[-107.68247,24.73651],[-107.68108,24.73494],[-107.67959,24.73326],[-107.67814,24.73164],[-107.6767,24.73002],[-107.67526,24.72839],[-107.67401,24.72698],[-107.67278,24.72561],[-107.67152,24.72418],[-107.67039,24.72291],[-107.66832,24.72233],[-107.66633,24.72238],[-107.66405,24.72239],[-107.66185,24.72244],[-107.65967,24.72246],[-107.65743,24.72248],[-107.65534,24.7225],[-107.65319,24.72254],[-107.65112,24.72255],[-107.64949,24.7226],[-107.64783,24.72262],[-107.64573,24.72266],[-107.64357,24.72267],[-107.64148,24.7229],[-107.63927,24.72315],[-107.63692,24.72338],[-107.63469,24.72362],[-107.63241,24.72385],[-107.63013,24.72409],[-107.62789,24.72433],[-107.6259,24.72453],[-107.62368,24.72476],[-107.62184,24.72495],[-107.61982,24.72517],[-107.61758,24.72543],[-107.61525,24.72567],[-107.61296,24.72592],[-107.61078,24.72616],[-107.60859,24.7264],[-107.60638,24.72666],[-107.60423,24.72689],[-107.60199,24.72714],[-107.59977,24.72741],[-107.59764,24.72772],[-107.5956,24.72802],[-107.59356,24.72834],[-107.59128,24.72866],[-107.58906,24.72899],[-107.58743,24.73069],[-107.58593,24.73227],[-107.58449,24.73381],[-107.58279,24.73559],[-107.58107,24.7374],[-107.57959,24.73898],[-107.57817,24.74053],[-107.57668,24.74213],[-107.57515,24.74375],[-107.57364,24.74535],[-107.57247,24.74658],[-107.57066,24.74846],[-107.5695,24.74974],[-107.56774,24.75165],[-107.56629,24.75323],[-107.56478,24.75481],[-107.56334,24.75636],[-107.5621,24.75768],[-107.56063,24.75926],[-107.5592,24.7608],[-107.55809,24.76202],[-107.55648,24.76374],[-107.55518,24.76513],[-107.55396,24.76652],[-107.5525,24.7674],[-107.55063,24.76759],[-107.54817,24.7678],[-107.54623,24.76796],[-107.54394,24.76816],[-107.54173,24.76835],[-107.53985,24.76851],[-107.53761,24.76871],[-107.53526,24.76889],[-107.53311,24.76908],[-107.53073,24.76929]]}}
Línea 115.0 kV | LineString | 115.0 kV | 1 |  |  | CFE |  |  |  |  | OpenStreetMap | {"type":"Feature","properties":{},"geometry":{"type":"LineString","coordinates":[[-107.50637,24.90732],[-107.50677,24.90771],[-107.50856,24.90948],[-107.51028,24.91116],[-107.51183,24.9127],[-107.51347,24.91432],[-107.51506,24.91584],[-107.51648,24.91719],[-107.51787,24.91848],[-107.51927,24.91977],[-107.52073,24.92112],[-107.52258,24.92285],[-107.52448,24.92462],[-107.52635,24.92635],[-107.52789,24.92777],[-107.5299,24.92965],[-107.53186,24.93145],[-107.53343,24.93291],[-107.53503,24.93439],[-107.53687,24.93609],[-107.53883,24.93792],[-107.54044,24.93945],[-107.54228,24.94117],[-107.54425,24.94477],[-107.54514,24.9466],[-107.54608,24.94848],[-107.54705,24.9504],[-107.54819,24.95277],[-107.54963,24.95559],[-107.55032,24.95693],[-107.55188,24.95971],[-107.5527,24.96141],[-107.55364,24.96349],[-107.55482,24.96588],[-107.55582,24.96793],[-107.55624,24.96876],[-107.55678,24.96979],[-107.55819,24.97261],[-107.55957,24.97539],[-107.56064,24.97751],[-107.56179,24.9798],[-107.56339,24.983],[-107.56421,24.98462],[-107.5651,24.98642],[-107.56653,24.98927],[-107.5677,24.9916],[-107.56832,24.99284],[-107.56899,24.99417],[-107.56998,24.99613],[-107.57076,24.99772],[-107.57285,24.99884],[-107.57597,25.00045],[-107.57783,25.00144],[-107.58035,25.00274],[-107.58314,25.00419],[-107.58685,25.00611],[-107.59031,25.00785],[-107.59226,25.00946],[-107.59416,25.01111],[-107.5954,25.01219],[-107.59702,25.0139],[-107.59873,25.01541],[-107.60055,25.0168],[-107.60197,25.01793],[-107.60375,25.01935],[-107.60576,25.02094],[-107.60795,25.02268],[-107.60979,25.02446],[-107.61196,25.02616],[-107.61399,25.02779],[-107.61569,25.02912],[-107.61747,25.03052],[-107.61908,25.03179],[-107.62081,25.03314],[-107.62278,25.0347],[-107.62463,25.03616],[-107.62643,25.03758],[-107.62826,25.03903],[-107.63011,25.04049],[-107.63191,25.04189],[-107.63376,25.04338],[-107.6354,25.04467],[-107.63741,25.04626],[-107.63921,25.04769],[-107.64094,25.04905],[-107.64268,25.05041],[-107.64456,25.05189],[-107.64644,25.05337],[-107.64832,25.05486],[-107.65021,25.05638],[-107.65203,25.0578],[-107.65383,25.05921],[-107.65609,25.06118],[-107.65766,25.06226],[-107.6594,25.06361],[-107.66119,25.06502],[-107.66312,25.06656],[-107.66553,25.06846],[-107.66784,25.07028],[-107.66957,25.07164],[-107.67133,25.07303],[-107.67314,25.07447],[-107.67495,25.0759],[-107.6768,25.07736],[-107.67971,25.07964],[-107.68131,25.0809],[-107.68281,25.08208],[-107.68611,25.08404],[-107.69014,25.08577],[-107.69231,25.0867],[-107.69456,25.08766],[-107.69605,25.08833],[-107.69752,25.08893],[-107.698,25.08915],[-107.69813,25.0893]]}}
Línea 115.0 kV | LineString | 115.0 kV | 2 |  |  | CFE |  |  |  |  | OpenStreetMap | {"type":"Feature","properties":{},"geometry":{"type":"LineString","coordinates":[[-107.21148,24.43537],[-107.20908,24.4359],[-107.20805,24.43334],[-107.207,24.43073],[-107.20586,24.42797],[-107.2053,24.42649],[-107.20769,24.42561],[-107.21008,24.42469],[-107.21247,24.42379],[-107.21324,24.4251],[-107.21347,24.42498],[-107.21338,24.42478]]}}
Línea 115.0 kV | LineString | 115.0 kV | 1 |  |  | CFE |  |  |  |  | OpenStreetMap | {"type":"Feature","properties":{},"geometry":{"type":"LineString","coordinates":[[-107.21148,24.43537],[-107.214,24.4334],[-107.21654,24.43143],[-107.21992,24.43011],[-107.22334,24.42876],[-107.22676,24.42743],[-107.23018,24.4261],[-107.23357,24.42478],[-107.23695,24.42347],[-107.24025,24.42218],[-107.2434,24.42094],[-107.24639,24.41882],[-107.24938,24.4167],[-107.25236,24.41457],[-107.25256,24.41426],[-107.25337,24.41407],[-107.25417,24.41388],[-107.25498,24.41369],[-107.25577,24.4135],[-107.2567,24.41301],[-107.2577,24.41269],[-107.26041,24.41123],[-107.26318,24.40975],[-107.26592,24.40828],[-107.26866,24.40683],[-107.27142,24.40534],[-107.2743,24.40381],[-107.27705,24.40233],[-107.27854,24.40375],[-107.28004,24.40517],[-107.2827,24.40382],[-107.28545,24.40244],[-107.28752,24.40112],[-107.28948,24.4003],[-107.29216,24.39892],[-107.29493,24.39747],[-107.29769,24.39603],[-107.30047,24.39458],[-107.30281,24.39411],[-107.30584,24.39253],[-107.30882,24.39097],[-107.31188,24.38936],[-107.31492,24.38778],[-107.31783,24.38624],[-107.321,24.38456],[-107.32415,24.38293],[-107.32606,24.38023],[-107.327,24.37919],[-107.32721,24.37731],[-107.32795,24.37727],[-107.33091,24.3794],[-107.33379,24.37787],[-107.33671,24.37634],[-107.33963,24.37481],[-107.34264,24.37323],[-107.34427,24.3717],[-107.34555,24.3687],[-107.34682,24.36575],[-107.34808,24.36278],[-107.34935,24.35982],[-107.35062,24.35685],[-107.35189,24.35389],[-107.35316,24.35091],[-107.35442,24.34801],[-107.35566,24.3451],[-107.35691,24.34218],[-107.35816,24.33928],[-107.35941,24.33637],[-107.36067,24.33343],[-107.36144,24.33279],[-107.36171,24.33215],[-107.362,24.33153],[-107.36215,24.33098],[-107.36271,24.33024],[-107.36296,24.32963],[-107.36357,24.32881],[-107.36412,24.3281],[-107.36461,24.32748],[-107.3651,24.32685],[-107.36564,24.32616],[-107.36633,24.32662],[-107.36707,24.32709],[-107.36775,24.32754],[-107.36842,24.328],[-107.36908,24.32846],[-107.36877,24.3288]]}}
Línea 115.0 kV | LineString | 115.0 kV | 2 |  |  | CFE |  |  |  |  | OpenStreetMap | {"type":"Feature","properties":{},"geometry":{"type":"LineString","coordinates":[[-107.33371,24.61384],[-107.33533,24.61152],[-107.33723,24.6089],[-107.33926,24.606],[-107.34103,24.60349],[-107.34348,24.60341],[-107.34626,24.6033],[-107.34911,24.60319],[-107.35226,24.60308],[-107.35573,24.60295],[-107.35913,24.60282],[-107.36156,24.60337],[-107.36416,24.60392],[-107.36694,24.60453],[-107.36986,24.60517],[-107.37344,24.60531],[-107.37761,24.60622],[-107.38173,24.60711],[-107.38511,24.60782],[-107.38837,24.60854],[-107.39173,24.60927],[-107.39483,24.60995],[-107.39786,24.60829],[-107.40075,24.60673],[-107.40364,24.60515],[-107.40636,24.60368],[-107.40914,24.60215],[-107.41185,24.60064],[-107.41458,24.59917],[-107.41749,24.59917],[-107.42094,24.59919],[-107.42431,24.59921],[-107.42746,24.59922],[-107.43032,24.59923],[-107.43323,24.59923],[-107.43558,24.59752],[-107.4378,24.59587],[-107.44011,24.59417],[-107.44242,24.59247],[-107.44239,24.59175],[-107.44233,24.59137]]}}
Línea 115.0 kV | LineString | 115.0 kV | 1 |  |  | CFE |  |  |  |  | OpenStreetMap | {"type":"Feature","properties":{},"geometry":{"type":"LineString","coordinates":[[-107.44448,24.75104],[-107.44269,24.75034],[-107.44301,24.74965],[-107.44327,24.74894],[-107.44353,24.74823],[-107.44379,24.74752],[-107.44406,24.74682],[-107.44432,24.74611],[-107.44458,24.7454],[-107.44485,24.74468],[-107.44509,24.74402],[-107.44426,24.74375],[-107.44341,24.74347],[-107.44257,24.7432],[-107.44173,24.74292],[-107.4409,24.74265],[-107.44007,24.7424],[-107.43929,24.74216],[-107.43849,24.74192],[-107.43769,24.74168],[-107.43689,24.74144],[-107.4361,24.7412],[-107.43554,24.74103],[-107.43452,24.74072],[-107.43371,24.74048],[-107.43294,24.7401],[-107.43235,24.73993],[-107.43179,24.73976],[-107.43123,24.73908],[-107.43059,24.73834],[-107.42944,24.73703],[-107.42844,24.73587],[-107.42727,24.73452],[-107.42611,24.73318],[-107.42492,24.73183],[-107.42359,24.7303],[-107.42254,24.72908],[-107.42134,24.72771],[-107.42026,24.72648],[-107.41928,24.72535],[-107.41812,24.72401],[-107.41701,24.72273],[-107.41589,24.72144],[-107.41484,24.72024],[-107.41384,24.71911],[-107.41261,24.7177],[-107.41125,24.71611],[-107.41018,24.71487],[-107.40885,24.71337],[-107.40798,24.71236],[-107.40709,24.71137],[-107.40554,24.70957],[-107.40426,24.70808],[-107.4031,24.70674],[-107.40185,24.70533],[-107.40081,24.70413],[-107.3994,24.70252],[-107.39795,24.70085],[-107.39709,24.69989],[-107.39598,24.69858],[-107.39462,24.69709],[-107.39338,24.69566],[-107.39227,24.69439],[-107.39097,24.69291],[-107.38975,24.69151],[-107.38872,24.69031],[-107.38763,24.68907],[-107.38636,24.68759],[-107.38521,24.68627],[-107.38397,24.68486],[-107.38273,24.68343],[-107.38152,24.68203],[-107.3803,24.68063],[-107.37908,24.67924],[-107.37787,24.67785],[-107.3766,24.67639],[-107.37526,24.67485],[-107.37409,24.67348],[-107.37288,24.6721],[-107.37167,24.67071],[-107.37043,24.66928],[-107.36922,24.66785],[-107.36801,24.66647],[-107.36666,24.66491],[-107.36514,24.66317],[-107.36366,24.66147],[-107.36214,24.65973],[-107.36119,24.65861],[-107.36022,24.65751],[-107.35876,24.65583],[-107.35781,24.65474],[-107.35698,24.65376],[-107.35604,24.65217],[-107.35511,24.65059],[-107.35419,24.64902],[-107.35327,24.64745],[-107.35234,24.64587],[-107.35141,24.64429],[-107.35049,24.64272],[-107.34955,24.64114],[-107.34863,24.63956],[-107.34771,24.63799],[-107.34677,24.6364],[-107.34594,24.63498],[-107.34516,24.63363],[-107.3443,24.63218],[-107.34343,24.63069],[-107.34252,24.62913],[-107.34157,24.62754],[-107.34066,24.62599],[-107.33967,24.62431],[-107.33884,24.62289],[-107.33796,24.62139],[-107.3372,24.62009],[-107.33632,24.6186],[-107.33546,24.61714],[-107.33443,24.61539],[-107.33378,24.61426],[-107.33371,24.61384]]}}
Línea 115.0 kV | LineString | 115.0 kV | 1 |  |  | CFE |  |  |  |  | OpenStreetMap | {"type":"Feature","properties":{},"geometry":{"type":"LineString","coordinates":[[-107.33371,24.61384],[-107.33347,24.61371],[-107.33298,24.61288],[-107.33193,24.61112],[-107.33055,24.60875],[-107.3296,24.60713],[-107.32842,24.60511],[-107.32757,24.60369],[-107.32688,24.60251],[-107.32627,24.60147],[-107.32543,24.60003],[-107.32462,24.59867],[-107.32366,24.59703],[-107.32272,24.59542],[-107.32183,24.5939],[-107.32094,24.5924],[-107.32007,24.5909],[-107.31912,24.58931],[-107.31824,24.58781],[-107.31722,24.58606],[-107.31628,24.58447],[-107.31539,24.58295],[-107.31456,24.58154],[-107.31355,24.57981],[-107.3128,24.57854],[-107.31172,24.57672],[-107.3108,24.57516],[-107.30991,24.5736],[-107.30903,24.57211],[-107.30823,24.57074],[-107.30729,24.56915],[-107.30641,24.56763],[-107.30538,24.56589],[-107.30459,24.56455],[-107.30365,24.56296],[-107.30271,24.56134],[-107.30201,24.56013],[-107.301,24.55841],[-107.30011,24.55689],[-107.2991,24.55517],[-107.29826,24.55374],[-107.29742,24.55231],[-107.29652,24.5507],[-107.29556,24.54915],[-107.29466,24.54762],[-107.29367,24.54593],[-107.29261,24.54414],[-107.29107,24.54213],[-107.29,24.54073],[-107.28874,24.53909],[-107.28767,24.53767],[-107.28659,24.53625],[-107.2855,24.53485],[-107.28447,24.53351],[-107.28336,24.53205],[-107.28212,24.5304],[-107.28104,24.5291],[-107.27989,24.5275],[-107.27875,24.52603],[-107.27769,24.52464],[-107.27661,24.52324],[-107.27554,24.52183],[-107.27442,24.52033],[-107.27329,24.51883],[-107.27216,24.51724],[-107.27126,24.51604],[-107.27001,24.51441],[-107.26894,24.51288],[-107.26782,24.51137],[-107.26688,24.51009],[-107.26587,24.50874],[-107.26476,24.50725],[-107.26372,24.50582],[-107.26244,24.50408],[-107.26145,24.5027],[-107.26045,24.50136],[-107.25928,24.49977],[-107.25816,24.49823],[-107.2572,24.49695],[-107.25606,24.4954],[-107.25494,24.49389],[-107.25357,24.49201],[-107.25251,24.49054],[-107.2514,24.48903],[-107.25027,24.48752],[-107.24939,24.48633],[-107.24829,24.48483],[-107.24718,24.48333],[-107.24619,24.48197],[-107.24508,24.48047],[-107.24398,24.47897],[-107.24289,24.47747],[-107.24178,24.47597],[-107.24078,24.47461],[-107.23952,24.4729],[-107.23825,24.47118],[-107.23716,24.46969],[-107.23605,24.4682],[-107.23507,24.46683],[-107.23408,24.46551],[-107.23283,24.46383],[-107.2318,24.46243],[-107.23071,24.46092],[-107.22962,24.45945],[-107.22851,24.45796],[-107.22725,24.45621],[-107.22635,24.45498],[-107.22525,24.45348],[-107.22415,24.452],[-107.22336,24.45091],[-107.22258,24.44983],[-107.22251,24.44861],[-107.22246,24.44735],[-107.22239,24.44574],[-107.22233,24.44454],[-107.22132,24.44365],[-107.2205,24.44301],[-107.21896,24.44169],[-107.21806,24.44089],[-107.21622,24.43935],[-107.2145,24.43791],[-107.21284,24.43652],[-107.21148,24.43537]]}}
Línea 115.0 kV | LineString | 115.0 kV | 1 |  |  | CFE |  |  |  |  | OpenStreetMap | {"type":"Feature","properties":{},"geometry":{"type":"LineString","coordinates":[[-88.46312,18.54538],[-88.46333,18.54529]]}}
Línea 115.0 kV | LineString | 115.0 kV | 1 |  |  | CFE |  |  |  |  | OpenStreetMap | {"type":"Feature","properties":{},"geometry":{"type":"LineString","coordinates":[[-93.3609,17.65912],[-93.36103,17.65959],[-93.36163,17.66086],[-93.36185,17.661]]}}
Línea 115.0 kV | LineString | 115.0 kV | 1 |  |  | CFE |  |  |  |  | OpenStreetMap | {"type":"Feature","properties":{},"geometry":{"type":"LineString","coordinates":[[-106.10479,28.59578],[-106.10426,28.59649],[-106.10344,28.59601],[-106.10379,28.59555],[-106.10414,28.59583]]}}
Línea 115.0 kV | LineString | 115.0 kV | 1 |  |  | CFE |  |  |  |  | OpenStreetMap | {"type":"Feature","properties":{},"geometry":{"type":"LineString","coordinates":[[-106.12171,28.58164],[-106.1227,28.58171],[-106.12356,28.58195],[-106.12419,28.58188],[-106.12526,28.5822],[-106.12513,28.58256]]}}
Línea 115.0 kV | LineString | 115.0 kV | 2 |  |  | CFE |  |  |  |  | OpenStreetMap | {"type":"Feature","properties":{},"geometry":{"type":"LineString","coordinates":[[-106.12171,28.58164],[-106.12092,28.58186],[-106.12025,28.58228],[-106.1193,28.58284],[-106.11861,28.58326],[-106.11741,28.584],[-106.11623,28.58471],[-106.11557,28.58512],[-106.11453,28.58575],[-106.11348,28.5864],[-106.11248,28.58701],[-106.1118,28.58766],[-106.11075,28.58794],[-106.11033,28.58876],[-106.10947,28.58916],[-106.10841,28.59101],[-106.10778,28.59184],[-106.10708,28.59275],[-106.10629,28.59381],[-106.10553,28.59481],[-106.10479,28.59578]]}}
Línea 115.0 kV | LineString | 115.0 kV | 1 |  |  | CFE |  |  |  |  | OpenStreetMap | {"type":"Feature","properties":{},"geometry":{"type":"LineString","coordinates":[[-106.10479,28.59578],[-106.10443,28.59565]]}}
Línea 115.0 kV | LineString | 115.0 kV | 2 |  |  | CFE |  |  |  |  | OpenStreetMap | {"type":"Feature","properties":{},"geometry":{"type":"LineString","coordinates":[[-106.16679,28.5869],[-106.1661,28.58665],[-106.16533,28.58618],[-106.16511,28.58598]]}}
Línea 115.0 kV | LineString | 115.0 kV | 2 |  |  | CFE |  |  |  |  | OpenStreetMap | {"type":"Feature","properties":{},"geometry":{"type":"LineString","coordinates":[[-106.18675,28.50919],[-106.18616,28.50903]]}}
Línea 115.0 kV | LineString | 115.0 kV | 1 |  |  | CFE |  |  |  |  | OpenStreetMap | {"type":"Feature","properties":{},"geometry":{"type":"LineString","coordinates":[[-107.03249,28.65545],[-107.03209,28.6556],[-107.03255,28.65639],[-107.03401,28.65749],[-107.03551,28.66052],[-107.03702,28.66367],[-107.03893,28.66445],[-107.04167,28.6656],[-107.04408,28.6666],[-107.04714,28.66542],[-107.0511,28.6639],[-107.05502,28.6624],[-107.05865,28.661],[-107.06231,28.65959],[-107.06615,28.65805],[-107.07024,28.65634],[-107.07427,28.6547],[-107.07713,28.65675],[-107.07981,28.65869],[-107.0834,28.66129],[-107.08655,28.66358],[-107.08924,28.66552],[-107.09188,28.66741],[-107.09478,28.66952],[-107.09817,28.67197],[-107.1016,28.67444],[-107.10505,28.6769],[-107.1086,28.6795],[-107.11097,28.68121],[-107.11328,28.68287],[-107.11443,28.686],[-107.11561,28.68925],[-107.11698,28.69297],[-107.1183,28.69656],[-107.12177,28.697],[-107.12568,28.69746],[-107.12635,28.69801],[-107.1301,28.70117],[-107.13211,28.70285],[-107.1342,28.70462],[-107.13633,28.70641],[-107.13803,28.70784],[-107.13993,28.70786],[-107.14147,28.71028],[-107.14343,28.71335],[-107.14563,28.71682],[-107.14749,28.71975],[-107.14931,28.7226],[-107.15115,28.7255],[-107.15296,28.72836],[-107.15522,28.73192],[-107.1572,28.73503],[-107.15907,28.73797],[-107.16073,28.74061],[-107.16265,28.74362],[-107.16469,28.74682],[-107.16664,28.74991],[-107.16842,28.75272],[-107.17034,28.75573],[-107.17198,28.75831],[-107.17396,28.76145],[-107.1756,28.76402],[-107.17716,28.76645],[-107.17901,28.76941],[-107.18108,28.77264],[-107.18244,28.7748],[-107.18385,28.777],[-107.18568,28.77989],[-107.18818,28.78383],[-107.18949,28.7859],[-107.19146,28.78899],[-107.19315,28.79163],[-107.19491,28.7944],[-107.19643,28.79679],[-107.19562,28.79835],[-107.19586,28.80143],[-107.19612,28.80498],[-107.19636,28.80807],[-107.19655,28.81069],[-107.19677,28.81349],[-107.19703,28.81704],[-107.19725,28.81992],[-107.19749,28.82315],[-107.19671,28.82668],[-107.19597,28.83008],[-107.19531,28.83311],[-107.19455,28.83655],[-107.19586,28.83952],[-107.19767,28.84369],[-107.19925,28.8473],[-107.20079,28.85085],[-107.20205,28.85374],[-107.20344,28.85695],[-107.20508,28.86067],[-107.20645,28.86381],[-107.20776,28.8668],[-107.20884,28.86928],[-107.20992,28.87178],[-107.21133,28.87498],[-107.21001,28.87809],[-107.20927,28.88249],[-107.21095,28.88583],[-107.21327,28.89041],[-107.21499,28.89383],[-107.21631,28.89643],[-107.21785,28.89949],[-107.21971,28.90319],[-107.22144,28.90661],[-107.22283,28.90937],[-107.22428,28.91225],[-107.22597,28.91561],[-107.22957,28.91631],[-107.23282,28.91695],[-107.23672,28.91773],[-107.23961,28.91828],[-107.24295,28.91895],[-107.24652,28.91965],[-107.24993,28.92032],[-107.25477,28.92123],[-107.2602,28.92233],[-107.264,28.92306],[-107.26816,28.92388],[-107.2738,28.92494],[-107.27776,28.92573],[-107.28121,28.92646],[-107.2852,28.92722],[-107.28902,28.92798],[-107.29288,28.92873],[-107.29633,28.9294],[-107.29964,28.93004],[-107.30246,28.93252],[-107.30514,28.93485],[-107.30803,28.93736],[-107.31071,28.9397],[-107.31309,28.94176],[-107.31566,28.944],[-107.31848,28.94645],[-107.32105,28.94869],[-107.32103,28.95156],[-107.32099,28.95559],[-107.32095,28.96003],[-107.32212,28.9625],[-107.32297,28.96429],[-107.32406,28.96662],[-107.32606,28.97083],[-107.32765,28.97419],[-107.32919,28.97746],[-107.33098,28.98122],[-107.33268,28.98483],[-107.33449,28.98864],[-107.33603,28.99193],[-107.33732,28.99461],[-107.33874,28.9976],[-107.33892,29.00094],[-107.33907,29.0039],[-107.33924,29.00708],[-107.33941,29.01063],[-107.33958,29.01387],[-107.34258,29.01441],[-107.34637,29.0151],[-107.34987,29.01571],[-107.35322,29.01632],[-107.35683,29.01696],[-107.36036,29.01758],[-107.36414,29.01824],[-107.3678,29.0189],[-107.37135,29.01951],[-107.37466,29.02011],[-107.37886,29.02086],[-107.38301,29.02159],[-107.38703,29.02232],[-107.39019,29.02458],[-107.39344,29.02693],[-107.3961,29.0288],[-107.40024,29.02972],[-107.40049,29.03302],[-107.40104,29.03385],[-107.40095,29.03693],[-107.40086,29.04],[-107.40292,29.04031],[-107.40645,29.04083],[-107.41043,29.04142],[-107.41448,29.04201],[-107.41842,29.04259],[-107.42226,29.04107],[-107.42257,29.03903],[-107.42284,29.03723],[-107.42183,29.03713],[-107.42122,29.03702]]}}
Línea 115.0 kV | LineString | 115.0 kV | 2 |  |  | CFE |  |  |  |  | OpenStreetMap | {"type":"Feature","properties":{},"geometry":{"type":"LineString","coordinates":[[-107.04786,29.16623],[-107.04623,29.16701],[-107.04627,29.16749]]}}
Línea 115.0 kV | LineString | 115.0 kV | 1 |  |  | CFE |  |  |  |  | OpenStreetMap | {"type":"Feature","properties":{},"geometry":{"type":"LineString","coordinates":[[-107.5116,28.94064],[-107.51125,28.94061],[-107.5114,28.94098],[-107.51139,28.94241],[-107.5114,28.94391],[-107.51139,28.9458],[-107.5114,28.94719],[-107.5114,28.94837],[-107.51139,28.94928],[-107.5114,28.95075],[-107.5114,28.95266],[-107.51141,28.95473],[-107.51141,28.95657],[-107.51141,28.95828],[-107.51141,28.95968],[-107.51141,28.96176],[-107.51142,28.96357],[-107.51142,28.96486],[-107.51142,28.96688],[-107.51143,28.96883],[-107.51142,28.97058],[-107.51143,28.97252],[-107.51143,28.97387],[-107.51142,28.97585],[-107.51143,28.97756],[-107.51143,28.97941],[-107.51144,28.98155],[-107.51144,28.98244],[-107.51144,28.98486],[-107.51144,28.98719],[-107.51144,28.9889],[-107.51144,28.9909],[-107.51145,28.99261],[-107.51145,28.99441],[-107.51145,28.99595],[-107.51145,28.99797],[-107.51145,28.99995],[-107.51145,29.00134],[-107.51145,29.00323],[-107.51146,29.00494],[-107.51146,29.00684],[-107.51147,29.00874],[-107.51146,29.01012],[-107.51147,29.01207],[-107.51146,29.01391],[-107.51147,29.01585],[-107.51147,29.01783],[-107.51148,29.01917],[-107.51148,29.02125],[-107.51148,29.0231],[-107.51148,29.02499],[-107.51148,29.02689],[-107.51149,29.02847],[-107.51148,29.03034],[-107.5128,29.03149],[-107.5128,29.03269],[-107.51279,29.0344],[-107.51279,29.03585],[-107.51279,29.03736],[-107.51279,29.03865],[-107.51279,29.04029],[-107.51279,29.04207],[-107.51279,29.04346],[-107.51279,29.04488],[-107.51278,29.04622],[-107.51278,29.04785],[-107.51278,29.04938],[-107.51278,29.05088],[-107.51278,29.05217],[-107.51277,29.05384],[-107.51278,29.05519],[-107.51278,29.05635],[-107.51278,29.05802],[-107.51277,29.05976],[-107.51278,29.06171],[-107.51278,29.0632],[-107.51277,29.06456],[-107.51277,29.06613],[-107.51276,29.06747],[-107.51277,29.069],[-107.51277,29.07051],[-107.51278,29.07202],[-107.51277,29.07346],[-107.51277,29.07484],[-107.51277,29.07585],[-107.51387,29.07694],[-107.51502,29.07807],[-107.51607,29.07909],[-107.5172,29.0802],[-107.51818,29.08116],[-107.51925,29.08221],[-107.52025,29.08319],[-107.52144,29.08436],[-107.52263,29.08551],[-107.52381,29.08666],[-107.52463,29.08748],[-107.52505,29.08753],[-107.52523,29.08778],[-107.52502,29.08788]]}}
Línea 115.0 kV | LineString | 115.0 kV | 1 |  |  | CFE |  |  |  |  | OpenStreetMap | {"type":"Feature","properties":{},"geometry":{"type":"LineString","coordinates":[[-107.42129,29.03658],[-107.42232,29.03669],[-107.42404,29.03688],[-107.42539,29.03351],[-107.42692,29.0297],[-107.42833,29.02618],[-107.42962,29.02297],[-107.43095,29.01962],[-107.43211,29.0167],[-107.43588,29.01447],[-107.4366,29.01128],[-107.43754,29.00708],[-107.43928,29.0042],[-107.44121,29.00104],[-107.44279,28.99845],[-107.44474,28.99529],[-107.44703,28.99158],[-107.44911,28.9882],[-107.45123,28.98477],[-107.45348,28.98111],[-107.45542,28.97796],[-107.45726,28.97497],[-107.45924,28.97177],[-107.46127,28.96848],[-107.46329,28.96518],[-107.46533,28.96188],[-107.4675,28.95835],[-107.46947,28.95516],[-107.46896,28.95402],[-107.47053,28.95195],[-107.47055,28.94784],[-107.4718,28.94598],[-107.47418,28.94243],[-107.47689,28.93836],[-107.47817,28.93647],[-107.48012,28.93647],[-107.48118,28.93646]]}}
Línea 115.0 kV | LineString | 115.0 kV | 1 |  |  | CFE |  |  |  |  | OpenStreetMap | {"type":"Feature","properties":{},"geometry":{"type":"LineString","coordinates":[[-107.48801,28.93646],[-107.48902,28.93659],[-107.49171,28.93732],[-107.49472,28.9381],[-107.49684,28.93867],[-107.49897,28.93923],[-107.50105,28.93979],[-107.50296,28.94032],[-107.50496,28.94039],[-107.50696,28.94045],[-107.50906,28.94053],[-107.51103,28.94056],[-107.51125,28.94053],[-107.51159,28.94058]]}}
Línea 115.0 kV | LineString | 115.0 kV | 1 |  |  | CFE |  |  |  |  | OpenStreetMap | {"type":"Feature","properties":{},"geometry":{"type":"LineString","coordinates":[[-107.48801,28.93646],[-107.48892,28.93645],[-107.49048,28.93645],[-107.49188,28.93646],[-107.49355,28.93645],[-107.49518,28.93645],[-107.49687,28.93645],[-107.49851,28.93644],[-107.50016,28.93644],[-107.50181,28.93645],[-107.50344,28.93647],[-107.5051,28.93648],[-107.50679,28.93648],[-107.50843,28.93647],[-107.5101,28.93646],[-107.51176,28.93647],[-107.51199,28.9367],[-107.51198,28.93774],[-107.51197,28.93891],[-107.51197,28.93993],[-107.51106,28.93991],[-107.51107,28.94045],[-107.51158,28.94046]]}}
Línea 115.0 kV | LineString | 115.0 kV | 2 |  |  | CFE |  |  |  |  | OpenStreetMap | {"type":"Feature","properties":{},"geometry":{"type":"LineString","coordinates":[[-107.48118,28.93646],[-107.48261,28.93646],[-107.48398,28.93646],[-107.48534,28.93646],[-107.48661,28.93646],[-107.48801,28.93646]]}}
Línea 115.0 kV | LineString | 115.0 kV | 1 |  |  | CFE |  |  |  |  | OpenStreetMap | {"type":"Feature","properties":{},"geometry":{"type":"LineString","coordinates":[[-107.52509,29.08795],[-107.52523,29.08778],[-107.52551,29.08804],[-107.52552,29.08835],[-107.52613,29.08896],[-107.52752,29.09031],[-107.52923,29.09199],[-107.53069,29.09343],[-107.5318,29.09451],[-107.53296,29.09566],[-107.53419,29.09686],[-107.53542,29.09806],[-107.53664,29.09926],[-107.53781,29.10039],[-107.5389,29.10149],[-107.54004,29.1026],[-107.54127,29.10378],[-107.54244,29.10494],[-107.54368,29.10615],[-107.54482,29.10728],[-107.54598,29.10841],[-107.54716,29.10957],[-107.54823,29.11062],[-107.54942,29.11179],[-107.55056,29.1129],[-107.55171,29.11403],[-107.55302,29.1153],[-107.55402,29.11628],[-107.55493,29.11718],[-107.55621,29.11822],[-107.55746,29.11922],[-107.55865,29.1202],[-107.5599,29.12121],[-107.56119,29.12224],[-107.56232,29.12318],[-107.56356,29.12417],[-107.56459,29.12501],[-107.56559,29.12583],[-107.56711,29.12706],[-107.56836,29.12808],[-107.56969,29.12915],[-107.57085,29.13009],[-107.572,29.13103],[-107.57321,29.13202],[-107.57454,29.13308],[-107.57552,29.13389],[-107.57732,29.13535],[-107.57855,29.13634],[-107.57992,29.13747],[-107.58153,29.13875],[-107.58248,29.13953],[-107.58375,29.14057],[-107.58455,29.1412],[-107.58608,29.14244],[-107.58691,29.14312],[-107.58778,29.14383],[-107.59043,29.14433],[-107.59211,29.14464],[-107.59356,29.14493],[-107.59544,29.14528],[-107.59693,29.14556],[-107.59931,29.14602],[-107.60101,29.14634],[-107.60248,29.14663],[-107.6047,29.14704],[-107.60666,29.14742],[-107.60903,29.14787],[-107.61126,29.14828],[-107.61288,29.14858],[-107.61507,29.149],[-107.61662,29.14931],[-107.61742,29.14986],[-107.61816,29.15036],[-107.61902,29.15096],[-107.62423,29.15524],[-107.62482,29.15575],[-107.62561,29.15642],[-107.62665,29.15731],[-107.62786,29.15831],[-107.62881,29.15911],[-107.62831,29.16068],[-107.62794,29.16186],[-107.62739,29.16359],[-107.62687,29.16524],[-107.6265,29.16637],[-107.62604,29.16785],[-107.62548,29.16964],[-107.62508,29.1709],[-107.62467,29.17218],[-107.62393,29.17452],[-107.6233,29.17654],[-107.62293,29.17767],[-107.62239,29.1794],[-107.62142,29.18247],[-107.62259,29.18346],[-107.62388,29.18453],[-107.625,29.18542],[-107.62626,29.18647],[-107.62766,29.18765],[-107.629,29.18877],[-107.63032,29.18987],[-107.63135,29.19075],[-107.63221,29.19147],[-107.63318,29.19228],[-107.63498,29.19377],[-107.63606,29.19469],[-107.63739,29.19583],[-107.6381,29.1964],[-107.63969,29.19773],[-107.64092,29.19878],[-107.64267,29.20101],[-107.64379,29.20244],[-107.64467,29.20359],[-107.6457,29.20493],[-107.64652,29.20597],[-107.64755,29.20729],[-107.64862,29.20864],[-107.64932,29.20956],[-107.64992,29.21034],[-107.65172,29.21264],[-107.65285,29.21409],[-107.65379,29.21529],[-107.6548,29.2166],[-107.65589,29.21801],[-107.65678,29.21913],[-107.65789,29.22056],[-107.65862,29.22152],[-107.65935,29.22244],[-107.66041,29.22381],[-107.66103,29.22461],[-107.66233,29.22627],[-107.66256,29.22748],[-107.66281,29.22881],[-107.66307,29.23024],[-107.66323,29.23109],[-107.66503,29.23217],[-107.66658,29.2331],[-107.66784,29.23386],[-107.6692,29.23468],[-107.67057,29.2355],[-107.67218,29.23646],[-107.67356,29.23729],[-107.67499,29.23815],[-107.6761,29.23881],[-107.67755,29.23967],[-107.67903,29.24057],[-107.68042,29.2414],[-107.68167,29.24214],[-107.68328,29.24311],[-107.68436,29.24376],[-107.686,29.24473],[-107.68739,29.24558],[-107.68855,29.24626],[-107.69028,29.2473],[-107.69167,29.24813],[-107.69328,29.24909],[-107.69531,29.25032],[-107.69696,29.25131],[-107.69846,29.25221],[-107.69996,29.25309],[-107.70097,29.2537],[-107.70224,29.25446],[-107.70334,29.25512],[-107.70512,29.25619],[-107.70672,29.25715],[-107.70827,29.25807],[-107.70952,29.25882],[-107.71105,29.25974],[-107.71209,29.26035],[-107.71375,29.26135],[-107.71556,29.26089],[-107.71698,29.26052],[-107.71867,29.26007],[-107.71992,29.25974],[-107.72125,29.2594],[-107.7226,29.25904],[-107.72426,29.2586],[-107.72588,29.25817],[-107.72759,29.25772],[-107.72924,29.25729],[-107.73083,29.25688],[-107.73195,29.25659],[-107.73373,29.25612],[-107.73544,29.25567],[-107.73631,29.2546],[-107.73721,29.25349],[-107.73829,29.25215],[-107.73918,29.25104],[-107.74002,29.25002],[-107.74092,29.24891],[-107.74187,29.24779],[-107.74251,29.247],[-107.74443,29.24458],[-107.74501,29.24385],[-107.74708,29.2433],[-107.74858,29.2429],[-107.75069,29.24235],[-107.75288,29.24177],[-107.75494,29.24123],[-107.75717,29.24065],[-107.75917,29.24011],[-107.76133,29.23955],[-107.76426,29.23878],[-107.76607,29.2383],[-107.76719,29.23801],[-107.76788,29.23783],[-107.77132,29.23692],[-107.77258,29.23657],[-107.77386,29.23625],[-107.77666,29.23552],[-107.77889,29.23492],[-107.78054,29.23446],[-107.78142,29.23425],[-107.78306,29.23382],[-107.78517,29.23326],[-107.78714,29.23274],[-107.78884,29.2323],[-107.79056,29.23183],[-107.79176,29.23154],[-107.79363,29.23103],[-107.79553,29.23053],[-107.79716,29.23011],[-107.79899,29.22962],[-107.80086,29.22912],[-107.80243,29.22872],[-107.80371,29.22837],[-107.8059,29.22779],[-107.80826,29.22717],[-107.81025,29.22664],[-107.81204,29.22617],[-107.81346,29.2258],[-107.81546,29.22527],[-107.81713,29.22483],[-107.81814,29.22603],[-107.81917,29.22722],[-107.81985,29.22802],[-107.82073,29.22909],[-107.8216,29.23011],[-107.82274,29.23145],[-107.82384,29.23274],[-107.82495,29.23403],[-107.82603,29.23529],[-107.82723,29.2367],[-107.82819,29.23783],[-107.82941,29.23925],[-107.83056,29.24062],[-107.83142,29.24161],[-107.83249,29.24286],[-107.83348,29.24402],[-107.83471,29.24546],[-107.83572,29.24665],[-107.83717,29.24835],[-107.83953,29.24833],[-107.8415,29.24832],[-107.84302,29.24832],[-107.84753,29.2483],[-107.8498,29.24829],[-107.85163,29.24829],[-107.85349,29.24828],[-107.85555,29.24827],[-107.8575,29.24872],[-107.85853,29.24898],[-107.85973,29.24925],[-107.86121,29.24961],[-107.86329,29.2501],[-107.86518,29.25054],[-107.86629,29.2508],[-107.86878,29.25139],[-107.87062,29.25182],[-107.87242,29.25225],[-107.87518,29.25289],[-107.87672,29.25326],[-107.87864,29.25369],[-107.88067,29.25418],[-107.88255,29.25464],[-107.88429,29.25504],[-107.88586,29.25542],[-107.88762,29.25582],[-107.88884,29.25612],[-107.89015,29.25643],[-107.89319,29.25716],[-107.89562,29.25771],[-107.89686,29.25842],[-107.89817,29.25914],[-107.89947,29.25986],[-107.90088,29.26066],[-107.90231,29.26145],[-107.90367,29.26222],[-107.90495,29.26294],[-107.90629,29.26369],[-107.90753,29.26439],[-107.90843,29.26592],[-107.9091,29.26703],[-107.91003,29.2686],[-107.91086,29.27],[-107.91173,29.27144],[-107.91244,29.27263],[-107.91351,29.27439],[-107.91419,29.27556],[-107.91477,29.27653],[-107.9156,29.2779],[-107.9162,29.27895],[-107.9177,29.2803],[-107.91891,29.28139],[-107.92003,29.28242],[-107.9217,29.28391],[-107.92214,29.28524],[-107.92252,29.2866],[-107.92297,29.288],[-107.92334,29.28914],[-107.92376,29.29057],[-107.92277,29.29154],[-107.92143,29.29286],[-107.92045,29.29383],[-107.92048,29.29549],[-107.92048,29.29703],[-107.92049,29.29839],[-107.92049,29.29974],[-107.92051,29.3011],[-107.92052,29.30285],[-107.92257,29.30301],[-107.92256,29.30466],[-107.92255,29.30621],[-107.92257,29.30783],[-107.92258,29.30941],[-107.92256,29.31104],[-107.92258,29.31248],[-107.92257,29.3141],[-107.92257,29.31573],[-107.92257,29.31727],[-107.92258,29.31885],[-107.9226,29.32038],[-107.92259,29.32155],[-107.9226,29.32308],[-107.9226,29.32471],[-107.92262,29.32622],[-107.92419,29.32622],[-107.92572,29.32622],[-107.92613,29.32624]]}}
Línea 115.0 kV | LineString | 115.0 kV | 1 |  |  | CFE |  |  |  |  | OpenStreetMap | {"type":"Feature","properties":{},"geometry":{"type":"LineString","coordinates":[[-107.03245,28.65538],[-107.03209,28.6556],[-107.03089,28.65669],[-107.02976,28.65766],[-107.02857,28.65868],[-107.0274,28.65967],[-107.02622,28.66068],[-107.02474,28.66197],[-107.02358,28.66294],[-107.02215,28.66417],[-107.02111,28.66504],[-107.02008,28.66593],[-107.01916,28.66673],[-107.01858,28.66692],[-107.01803,28.6674],[-107.0173,28.66804],[-107.01672,28.66855],[-107.01595,28.6692],[-107.01551,28.66959],[-107.01484,28.67014],[-107.01402,28.67087],[-107.01359,28.6712],[-107.01309,28.67165],[-107.01248,28.67218],[-107.01207,28.67254],[-107.01144,28.67308],[-107.01083,28.6736],[-107.01045,28.67394],[-107.00982,28.67446],[-107.00917,28.67501],[-107.00986,28.67564],[-107.01043,28.67616],[-107.01072,28.67642],[-107.01136,28.67702],[-107.012,28.6776],[-107.01261,28.67816],[-107.01308,28.67859],[-107.01262,28.67903],[-107.01125,28.68019],[-107.00995,28.68129],[-107.00867,28.68239],[-107.00739,28.68347],[-107.00633,28.68436],[-107.00528,28.68525],[-107.00426,28.68613],[-107.00301,28.68721],[-107.00225,28.68783],[-107.00145,28.68849],[-107.00113,28.68887],[-107.00069,28.68934],[-107.00024,28.68985],[-106.99966,28.69022],[-106.99866,28.69132],[-106.99767,28.69244],[-106.99655,28.69389],[-106.9955,28.69528],[-106.99465,28.69637],[-106.99444,28.69797],[-106.99425,28.69955],[-106.99405,28.7011],[-106.99405,28.70264],[-106.99405,28.70428],[-106.99406,28.70568],[-106.99406,28.70725],[-106.99406,28.7086],[-106.99406,28.70981],[-106.99419,28.71091],[-106.9943,28.71184],[-106.9943,28.71233],[-106.9943,28.71286],[-106.9943,28.71351],[-106.9943,28.71418],[-106.9943,28.71477],[-106.9943,28.71552],[-106.99431,28.71624],[-106.9943,28.71697],[-106.99431,28.71784],[-106.99431,28.71804],[-106.99348,28.71807],[-106.99272,28.71807],[-106.99195,28.71809],[-106.99123,28.71809],[-106.99049,28.71809],[-106.9903,28.71832],[-106.98843,28.71832],[-106.98654,28.71832],[-106.98464,28.71834],[-106.98285,28.71833],[-106.98091,28.71831],[-106.97907,28.71833],[-106.97723,28.71833],[-106.97538,28.71833],[-106.97354,28.71833],[-106.9724,28.71833],[-106.97225,28.71661],[-106.97217,28.71564],[-106.97005,28.71568],[-106.96806,28.7157],[-106.96615,28.71573],[-106.96412,28.71573],[-106.9637,28.716],[-106.96288,28.716],[-106.96211,28.71601],[-106.96134,28.716],[-106.96052,28.71601],[-106.95982,28.71601],[-106.95897,28.71602],[-106.95827,28.71602],[-106.95771,28.71602],[-106.95683,28.71602],[-106.95637,28.71602],[-106.95558,28.71603],[-106.95474,28.71603],[-106.95397,28.71603],[-106.95325,28.71602],[-106.95242,28.71603],[-106.95169,28.71604],[-106.95094,28.71604],[-106.95007,28.71605],[-106.94916,28.71604],[-106.94862,28.71604],[-106.94775,28.71604],[-106.94664,28.71605],[-106.94577,28.71605],[-106.945,28.71605],[-106.94439,28.71604],[-106.94368,28.71604],[-106.94285,28.71605],[-106.94204,28.71606],[-106.94112,28.71605],[-106.94015,28.71605],[-106.93897,28.71606],[-106.93762,28.71604],[-106.93694,28.71596],[-106.93548,28.71508],[-106.93363,28.71477],[-106.92992,28.71418],[-106.92789,28.71382],[-106.9256,28.71344],[-106.92348,28.71309],[-106.92202,28.71393],[-106.9205,28.71477],[-106.91973,28.71556],[-106.91896,28.71598],[-106.91819,28.71639],[-106.91774,28.71641],[-106.91501,28.71642],[-106.91393,28.71646],[-106.91348,28.71647]]}}
Línea 115.0 kV | LineString | 115.0 kV | 1 |  |  | CFE |  |  |  |  | OpenStreetMap | {"type":"Feature","properties":{},"geometry":{"type":"LineString","coordinates":[[-107.04786,29.16623],[-107.04793,29.16573],[-107.04794,29.16426],[-107.04796,29.16247],[-107.04798,29.16035],[-107.04801,29.15832],[-107.04803,29.15635],[-107.04807,29.15416],[-107.04807,29.1532],[-107.04809,29.15204],[-107.04811,29.14997],[-107.04813,29.14786],[-107.04815,29.14558],[-107.04639,29.14468],[-107.04422,29.14355],[-107.04218,29.14248],[-107.04017,29.14144],[-107.03817,29.1404],[-107.03619,29.13934],[-107.03402,29.13823],[-107.03198,29.13716],[-107.02964,29.13595],[-107.0276,29.13489],[-107.02513,29.1336],[-107.02516,29.13162],[-107.02518,29.12959],[-107.0252,29.12756],[-107.02523,29.12521],[-107.02525,29.12324],[-107.02528,29.12076],[-107.02442,29.11924],[-107.02351,29.11763],[-107.02259,29.11597],[-107.0218,29.11461],[-107.02089,29.11298],[-107.02021,29.11176],[-107.01952,29.11054],[-107.01988,29.10924],[-107.02018,29.10814],[-107.02039,29.10794],[-107.02064,29.10714],[-107.02095,29.10606],[-107.02117,29.10517],[-107.02142,29.10431],[-107.02165,29.10341],[-107.02157,29.10315],[-107.02195,29.10179],[-107.02242,29.10004],[-107.02291,29.09828],[-107.02339,29.09653],[-107.02384,29.09491],[-107.02436,29.09303],[-107.02484,29.09127],[-107.02533,29.08952],[-107.02581,29.08776],[-107.02629,29.08602],[-107.02689,29.08384],[-107.02726,29.08247],[-107.02785,29.08032],[-107.02823,29.07898],[-107.02867,29.07741],[-107.02913,29.07572],[-107.02956,29.07419],[-107.02998,29.07266],[-107.03039,29.07113],[-107.03088,29.0694],[-107.03142,29.06737],[-107.03184,29.06587],[-107.03226,29.06436],[-107.0328,29.06239],[-107.03213,29.06068],[-107.03147,29.05898],[-107.03078,29.05729],[-107.03012,29.05557],[-107.02955,29.05412],[-107.02888,29.05242],[-107.02821,29.0507],[-107.02754,29.04899],[-107.02687,29.0473],[-107.02619,29.0456],[-107.02569,29.04429],[-107.02502,29.04258],[-107.02444,29.04075],[-107.02385,29.03888],[-107.02331,29.03722],[-107.0227,29.03523],[-107.02221,29.03367],[-107.02159,29.03171],[-107.0207,29.02981],[-107.01998,29.02827],[-107.0195,29.02723],[-107.01804,29.02406],[-107.01687,29.02156],[-107.0159,29.01946],[-107.01532,29.01819],[-107.01493,29.01737],[-107.01435,29.01614],[-107.01392,29.01516],[-107.01405,29.01381],[-107.01419,29.01247],[-107.01434,29.011],[-107.01451,29.00946],[-107.01464,29.00811],[-107.0148,29.0066],[-107.01494,29.00529],[-107.01508,29.00392],[-107.01522,29.00259],[-107.01533,29.00137],[-107.01484,28.9997],[-107.01433,28.99799],[-107.01517,28.99645],[-107.01616,28.99465],[-107.01752,28.99221],[-107.0183,28.99082],[-107.01984,28.98998],[-107.02179,28.98892],[-107.02311,28.9882],[-107.02435,28.98753],[-107.02508,28.98619],[-107.02577,28.98491],[-107.02649,28.98357],[-107.02721,28.98226],[-107.02807,28.98064],[-107.02877,28.97937],[-107.02954,28.97797],[-107.02945,28.97681],[-107.02937,28.97568],[-107.02923,28.97374],[-107.02911,28.97211],[-107.029,28.9705],[-107.02888,28.96891],[-107.02877,28.96732],[-107.02865,28.9657],[-107.02853,28.96395],[-107.0284,28.9622],[-107.02829,28.96056],[-107.02816,28.95891],[-107.02794,28.9558],[-107.02782,28.95417],[-107.0277,28.95251],[-107.02759,28.95092],[-107.02747,28.94929],[-107.02735,28.94765],[-107.02768,28.94642],[-107.02801,28.94517],[-107.02846,28.9435],[-107.02912,28.94101],[-107.02961,28.93917],[-107.03022,28.93823],[-107.03103,28.93699],[-107.03166,28.93602],[-107.03266,28.93449],[-107.0337,28.93288],[-107.03332,28.93186],[-107.03247,28.92961],[-107.03184,28.92795],[-107.03127,28.92643],[-107.0307,28.92494],[-107.03015,28.92346],[-107.02963,28.92212],[-107.02915,28.92083],[-107.02825,28.9185],[-107.02858,28.9173],[-107.02897,28.91585],[-107.02941,28.91426],[-107.02977,28.91288],[-107.03047,28.91027],[-107.03089,28.90873],[-107.03126,28.90747],[-107.03201,28.90457],[-107.03447,28.90269],[-107.03566,28.90184],[-107.03596,28.90044],[-107.0362,28.89904],[-107.03646,28.8978],[-107.03564,28.89703],[-107.03389,28.89541],[-107.03219,28.89497],[-107.03071,28.89458],[-107.02982,28.89306],[-107.0298,28.89181],[-107.0298,28.89054],[-107.02979,28.88929],[-107.02923,28.88753],[-107.02867,28.88568],[-107.02822,28.88426],[-107.02774,28.88267],[-107.02736,28.88145],[-107.02679,28.87966],[-107.02639,28.87835],[-107.02587,28.87666],[-107.02511,28.87426],[-107.02457,28.87249],[-107.02255,28.87154],[-107.02179,28.86988],[-107.02111,28.86846],[-107.02034,28.86677],[-107.01966,28.86531],[-107.01884,28.86353],[-107.01821,28.86219],[-107.01754,28.86074],[-107.01696,28.85946],[-107.01634,28.85812],[-107.01526,28.85581],[-107.01465,28.85447],[-107.01388,28.85281],[-107.0131,28.85113],[-107.01232,28.84947],[-107.01154,28.84779],[-107.01105,28.84672],[-107.01027,28.84504],[-107.00992,28.84428],[-107.00914,28.84261],[-107.00838,28.84092],[-107.00761,28.83926],[-107.00715,28.83756],[-107.00669,28.83577],[-107.00628,28.83427],[-107.00582,28.83249],[-107.0053,28.8305],[-107.00528,28.8288],[-107.00527,28.82723],[-107.00525,28.82498],[-107.00527,28.82301],[-107.00522,28.82097],[-107.0052,28.81936],[-107.00518,28.8171],[-107.00516,28.81519],[-107.00514,28.81333],[-107.00512,28.81128],[-107.00512,28.81037],[-107.0051,28.80811],[-107.00508,28.8056],[-107.00507,28.80409],[-107.00277,28.80322],[-107.00027,28.80228],[-106.99784,28.80136],[-106.99546,28.80045],[-106.99361,28.79977],[-106.99175,28.79908],[-106.99016,28.79735],[-106.98888,28.79594],[-106.98743,28.79437],[-106.98574,28.79251],[-106.98403,28.79067],[-106.98252,28.7899],[-106.98043,28.78893],[-106.97815,28.78784],[-106.97614,28.78685],[-106.97459,28.7861],[-106.97213,28.78492],[-106.97052,28.78413],[-106.96835,28.78311],[-106.96611,28.78202],[-106.96428,28.78114],[-106.96025,28.77919],[-106.95979,28.77778],[-106.95909,28.77562],[-106.95841,28.77351],[-106.95803,28.77235],[-106.95747,28.77064],[-106.9568,28.76857],[-106.95659,28.76791],[-106.95635,28.76717],[-106.95612,28.76646],[-106.95587,28.76566],[-106.9556,28.76485],[-106.95536,28.76411],[-106.95511,28.76334],[-106.95484,28.76252],[-106.95444,28.76162],[-106.95418,28.76081],[-106.95389,28.75994],[-106.95362,28.75907],[-106.95335,28.7582],[-106.95308,28.75733],[-106.95283,28.75653],[-106.95257,28.75572],[-106.95231,28.75491],[-106.95205,28.75411],[-106.9518,28.7533],[-106.95154,28.75249],[-106.95129,28.75171],[-106.95105,28.75094],[-106.95081,28.75019],[-106.95057,28.74945],[-106.95033,28.7487],[-106.95009,28.74795],[-106.94986,28.7472],[-106.94956,28.74628],[-106.94948,28.74603],[-106.94869,28.74624],[-106.9479,28.74642],[-106.94711,28.74662],[-106.94631,28.74684],[-106.94609,28.74611],[-106.94583,28.74536],[-106.9456,28.74461],[-106.94535,28.74385],[-106.9451,28.7431],[-106.94487,28.74236],[-106.94462,28.74156],[-106.94439,28.74081],[-106.94413,28.73951],[-106.94377,28.73769],[-106.94334,28.73553],[-106.94079,28.73554],[-106.93813,28.73554],[-106.93568,28.73554],[-106.93363,28.73553],[-106.932,28.73522],[-106.93067,28.73397],[-106.92928,28.73265],[-106.92753,28.73102],[-106.92596,28.72952],[-106.92317,28.7269],[-106.9228,28.72534],[-106.92243,28.72379],[-106.92257,28.72231],[-106.92266,28.72093],[-106.9228,28.71959],[-106.92261,28.71825],[-106.92248,28.71707],[-106.92155,28.71708],[-106.92064,28.71708],[-106.91974,28.71708],[-106.91881,28.71709],[-106.91785,28.71709],[-106.91764,28.71709],[-106.91764,28.71665],[-106.91734,28.71666],[-106.91649,28.71666],[-106.91565,28.71667],[-106.9148,28.71669],[-106.91377,28.71671],[-106.91377,28.71656],[-106.91347,28.71657]]}}
Línea 115.0 kV | LineString | 115.0 kV | 1 |  |  | CFE |  |  |  |  | OpenStreetMap | {"type":"Feature","properties":{},"geometry":{"type":"LineString","coordinates":[[-107.44229,28.39175],[-107.44337,28.39237],[-107.44686,28.39255],[-107.44883,28.39264],[-107.4511,28.39276],[-107.4526,28.39283],[-107.4541,28.39291],[-107.4556,28.39297],[-107.45709,28.39305],[-107.45857,28.39313],[-107.45967,28.39241],[-107.46124,28.39271],[-107.46324,28.3931],[-107.46477,28.39338],[-107.46638,28.3937],[-107.46818,28.39404],[-107.46967,28.39434],[-107.47143,28.39467],[-107.47301,28.39497],[-107.47508,28.39539],[-107.47645,28.39564],[-107.47686,28.39587],[-107.47796,28.39608],[-107.47886,28.39625],[-107.47976,28.39643],[-107.48066,28.3966],[-107.48154,28.39678],[-107.48244,28.39695],[-107.48344,28.39714],[-107.48425,28.39729],[-107.48521,28.39748],[-107.48621,28.39766],[-107.4873,28.39788],[-107.48843,28.39809],[-107.48943,28.39828],[-107.49041,28.39847],[-107.49138,28.39865],[-107.49234,28.39883],[-107.4933,28.39903],[-107.49358,28.39888],[-107.49458,28.39908],[-107.49685,28.39952],[-107.49871,28.39987],[-107.50014,28.40015],[-107.50097,28.4003],[-107.50221,28.40057]]}}
Línea 115.0 kV | LineString | 115.0 kV | 1 |  |  | CFE |  |  |  |  | OpenStreetMap | {"type":"Feature","properties":{},"geometry":{"type":"LineString","coordinates":[[-107.44229,28.39175],[-107.44203,28.39235]]}}
Línea 115.0 kV | LineString | 115.0 kV | 2 |  |  | CFE |  |  |  |  | OpenStreetMap | {"type":"Feature","properties":{},"geometry":{"type":"LineString","coordinates":[[-108.22944,28.21735],[-108.23022,28.21789]]}}
Línea 115.0 kV | LineString | 115.0 kV | 1 |  |  | CFE |  |  |  |  | OpenStreetMap | {"type":"Feature","properties":{},"geometry":{"type":"LineString","coordinates":[[-108.2293,28.21713],[-108.22944,28.21735]]}}
Línea 115.0 kV | LineString | 115.0 kV | 1 |  |  | CFE |  |  |  |  | OpenStreetMap | {"type":"Feature","properties":{},"geometry":{"type":"LineString","coordinates":[[-108.20998,28.30295],[-108.21006,28.30287],[-108.20974,28.3016],[-108.21356,28.30037],[-108.21385,28.30034]]}}
Línea 115.0 kV | LineString | 115.0 kV | 1 |  |  | CFE |  |  |  |  | OpenStreetMap | {"type":"Feature","properties":{},"geometry":{"type":"LineString","coordinates":[[-108.23022,28.21789],[-108.22974,28.21884],[-108.22889,28.21968],[-108.2282,28.22069],[-108.22622,28.22213],[-108.22411,28.22367],[-108.22392,28.22477],[-108.22335,28.2281],[-108.22305,28.22964],[-108.22259,28.23232],[-108.22252,28.23343],[-108.22096,28.235],[-108.2206,28.2364],[-108.22047,28.23687],[-108.22074,28.23754],[-108.22122,28.2387],[-108.21849,28.24091],[-108.21625,28.24236],[-108.21071,28.24272],[-108.20697,28.24237],[-108.20547,28.24225],[-108.20403,28.24337],[-108.20213,28.24485],[-108.20057,28.24603],[-108.19951,28.24683],[-108.19922,28.24882],[-108.19874,28.25171],[-108.19836,28.25431],[-108.19617,28.25555],[-108.19465,28.25795],[-108.19353,28.25982],[-108.19059,28.26187],[-108.18937,28.26393],[-108.19007,28.26582],[-108.19162,28.26849],[-108.19302,28.27144],[-108.18549,28.27425],[-108.18134,28.27474],[-108.17989,28.27788],[-108.17931,28.27898],[-108.1801,28.27995],[-108.18262,28.2832],[-108.18361,28.28446],[-108.1847,28.28587],[-108.18592,28.28744],[-108.1867,28.28844],[-108.18716,28.28854],[-108.18991,28.28895],[-108.19038,28.28907],[-108.19319,28.28982],[-108.1943,28.29011],[-108.19734,28.29078],[-108.20059,28.29245],[-108.20202,28.29367],[-108.20278,28.29428],[-108.20498,28.29776],[-108.20567,28.29854],[-108.20914,28.29975],[-108.21354,28.30026],[-108.21385,28.30027]]}}
Línea 115.0 kV | LineString | 115.0 kV | 1 |  |  | CFE |  |  |  |  | OpenStreetMap | {"type":"Feature","properties":{},"geometry":{"type":"LineString","coordinates":[[-108.49438,28.56824],[-108.49494,28.56677],[-108.49564,28.56491],[-108.49825,28.5643],[-108.50248,28.5641],[-108.50543,28.56397],[-108.50655,28.56473],[-108.50768,28.5655],[-108.50875,28.56623],[-108.50996,28.56692],[-108.51168,28.56788],[-108.51284,28.56854],[-108.51441,28.56938],[-108.51548,28.56999],[-108.5183,28.57233],[-108.5202,28.57388],[-108.52228,28.57558],[-108.52324,28.57633],[-108.52563,28.57829],[-108.52696,28.57935],[-108.529,28.58107],[-108.52912,28.58195],[-108.52932,28.58357],[-108.52964,28.58577],[-108.53066,28.58631],[-108.53399,28.58817],[-108.53628,28.58942],[-108.53671,28.59015],[-108.53786,28.59203],[-108.53857,28.5932],[-108.54075,28.59665],[-108.54187,28.59853],[-108.543,28.60042],[-108.54491,28.60142],[-108.54746,28.60281],[-108.55007,28.60424],[-108.55084,28.60461],[-108.55094,28.60628],[-108.5511,28.6081],[-108.55222,28.60991],[-108.55484,28.61464],[-108.55527,28.61541],[-108.5566,28.61773],[-108.55902,28.61859],[-108.56177,28.62073],[-108.56328,28.62176],[-108.56753,28.62174],[-108.57242,28.62169],[-108.57736,28.62166],[-108.58297,28.62167],[-108.58408,28.62168],[-108.59001,28.62163],[-108.59267,28.62156],[-108.59651,28.6216],[-108.59956,28.62156],[-108.60204,28.62153],[-108.60556,28.62149],[-108.60749,28.62277],[-108.60845,28.62342],[-108.60977,28.6243],[-108.61327,28.62674],[-108.61636,28.62873],[-108.61775,28.62965],[-108.62076,28.62966],[-108.62358,28.62965],[-108.62622,28.62965],[-108.62913,28.62962],[-108.63067,28.62961],[-108.63229,28.6296],[-108.63448,28.62959],[-108.63587,28.62958],[-108.6382,28.62957],[-108.64593,28.62954],[-108.65067,28.62951],[-108.65623,28.62949],[-108.65746,28.62972],[-108.65914,28.63003],[-108.66146,28.6295],[-108.66224,28.6295],[-108.66892,28.6282],[-108.67609,28.62733],[-108.67884,28.62736],[-108.67935,28.62761],[-108.68315,28.62938],[-108.68539,28.63265],[-108.68965,28.64034],[-108.69859,28.64062],[-108.70596,28.64113],[-108.70989,28.64398],[-108.71681,28.64665],[-108.72226,28.64806],[-108.72873,28.64649],[-108.73257,28.64477],[-108.73586,28.6433],[-108.73766,28.63765],[-108.73964,28.63274],[-108.73978,28.63239],[-108.74054,28.63101],[-108.74346,28.6255],[-108.75351,28.62303],[-108.75496,28.62683],[-108.75618,28.62983],[-108.75619,28.63005]]}}
Línea 115.0 kV | LineString | 115.0 kV | 2 |  |  | CFE |  |  |  |  | OpenStreetMap | {"type":"Feature","properties":{},"geometry":{"type":"LineString","coordinates":[[-108.22973,28.21707],[-108.23048,28.21756]]}}
Línea 115.0 kV | LineString | 115.0 kV | 1 |  |  | CFE |  |  |  |  | OpenStreetMap | {"type":"Feature","properties":{},"geometry":{"type":"LineString","coordinates":[[-108.22942,28.217],[-108.22973,28.21707]]}}
Línea 115.0 kV | LineString | 115.0 kV | 1 |  |  | CFE |  |  |  |  | OpenStreetMap | {"type":"Feature","properties":{},"geometry":{"type":"LineString","coordinates":[[-108.23048,28.21756],[-108.2318,28.21677],[-108.23394,28.2148],[-108.23808,28.21655],[-108.24001,28.21711],[-108.24138,28.21764],[-108.24284,28.21821],[-108.25328,28.2227],[-108.25685,28.22563],[-108.25761,28.22672],[-108.26096,28.23148],[-108.26849,28.24232],[-108.26995,28.24469],[-108.27064,28.24593],[-108.27133,28.24716],[-108.27292,28.24994],[-108.27459,28.25288],[-108.27531,28.25417],[-108.27611,28.25561],[-108.277,28.25719],[-108.28127,28.26001],[-108.28415,28.2619],[-108.28867,28.26191],[-108.28966,28.26103],[-108.29057,28.26085],[-108.29105,28.26143],[-108.29172,28.26193],[-108.29234,28.26249],[-108.29307,28.26253],[-108.29496,28.2632],[-108.29786,28.26648],[-108.30132,28.26712],[-108.30346,28.26755],[-108.30356,28.26919],[-108.30369,28.26933]]}}
Línea 115.0 kV | LineString | 115.0 kV | 1 |  |  | CFE |  |  |  |  | OpenStreetMap | {"type":"Feature","properties":{},"geometry":{"type":"LineString","coordinates":[[-108.1876,28.2093],[-108.1873,28.20919],[-108.18718,28.20951],[-108.1878,28.20994],[-108.19057,28.20988],[-108.19217,28.20982],[-108.19664,28.20968],[-108.2004,28.2096],[-108.20443,28.21134],[-108.20729,28.21258],[-108.20921,28.21343],[-108.21045,28.21395],[-108.21549,28.21614],[-108.22043,28.21829],[-108.22123,28.21847],[-108.22553,28.21937],[-108.22756,28.21979],[-108.22749,28.22006],[-108.22853,28.22004],[-108.22888,28.21952],[-108.23022,28.21789]]}}
Línea 115.0 kV | LineString | 115.0 kV | 1 |  |  | CFE |  |  |  |  | OpenStreetMap | {"type":"Feature","properties":{},"geometry":{"type":"LineString","coordinates":[[-108.22944,28.21735],[-108.22914,28.21723]]}}
Línea 115.0 kV | LineString | 115.0 kV | 1 |  |  | CFE |  |  |  |  | OpenStreetMap | {"type":"Feature","properties":{},"geometry":{"type":"LineString","coordinates":[[-108.22948,28.21683],[-108.22973,28.21707]]}}
Línea 115.0 kV | LineString | 115.0 kV | 1 |  |  | CFE |  |  |  |  | OpenStreetMap | {"type":"Feature","properties":{},"geometry":{"type":"LineString","coordinates":[[-108.23048,28.21756],[-108.23224,28.21567],[-108.23349,28.21426],[-108.23422,28.21292],[-108.23688,28.21095],[-108.23904,28.2095],[-108.24088,28.20822],[-108.2449,28.20702],[-108.24777,28.20481],[-108.25811,28.20147],[-108.26469,28.20145],[-108.26841,28.20144],[-108.26986,28.20145],[-108.27212,28.20149],[-108.27474,28.20289],[-108.27678,28.20247],[-108.27764,28.20224],[-108.28474,28.20038],[-108.28738,28.2004],[-108.29228,28.20043],[-108.29404,28.2014],[-108.29688,28.20288],[-108.30061,28.20505],[-108.3019,28.20573],[-108.30722,28.20852],[-108.3088,28.20935],[-108.3104,28.2102],[-108.31153,28.21077],[-108.3135,28.21182],[-108.31563,28.21153],[-108.31862,28.21109],[-108.31959,28.20647],[-108.31983,28.20535],[-108.32014,28.20396],[-108.32248,28.19949],[-108.32645,28.19829],[-108.32921,28.19625],[-108.33151,28.19279],[-108.34076,28.1867],[-108.34307,28.18621],[-108.35265,28.18448],[-108.36033,28.18418],[-108.37416,28.19667],[-108.37466,28.19697]]}}
Línea 115.0 kV | LineString | 115.0 kV | 1 |  |  | CFE |  |  |  |  | OpenStreetMap | {"type":"Feature","properties":{},"geometry":{"type":"LineString","coordinates":[[-107.44203,28.39235],[-107.44223,28.39321],[-107.44246,28.39409],[-107.44261,28.39546],[-107.44141,28.39587],[-107.43696,28.39736],[-107.435,28.39785],[-107.43391,28.3981],[-107.43215,28.3985],[-107.43066,28.39885],[-107.4292,28.39918],[-107.42791,28.39946],[-107.42654,28.39977],[-107.4247,28.40018],[-107.42256,28.40067],[-107.4207,28.40109],[-107.41854,28.40158],[-107.41742,28.40184],[-107.41704,28.40191],[-107.41518,28.40317],[-107.41396,28.40399],[-107.41221,28.40518],[-107.41071,28.40618],[-107.40933,28.40713],[-107.40751,28.40834],[-107.40573,28.40954],[-107.40392,28.41077],[-107.40259,28.41165],[-107.40128,28.41251],[-107.39945,28.41372],[-107.39793,28.4147],[-107.3964,28.41565],[-107.39467,28.41671],[-107.39303,28.41771],[-107.39148,28.41867],[-107.38979,28.41969],[-107.38804,28.42077],[-107.38645,28.42175],[-107.38478,28.42275],[-107.38345,28.42358],[-107.38225,28.42431],[-107.38016,28.42559],[-107.37844,28.42664],[-107.37625,28.42797],[-107.37484,28.42886],[-107.37161,28.43082],[-107.36985,28.43188],[-107.36843,28.43276],[-107.36684,28.43373],[-107.36556,28.4346],[-107.36402,28.43563],[-107.36241,28.4367],[-107.36077,28.43779],[-107.3595,28.43863],[-107.3558,28.44111],[-107.35463,28.44194],[-107.35329,28.4428],[-107.35185,28.44406],[-107.35038,28.44533],[-107.34885,28.44665],[-107.34747,28.44786],[-107.3461,28.44905],[-107.3447,28.45026],[-107.3434,28.4514],[-107.34204,28.45257],[-107.34073,28.45371],[-107.33929,28.45497],[-107.3378,28.45627],[-107.33619,28.45767],[-107.33494,28.45874],[-107.33363,28.45988],[-107.33225,28.46108],[-107.33094,28.46222],[-107.32951,28.46347],[-107.32851,28.46436],[-107.32763,28.46506],[-107.32712,28.46546],[-107.3261,28.4663],[-107.32547,28.46702],[-107.32477,28.46763],[-107.32346,28.46875],[-107.32275,28.46936],[-107.32149,28.47046],[-107.32025,28.47154],[-107.31937,28.4723],[-107.31813,28.47337],[-107.317,28.47435],[-107.31564,28.47553],[-107.31502,28.47617],[-107.31416,28.47665],[-107.31348,28.47703],[-107.313,28.4764],[-107.31324,28.47627]]}}
Línea 115.0 kV | LineString | 115.0 kV | 1 |  |  | CFE |  |  |  |  | OpenStreetMap | {"type":"Feature","properties":{},"geometry":{"type":"LineString","coordinates":[[-90.76122,18.60986],[-90.76108,18.60956],[-90.76134,18.60892],[-90.76152,18.60832],[-90.76271,18.60853],[-90.76292,18.60733],[-90.76313,18.60612],[-90.76353,18.60511],[-90.76399,18.604],[-90.76736,18.60304],[-90.77086,18.60208],[-90.77133,18.5992],[-90.77179,18.5963]]}}
Línea 115.0 kV | LineString | 115.0 kV |  |  |  | CFE |  |  |  |  | OpenStreetMap | {"type":"Feature","properties":{},"geometry":{"type":"LineString","coordinates":[[-89.40193,18.53274],[-89.40141,18.53286]]}}
Línea 115.0 kV | LineString | 115.0 kV | 1 |  |  | CFE |  |  |  |  | OpenStreetMap | {"type":"Feature","properties":{},"geometry":{"type":"LineString","coordinates":[[-106.85638,28.42115],[-106.85613,28.42055],[-106.85565,28.42002],[-106.85615,28.41968]]}}
Línea 115.0 kV | LineString | 115.0 kV | 1 |  |  | CFE |  |  |  |  | OpenStreetMap | {"type":"Feature","properties":{},"geometry":{"type":"LineString","coordinates":[[-106.81339,28.44706],[-106.81371,28.44736]]}}
Línea 115.0 kV | LineString | 115.0 kV | 1 |  |  | CFE |  |  |  |  | OpenStreetMap | {"type":"Feature","properties":{},"geometry":{"type":"LineString","coordinates":[[-106.81353,28.44697],[-106.81371,28.44736]]}}
Línea 115.0 kV | LineString | 115.0 kV | 2 |  |  | CFE |  |  |  |  | OpenStreetMap | {"type":"Feature","properties":{},"geometry":{"type":"LineString","coordinates":[[-106.81371,28.44736],[-106.81674,28.44782],[-106.81998,28.44831],[-106.82457,28.44901],[-106.82707,28.44941],[-106.82956,28.44979],[-106.83236,28.45022],[-106.83504,28.45063],[-106.83567,28.44976],[-106.83632,28.44885],[-106.83675,28.44825],[-106.83742,28.44732],[-106.83808,28.44641],[-106.83871,28.44551],[-106.83937,28.44461],[-106.84004,28.44368],[-106.84068,28.44278],[-106.84134,28.44187],[-106.84198,28.44097],[-106.84264,28.44006],[-106.84329,28.43913],[-106.84395,28.43822],[-106.84459,28.43732],[-106.84531,28.43632],[-106.84602,28.43534],[-106.84667,28.43443],[-106.84732,28.43352],[-106.84798,28.43262],[-106.84862,28.43171],[-106.84927,28.43079],[-106.84993,28.42987],[-106.8506,28.42897],[-106.85125,28.42805],[-106.8519,28.42713],[-106.85256,28.42622],[-106.85321,28.4253],[-106.85372,28.4246],[-106.8544,28.42367],[-106.85508,28.42274],[-106.85563,28.42198],[-106.85638,28.42115]]}}
Línea 115.0 kV | LineString | 115.0 kV | 1 |  |  | CFE |  |  |  |  | OpenStreetMap | {"type":"Feature","properties":{},"geometry":{"type":"LineString","coordinates":[[-106.82765,28.44845],[-106.82738,28.449],[-106.82811,28.44924],[-106.82875,28.44947],[-106.82933,28.44968],[-106.83019,28.45],[-106.83099,28.45029],[-106.83179,28.45055],[-106.83256,28.45083],[-106.83321,28.45091],[-106.83391,28.45101],[-106.83478,28.4511],[-106.83544,28.45119],[-106.83628,28.45128],[-106.83701,28.45115],[-106.83774,28.45088],[-106.8388,28.45046],[-106.83949,28.45017],[-106.84009,28.44995],[-106.84083,28.44966],[-106.84164,28.44952],[-106.84236,28.44948],[-106.84306,28.44941],[-106.84451,28.44924],[-106.84534,28.44915],[-106.84623,28.44905],[-106.84688,28.44898],[-106.84783,28.44886],[-106.84846,28.4488],[-106.84922,28.44872],[-106.85,28.44863],[-106.85078,28.44854],[-106.85156,28.44845],[-106.85233,28.44836],[-106.85312,28.44828],[-106.85389,28.44818],[-106.85466,28.44809],[-106.85545,28.44801],[-106.85622,28.44792],[-106.85699,28.44784],[-106.85775,28.44775],[-106.85856,28.44766],[-106.85911,28.4476],[-106.85964,28.44753],[-106.86016,28.44748],[-106.86065,28.44742],[-106.8615,28.44734],[-106.86187,28.44729],[-106.86237,28.44725],[-106.86349,28.44713],[-106.86444,28.44702],[-106.86617,28.44681],[-106.868,28.44662],[-106.86982,28.44643],[-106.87074,28.44631],[-106.8711,28.44643],[-106.8711,28.44785],[-106.87109,28.4493],[-106.87112,28.45073],[-106.87112,28.45218],[-106.87113,28.45363],[-106.87113,28.45506],[-106.87126,28.45546],[-106.87126,28.45694],[-106.87125,28.45843],[-106.87128,28.45995],[-106.87128,28.46143],[-106.87128,28.46294],[-106.87129,28.46445],[-106.8713,28.46594],[-106.8713,28.46743],[-106.87132,28.46895],[-106.87131,28.47045],[-106.87132,28.47193],[-106.87125,28.47249],[-106.87125,28.47395],[-106.87126,28.4756],[-106.87126,28.47717],[-106.87126,28.47877],[-106.87127,28.48039],[-106.87127,28.48198],[-106.87127,28.48362],[-106.87127,28.48526],[-106.87127,28.48687],[-106.87128,28.48847],[-106.87127,28.49008],[-106.87127,28.49168],[-106.87129,28.4933],[-106.87128,28.4949],[-106.87128,28.49652],[-106.87127,28.4981],[-106.87128,28.49973],[-106.87128,28.50133],[-106.87129,28.50294],[-106.8713,28.50456],[-106.87129,28.50603],[-106.8713,28.50783],[-106.87129,28.50942],[-106.87129,28.51096],[-106.8713,28.51255],[-106.87131,28.51411],[-106.8713,28.51571],[-106.8713,28.51728],[-106.8713,28.51883],[-106.87131,28.52042],[-106.87129,28.52196],[-106.87115,28.52234],[-106.87116,28.52309],[-106.87116,28.52386],[-106.87117,28.52463],[-106.87117,28.52541],[-106.87116,28.52618],[-106.87116,28.52709],[-106.87116,28.52757],[-106.87116,28.52841],[-106.87116,28.5291],[-106.87115,28.52956],[-106.87116,28.53122],[-106.87116,28.53276],[-106.87116,28.53434],[-106.87115,28.53588],[-106.87116,28.53743],[-106.87117,28.53891],[-106.87116,28.54052],[-106.87117,28.54202],[-106.87117,28.54356],[-106.87118,28.54458],[-106.87119,28.54554],[-106.87116,28.5472],[-106.87119,28.54767],[-106.8712,28.54838],[-106.8712,28.54901],[-106.8712,28.54971],[-106.87121,28.55041],[-106.87121,28.5511],[-106.8712,28.55168],[-106.87121,28.55241],[-106.87116,28.55285],[-106.87116,28.55355],[-106.87116,28.55423],[-106.87119,28.55501],[-106.87118,28.55566],[-106.87117,28.55635],[-106.87118,28.55704],[-106.87117,28.55779],[-106.87118,28.55848],[-106.87116,28.55914],[-106.87117,28.55989],[-106.87118,28.56058],[-106.87118,28.56129],[-106.87119,28.56197],[-106.87119,28.56259],[-106.87119,28.56328],[-106.87119,28.56397],[-106.8712,28.56466],[-106.87119,28.56536],[-106.8712,28.56606],[-106.8712,28.56676],[-106.8712,28.56747],[-106.8712,28.56819],[-106.87121,28.56902],[-106.87147,28.56943],[-106.87148,28.57071],[-106.87148,28.57217],[-106.87148,28.57365],[-106.87149,28.57512],[-106.8715,28.57657],[-106.8715,28.57803],[-106.87151,28.5795],[-106.87151,28.58096],[-106.87152,28.58254],[-106.87152,28.58412],[-106.87153,28.58568],[-106.87153,28.58728],[-106.87153,28.58886],[-106.87153,28.59023],[-106.87155,28.59184],[-106.87155,28.59308],[-106.87148,28.59441],[-106.87148,28.59581],[-106.87148,28.59728],[-106.8715,28.59878],[-106.87149,28.60027],[-106.87149,28.60185],[-106.8715,28.60334],[-106.8715,28.60485],[-106.8715,28.60634],[-106.87151,28.60807],[-106.87151,28.6096],[-106.87152,28.61111],[-106.87153,28.6126],[-106.87153,28.61409],[-106.87153,28.61563],[-106.87154,28.61714],[-106.87155,28.61869],[-106.87155,28.62036],[-106.87155,28.62173],[-106.87156,28.6232],[-106.87157,28.62478],[-106.87157,28.62652],[-106.87157,28.62761],[-106.87157,28.62923],[-106.87158,28.6308],[-106.87159,28.63237],[-106.87158,28.63396],[-106.87159,28.63552],[-106.87159,28.63711],[-106.8716,28.63865],[-106.87161,28.64017],[-106.87161,28.64172],[-106.87161,28.64325],[-106.87161,28.64478],[-106.87162,28.64632],[-106.87163,28.64782],[-106.87162,28.64942],[-106.87163,28.65095],[-106.87163,28.65248],[-106.87164,28.65401],[-106.87164,28.65558],[-106.87164,28.65716],[-106.87164,28.65873],[-106.87165,28.66028],[-106.87166,28.66186],[-106.87166,28.66342],[-106.87166,28.66499],[-106.87166,28.66657],[-106.87167,28.66813],[-106.87167,28.66969],[-106.87168,28.67127],[-106.87168,28.67283],[-106.87169,28.67441],[-106.8717,28.67597],[-106.8717,28.67755],[-106.8717,28.67911],[-106.8717,28.68068],[-106.87171,28.68225],[-106.87171,28.68381],[-106.87172,28.68539],[-106.87172,28.68696],[-106.87167,28.68741],[-106.87167,28.68817],[-106.87167,28.68974],[-106.87252,28.68972],[-106.87334,28.68971],[-106.87416,28.68971],[-106.87496,28.68971],[-106.87583,28.68971],[-106.87666,28.68971],[-106.87749,28.68971],[-106.87832,28.68971],[-106.87915,28.68971],[-106.87994,28.6897],[-106.88051,28.68977],[-106.88134,28.68977],[-106.88217,28.68977],[-106.88313,28.68972],[-106.88403,28.68971],[-106.88594,28.68971],[-106.88784,28.68971],[-106.88974,28.6897],[-106.89163,28.6897],[-106.89216,28.68969],[-106.89217,28.69014],[-106.89217,28.69081],[-106.89217,28.69147],[-106.8922,28.69213],[-106.8922,28.69406],[-106.8922,28.69559],[-106.8922,28.69712],[-106.8922,28.69867],[-106.8922,28.70018],[-106.89221,28.70171],[-106.89221,28.70325],[-106.89221,28.70478],[-106.8922,28.70629],[-106.89221,28.70739],[-106.89222,28.70784],[-106.89273,28.70785],[-106.89408,28.70787],[-106.89591,28.70785],[-106.89774,28.70784],[-106.89953,28.70785],[-106.90139,28.70784],[-106.90322,28.70783],[-106.90507,28.70784],[-106.90689,28.70783],[-106.90873,28.70784],[-106.91055,28.7078],[-106.91108,28.70779],[-106.91237,28.70779],[-106.91355,28.70777],[-106.91421,28.70776],[-106.91421,28.70855],[-106.91422,28.70932],[-106.91423,28.7101],[-106.91423,28.71092],[-106.91424,28.71164],[-106.91423,28.71239],[-106.91424,28.7132],[-106.91423,28.7139],[-106.91423,28.71475],[-106.91423,28.71554],[-106.91423,28.71635],[-106.91346,28.71634]]}}
Línea 115.0 kV | LineString | 115.0 kV | 1 |  |  | CFE |  |  |  |  | OpenStreetMap | {"type":"Feature","properties":{},"geometry":{"type":"LineString","coordinates":[[-106.82714,28.44887],[-106.82725,28.44835]]}}
Línea 115.0 kV | LineString | 115.0 kV | 1 |  |  | CFE |  |  |  |  | OpenStreetMap | {"type":"Feature","properties":{},"geometry":{"type":"LineString","coordinates":[[-106.82714,28.44887],[-106.82745,28.44839]]}}
Línea 115.0 kV | LineString | 115.0 kV | 2 |  |  | CFE |  |  |  |  | OpenStreetMap | {"type":"Feature","properties":{},"geometry":{"type":"LineString","coordinates":[[-106.81365,28.4469],[-106.81376,28.44709],[-106.81455,28.44652],[-106.81386,28.44558],[-106.81405,28.44509],[-106.81522,28.44543],[-106.81592,28.44562],[-106.81657,28.44582],[-106.81727,28.44603],[-106.81791,28.44621],[-106.81867,28.44643],[-106.8193,28.44661],[-106.8199,28.44679],[-106.82099,28.44711],[-106.82187,28.44736],[-106.82276,28.44761],[-106.82334,28.44781],[-106.82478,28.44819],[-106.82545,28.44841],[-106.82714,28.44887]]}}
Línea 115.0 kV | LineString | 115.0 kV | 1 |  |  | CFE |  |  |  |  | OpenStreetMap | {"type":"Feature","properties":{},"geometry":{"type":"LineString","coordinates":[[-106.81045,28.44704],[-106.80898,28.44744],[-106.80742,28.44739],[-106.80602,28.44694],[-106.80431,28.44632],[-106.8029,28.44578],[-106.80144,28.4454],[-106.79991,28.44544],[-106.79844,28.44582],[-106.79713,28.44653],[-106.79624,28.44718],[-106.79554,28.4477],[-106.79476,28.44826],[-106.79405,28.44877],[-106.79333,28.44928],[-106.79262,28.44979],[-106.79192,28.45032],[-106.79121,28.45083],[-106.7905,28.45133],[-106.78979,28.45186],[-106.78896,28.45247],[-106.78827,28.45301],[-106.78755,28.4535],[-106.78682,28.45404],[-106.78612,28.45454],[-106.7854,28.45506],[-106.7847,28.45557],[-106.78404,28.45606],[-106.78328,28.4566],[-106.78283,28.45694],[-106.78237,28.45727],[-106.78187,28.45764],[-106.78116,28.45815],[-106.78039,28.4587],[-106.77968,28.45921],[-106.779,28.45975],[-106.77872,28.45995],[-106.77829,28.46026],[-106.77756,28.46077],[-106.77677,28.46133],[-106.77608,28.46187],[-106.77535,28.46237],[-106.77465,28.46288],[-106.77385,28.46346],[-106.7732,28.46397],[-106.77254,28.46445],[-106.77169,28.46506],[-106.77117,28.46544],[-106.77024,28.46609],[-106.76906,28.46559],[-106.7684,28.46532],[-106.76757,28.46523],[-106.76673,28.46516],[-106.76589,28.46507],[-106.76486,28.46524],[-106.76359,28.46544],[-106.76307,28.4651],[-106.76197,28.46569],[-106.76124,28.46609],[-106.76066,28.46655],[-106.76011,28.46704],[-106.75955,28.46771],[-106.75898,28.46839],[-106.75843,28.46908],[-106.75786,28.46976],[-106.75729,28.47045],[-106.75674,28.47113],[-106.75617,28.4718],[-106.75546,28.47233],[-106.75475,28.47284],[-106.75403,28.47336],[-106.75315,28.47368],[-106.75224,28.47401],[-106.75133,28.47432],[-106.75044,28.47464],[-106.74956,28.47498],[-106.74865,28.4753],[-106.74782,28.47548],[-106.74697,28.47568],[-106.74612,28.47589],[-106.74543,28.47605],[-106.74435,28.4763],[-106.74362,28.47646],[-106.74282,28.47664],[-106.74214,28.47681],[-106.74151,28.47696],[-106.74089,28.4771],[-106.74024,28.47726],[-106.73952,28.47752],[-106.73879,28.47781],[-106.73806,28.4781],[-106.73734,28.47838],[-106.73657,28.47869],[-106.73594,28.47895],[-106.73519,28.47923],[-106.73443,28.47925],[-106.73346,28.47928],[-106.73274,28.4793],[-106.73208,28.47932],[-106.73135,28.47915],[-106.73051,28.47897],[-106.73036,28.47909],[-106.73017,28.47887]]}}
Línea 115.0 kV | LineString | 115.0 kV | 1 |  |  | CFE |  |  |  |  | OpenStreetMap | {"type":"Feature","properties":{},"geometry":{"type":"LineString","coordinates":[[-106.93228,28.40024],[-106.93218,28.39911],[-106.93207,28.39855],[-106.93206,28.39758],[-106.93205,28.39666],[-106.93205,28.39578],[-106.93205,28.39489],[-106.93205,28.39398],[-106.93203,28.3931],[-106.93203,28.39225],[-106.93202,28.39136],[-106.93203,28.39049],[-106.93203,28.38958],[-106.93202,28.38942],[-106.93202,28.38865],[-106.93202,28.38789],[-106.93202,28.38714],[-106.93203,28.38638],[-106.93202,28.38561],[-106.93201,28.38484],[-106.93201,28.38408],[-106.932,28.38332],[-106.93201,28.38255],[-106.93199,28.38178],[-106.932,28.38102],[-106.93198,28.38024],[-106.932,28.37951],[-106.93199,28.37857],[-106.93307,28.37816],[-106.93413,28.37769],[-106.93594,28.3767],[-106.93747,28.37588],[-106.93906,28.37503],[-106.94052,28.37426],[-106.94129,28.37388],[-106.94238,28.37327],[-106.94237,28.37165],[-106.94236,28.37002],[-106.94236,28.36839],[-106.94234,28.36676],[-106.94233,28.36514],[-106.94232,28.36351],[-106.94232,28.3619],[-106.94231,28.3603],[-106.9423,28.35887],[-106.94229,28.35712],[-106.94229,28.35522],[-106.94228,28.3537],[-106.94225,28.35219],[-106.94225,28.35097],[-106.94228,28.34997],[-106.94264,28.34852],[-106.94303,28.34703],[-106.94336,28.34564],[-106.94333,28.34401],[-106.94331,28.34239],[-106.9433,28.34077],[-106.94326,28.33919],[-106.94323,28.33752],[-106.9432,28.3359],[-106.94318,28.33427],[-106.94316,28.33266],[-106.94312,28.33094],[-106.94309,28.32958],[-106.94307,28.32791],[-106.94306,28.32623],[-106.94303,28.32453],[-106.943,28.32293],[-106.94298,28.32125],[-106.94295,28.31963],[-106.94294,28.31801],[-106.94289,28.31636],[-106.94289,28.31502],[-106.94286,28.31353],[-106.94283,28.31181],[-106.94281,28.31012],[-106.94279,28.30853],[-106.94276,28.307],[-106.94274,28.30536],[-106.94271,28.30364],[-106.94269,28.30204],[-106.94266,28.30036],[-106.94264,28.29871],[-106.9426,28.29702],[-106.94258,28.29539],[-106.94257,28.29388],[-106.94254,28.29125],[-106.94253,28.28994],[-106.9425,28.28839],[-106.94248,28.28669],[-106.94245,28.28473],[-106.94243,28.28329],[-106.94241,28.28199],[-106.94239,28.28054],[-106.94236,28.27865],[-106.94362,28.27688],[-106.94464,28.27544],[-106.9455,28.27422],[-106.94659,28.27267],[-106.9474,28.27118],[-106.94825,28.26961],[-106.94907,28.26808],[-106.94985,28.26665],[-106.95066,28.26513],[-106.9515,28.26359],[-106.95241,28.26188],[-106.9532,28.26042],[-106.95405,28.25883],[-106.95482,28.25744],[-106.95554,28.25611],[-106.95634,28.25465],[-106.95712,28.25322],[-106.95792,28.25175],[-106.95867,28.25037],[-106.9594,28.24903],[-106.96002,28.24789],[-106.96092,28.24626],[-106.96167,28.24488],[-106.96244,28.24344],[-106.96342,28.24168],[-106.9644,28.23989],[-106.96512,28.23855],[-106.96585,28.2372],[-106.96651,28.236],[-106.9672,28.23474],[-106.96808,28.23312],[-106.9692,28.23111],[-106.97037,28.22954],[-106.97149,28.22808],[-106.97263,28.22658],[-106.9737,28.22514],[-106.97485,28.22364],[-106.97602,28.22209],[-106.97716,28.22059],[-106.97822,28.21918],[-106.97922,28.21788],[-106.98034,28.2164],[-106.98136,28.21506],[-106.98223,28.21395],[-106.98219,28.21373],[-106.98271,28.21306],[-106.98318,28.2125],[-106.9836,28.21189],[-106.98407,28.21129],[-106.98455,28.21064],[-106.98471,28.21059],[-106.98576,28.20922],[-106.98706,28.20754],[-106.98847,28.20566],[-106.98997,28.20371],[-106.99095,28.20242],[-106.99208,28.20096],[-106.99401,28.20034],[-106.99566,28.19982],[-106.99734,28.19931],[-106.99889,28.19876],[-107.0006,28.19821],[-107.00228,28.19768],[-107.00396,28.19715],[-107.00569,28.19663],[-107.00746,28.19602],[-107.00911,28.19553],[-107.01011,28.19418],[-107.01066,28.19351],[-107.0118,28.19203],[-107.01277,28.19078],[-107.0139,28.18933],[-107.01522,28.18778],[-107.01664,28.18615],[-107.01768,28.18488],[-107.01867,28.18372],[-107.01971,28.1825],[-107.02072,28.18132],[-107.02176,28.1801],[-107.02281,28.17888],[-107.02378,28.17774],[-107.02493,28.1764],[-107.02591,28.17522],[-107.02696,28.17401],[-107.02776,28.17257],[-107.02855,28.17117],[-107.02939,28.1697],[-107.03025,28.16819],[-107.03118,28.16656],[-107.03219,28.16476],[-107.03334,28.16272],[-107.03297,28.16095],[-107.03255,28.15891],[-107.03167,28.15711],[-107.03095,28.15562],[-107.03029,28.15428],[-107.03086,28.15267],[-107.0314,28.15116],[-107.03207,28.14927],[-107.03268,28.14754],[-107.03311,28.14635],[-107.03231,28.14471],[-107.03147,28.14295],[-107.03099,28.14196],[-107.03011,28.14014],[-107.03055,28.13851],[-107.03088,28.13728],[-107.03118,28.13621],[-107.03239,28.13443],[-107.03342,28.13293],[-107.03466,28.1311],[-107.03498,28.13088],[-107.03551,28.13014],[-107.03655,28.12868],[-107.03707,28.12792],[-107.03759,28.1272],[-107.03795,28.12641],[-107.03796,28.12555],[-107.03787,28.12479],[-107.03776,28.12398],[-107.03765,28.12315],[-107.03755,28.12241],[-107.03743,28.12157],[-107.03732,28.12085],[-107.03723,28.12012],[-107.03709,28.11922],[-107.03699,28.11841],[-107.03688,28.1176],[-107.03676,28.11677],[-107.03664,28.11594],[-107.03653,28.11512],[-107.03642,28.11431],[-107.03631,28.11351],[-107.0362,28.1127],[-107.03608,28.1119],[-107.03598,28.11108],[-107.03586,28.11025],[-107.03575,28.10947],[-107.03564,28.10865],[-107.03553,28.10787],[-107.03545,28.10709],[-107.03536,28.10626],[-107.0353,28.10548],[-107.0352,28.10469],[-107.03513,28.1039],[-107.03506,28.10311],[-107.03497,28.10234],[-107.0349,28.10153],[-107.0348,28.10074],[-107.03474,28.10046],[-107.03468,28.09948],[-107.03454,28.09789],[-107.03438,28.09633],[-107.03422,28.09464],[-107.03407,28.09326],[-107.03393,28.09169],[-107.03368,28.08909],[-107.03352,28.08769],[-107.03338,28.08634],[-107.03327,28.085],[-107.03314,28.08351],[-107.03299,28.08191],[-107.03278,28.07986],[-107.03252,28.07758],[-107.03239,28.076],[-107.03222,28.07307],[-107.03215,28.07158],[-107.03209,28.07059],[-107.03202,28.06884],[-107.03197,28.06745],[-107.0319,28.06601],[-107.0318,28.06431],[-107.03172,28.06285],[-107.03166,28.06128],[-107.03153,28.05828],[-107.03148,28.05697],[-107.03166,28.05572],[-107.03184,28.05449],[-107.03199,28.05352],[-107.03215,28.05244],[-107.0319,28.05032],[-107.03175,28.04893],[-107.03156,28.04741],[-107.03136,28.04567],[-107.03059,28.04423],[-107.02991,28.04288],[-107.02927,28.04165],[-107.02814,28.03938],[-107.02746,28.03802],[-107.02654,28.03628],[-107.02577,28.0347],[-107.02497,28.03319],[-107.02459,28.03146],[-107.02414,28.0295],[-107.0238,28.02791],[-107.02339,28.02623],[-107.02304,28.02541],[-107.02209,28.02332],[-107.02148,28.02196],[-107.02077,28.02037],[-107.02003,28.01875],[-107.01914,28.01678],[-107.01875,28.01694],[-107.0185,28.01704]]}}
Línea 115.0 kV | LineString | 115.0 kV | 1 |  |  | CFE |  |  |  |  | OpenStreetMap | {"type":"Feature","properties":{},"geometry":{"type":"LineString","coordinates":[[-106.97428,28.53514],[-106.97478,28.53587],[-106.97564,28.53761],[-106.97648,28.53933],[-106.97733,28.54107],[-106.97819,28.54283],[-106.97903,28.54452],[-106.97985,28.54616],[-106.98064,28.5478],[-106.98148,28.54953],[-106.98242,28.55141],[-106.98335,28.55331],[-106.98407,28.55477],[-106.98499,28.55662],[-106.98583,28.55835],[-106.98665,28.56002],[-106.98749,28.56172],[-106.98832,28.56341],[-106.98913,28.56507],[-106.98995,28.56673],[-106.9908,28.56848],[-106.99164,28.57016],[-106.99247,28.57187],[-106.99327,28.57347],[-106.99411,28.57518],[-106.99495,28.5769],[-106.99575,28.57852],[-106.99656,28.58017],[-106.9973,28.58166],[-106.99814,28.58337],[-106.99896,28.58503],[-106.9997,28.58653],[-107.00051,28.58818],[-107.00119,28.58958],[-107.00201,28.59123],[-107.00284,28.59292],[-107.00366,28.5946],[-107.00449,28.5963],[-107.00518,28.59769],[-107.00592,28.59917],[-107.00676,28.60088],[-107.00751,28.6024],[-107.00828,28.60398],[-107.00929,28.60606],[-107.01011,28.60768],[-107.01085,28.60918],[-107.01166,28.61087],[-107.01252,28.61261],[-107.01349,28.61457],[-107.01435,28.61631],[-107.01507,28.61776],[-107.01575,28.61915],[-107.01681,28.62131],[-107.01817,28.62411],[-107.01901,28.62578],[-107.01976,28.62731],[-107.02051,28.62886],[-107.02137,28.63057],[-107.02218,28.63223],[-107.02301,28.63389],[-107.02387,28.63564],[-107.02474,28.63741],[-107.0254,28.63876],[-107.02625,28.64049],[-107.02706,28.64214],[-107.02791,28.64385],[-107.02876,28.64557],[-107.0296,28.64728],[-107.03029,28.64868],[-107.03098,28.65007],[-107.03192,28.65198],[-107.03273,28.65364],[-107.03324,28.65465],[-107.03288,28.65525],[-107.03259,28.65543]]}}
Línea 115.0 kV | LineString | 115.0 kV | 1 |  |  | CFE |  |  |  |  | OpenStreetMap | {"type":"Feature","properties":{},"geometry":{"type":"LineString","coordinates":[[-106.9464,28.5351],[-106.94646,28.53528],[-106.94768,28.53522],[-106.9488,28.53521],[-106.94967,28.53522],[-106.95053,28.53522],[-106.95139,28.53522],[-106.95227,28.53523],[-106.95313,28.53521],[-106.95399,28.5352],[-106.95486,28.53521],[-106.95572,28.53521],[-106.95658,28.5352],[-106.95747,28.5352],[-106.95833,28.5352],[-106.95945,28.5352],[-106.96059,28.53517],[-106.96144,28.53516],[-106.96229,28.53517],[-106.96315,28.53517],[-106.96398,28.53515],[-106.96483,28.53515],[-106.96565,28.53516],[-106.96651,28.53516],[-106.96736,28.53515],[-106.96821,28.53518],[-106.9691,28.53515],[-106.9699,28.53513],[-106.97075,28.53514],[-106.9716,28.53515],[-106.97246,28.53514],[-106.97331,28.53514],[-106.97428,28.53514]]}}
Línea 115.0 kV | LineString | 115.0 kV | 2 |  |  | CFE |  |  |  |  | OpenStreetMap | {"type":"Feature","properties":{},"geometry":{"type":"LineString","coordinates":[[-106.81045,28.44704],[-106.81121,28.44854],[-106.81215,28.4504],[-106.8131,28.45227],[-106.8135,28.45485],[-106.81388,28.45719],[-106.81418,28.45909],[-106.81621,28.46221],[-106.81813,28.46513],[-106.82006,28.46808],[-106.82135,28.47007],[-106.82354,28.4734],[-106.82684,28.47345],[-106.83013,28.4735],[-106.83012,28.47605],[-106.83013,28.47861],[-106.83032,28.48222],[-106.83032,28.48525],[-106.83033,28.48831],[-106.83042,28.49016],[-106.83048,28.49132],[-106.83198,28.49132],[-106.83356,28.49131],[-106.83505,28.49131],[-106.83661,28.49131],[-106.83818,28.49131],[-106.83977,28.4913],[-106.84108,28.49131],[-106.84265,28.49131],[-106.84395,28.4913],[-106.84551,28.4913],[-106.84689,28.4913],[-106.84836,28.49129],[-106.8499,28.49129],[-106.85138,28.49129],[-106.85288,28.49129],[-106.85442,28.49128],[-106.85589,28.49129],[-106.85745,28.49128],[-106.85889,28.49128],[-106.86026,28.49128],[-106.86198,28.49127],[-106.86353,28.49127],[-106.86519,28.49128],[-106.86659,28.49127],[-106.86815,28.49127],[-106.86958,28.49127],[-106.87097,28.49126],[-106.87173,28.49127],[-106.8729,28.49127],[-106.87407,28.49128],[-106.87508,28.49127],[-106.87674,28.49127],[-106.87776,28.49127],[-106.87941,28.49126],[-106.88111,28.49125],[-106.88267,28.49126],[-106.88436,28.49126],[-106.88603,28.49125],[-106.88771,28.49125],[-106.88931,28.49125],[-106.89102,28.49125],[-106.8926,28.49125],[-106.89416,28.49124],[-106.89568,28.49124],[-106.8972,28.49124],[-106.89872,28.49123],[-106.90029,28.49124],[-106.90186,28.49123],[-106.90328,28.49123],[-106.90471,28.49124],[-106.90613,28.49123],[-106.90755,28.49123],[-106.90919,28.49137],[-106.9104,28.49137],[-106.91161,28.49137],[-106.91244,28.49133],[-106.91371,28.49133],[-106.91456,28.49113],[-106.91619,28.49113],[-106.91792,28.49113],[-106.9195,28.49114],[-106.92129,28.49113],[-106.92264,28.49113],[-106.92409,28.49113],[-106.9255,28.49112],[-106.92691,28.49112],[-106.92832,28.49112],[-106.92972,28.49112],[-106.93112,28.49112],[-106.93253,28.49111],[-106.93393,28.49111],[-106.93535,28.49111],[-106.93675,28.49111],[-106.93815,28.4911],[-106.93955,28.4911],[-106.93957,28.49247],[-106.93957,28.49382],[-106.93958,28.49517],[-106.93959,28.49653],[-106.93959,28.49789],[-106.93961,28.49928],[-106.93961,28.50062],[-106.93961,28.50197],[-106.93962,28.50322],[-106.93962,28.50465],[-106.93963,28.50604],[-106.93964,28.5074],[-106.93965,28.50877],[-106.93965,28.5102],[-106.93967,28.51169],[-106.93968,28.51313],[-106.93968,28.51443],[-106.93968,28.51559],[-106.93968,28.51657],[-106.93969,28.51793],[-106.9397,28.51954],[-106.93972,28.5209],[-106.93973,28.52206],[-106.93965,28.52313],[-106.93965,28.5245],[-106.93965,28.52586],[-106.93965,28.52725],[-106.93965,28.52861],[-106.93966,28.52998],[-106.93966,28.53138],[-106.93967,28.53272],[-106.93966,28.53408],[-106.93966,28.53537],[-106.94117,28.53537],[-106.94249,28.53537],[-106.9439,28.53538],[-106.94533,28.53538],[-106.94569,28.53556],[-106.94624,28.53557],[-106.94624,28.53511]]}}
Línea 115.0 kV | LineString | 115.0 kV | 2 |  |  | CFE |  |  |  |  | OpenStreetMap | {"type":"Feature","properties":{},"geometry":{"type":"LineString","coordinates":[[-106.81305,28.44729],[-106.81325,28.44751]]}}
Línea 115.0 kV | LineString | 115.0 kV | 1 |  |  | CFE |  |  |  |  | OpenStreetMap | {"type":"Feature","properties":{},"geometry":{"type":"LineString","coordinates":[[-106.81324,28.44716],[-106.81338,28.44733],[-106.81325,28.44751]]}}
Línea 115.0 kV | LineString | 115.0 kV | 3 |  |  | CFE |  |  |  |  | OpenStreetMap | {"type":"Feature","properties":{},"geometry":{"type":"LineString","coordinates":[[-106.81325,28.44751],[-106.8131,28.44764],[-106.81179,28.4464],[-106.81045,28.44704]]}}
Línea 115.0 kV | LineString | 115.0 kV | 1 |  |  | CFE |  |  |  |  | OpenStreetMap | {"type":"Feature","properties":{},"geometry":{"type":"LineString","coordinates":[[-106.26415,28.36093],[-106.26387,28.36079]]}}
Línea 115.0 kV | LineString | 115.0 kV | 1 |  |  | CFE |  |  |  |  | OpenStreetMap | {"type":"Feature","properties":{},"geometry":{"type":"LineString","coordinates":[[-106.18616,28.50903],[-106.18638,28.50836],[-106.18717,28.50598],[-106.18771,28.50422],[-106.18819,28.50274],[-106.18869,28.5012],[-106.18958,28.49828],[-106.19002,28.49695],[-106.19118,28.49325],[-106.19145,28.49239],[-106.19221,28.48997],[-106.19244,28.48926],[-106.19342,28.48611],[-106.19394,28.48452],[-106.19452,28.48266],[-106.19547,28.47964],[-106.1957,28.47893],[-106.19775,28.47242],[-106.1983,28.47061],[-106.19897,28.46857],[-106.19982,28.46582],[-106.20037,28.46408],[-106.20136,28.46095],[-106.20225,28.45816],[-106.20326,28.4564],[-106.20402,28.45509],[-106.20485,28.45364],[-106.20683,28.45021],[-106.20761,28.44885],[-106.20858,28.44718],[-106.20956,28.44548],[-106.21051,28.44385],[-106.21151,28.44213],[-106.21242,28.44054],[-106.21336,28.43892],[-106.21428,28.43731],[-106.21524,28.43567],[-106.21594,28.43447],[-106.21689,28.43282],[-106.21759,28.4316],[-106.21859,28.42989],[-106.22022,28.42704],[-106.22122,28.42534],[-106.22223,28.4236],[-106.22288,28.42247],[-106.22381,28.42088],[-106.22479,28.41918],[-106.22547,28.41801],[-106.22637,28.41642],[-106.22706,28.41525],[-106.22803,28.41356],[-106.22898,28.41193],[-106.23034,28.40955],[-106.23115,28.40817],[-106.23201,28.4067],[-106.2329,28.40516],[-106.23376,28.40367],[-106.2347,28.40204],[-106.23562,28.40046],[-106.23653,28.39886],[-106.23749,28.39722],[-106.23818,28.39602],[-106.23925,28.39416],[-106.2401,28.39269],[-106.24106,28.39104],[-106.24201,28.38939],[-106.24296,28.38774],[-106.24386,28.38618],[-106.24488,28.38443],[-106.24583,28.38279],[-106.24649,28.38165],[-106.24732,28.38023],[-106.24823,28.37865],[-106.24911,28.37712],[-106.25001,28.37557],[-106.25089,28.37396],[-106.25178,28.37239],[-106.25269,28.37081],[-106.25408,28.36957],[-106.25563,28.36824],[-106.25678,28.36725],[-106.25833,28.3659],[-106.25958,28.3648],[-106.26139,28.36322],[-106.26234,28.36235],[-106.26394,28.36096],[-106.26414,28.36078],[-106.26533,28.35979],[-106.26658,28.35883],[-106.26743,28.35819],[-106.26896,28.35758],[-106.27004,28.35718],[-106.27094,28.35744],[-106.27209,28.35782],[-106.27331,28.35822],[-106.27728,28.35741],[-106.27907,28.35707],[-106.28122,28.35663],[-106.28442,28.35606],[-106.28685,28.35554],[-106.29034,28.35486],[-106.29436,28.35406],[-106.29875,28.35318],[-106.30063,28.35279],[-106.30344,28.35225],[-106.30548,28.35184],[-106.31002,28.35097],[-106.31101,28.35078],[-106.31235,28.35048],[-106.31594,28.34979],[-106.31946,28.3484],[-106.32365,28.34674],[-106.32519,28.34614],[-106.32856,28.3448],[-106.33194,28.34346],[-106.33398,28.34267],[-106.33612,28.34183],[-106.33823,28.34097],[-106.3406,28.34001],[-106.34163,28.33959],[-106.34264,28.33919],[-106.34451,28.33876],[-106.34624,28.33833],[-106.3483,28.33783],[-106.35026,28.33736],[-106.35153,28.33704],[-106.35314,28.33667],[-106.35531,28.33615],[-106.357,28.33573],[-106.35864,28.33533],[-106.36092,28.33479],[-106.36308,28.33425],[-106.36468,28.33386],[-106.36626,28.33348],[-106.36836,28.33294],[-106.37049,28.33243],[-106.37252,28.33194],[-106.3742,28.33153],[-106.37582,28.33116],[-106.37783,28.33067],[-106.3797,28.3302],[-106.38158,28.32977],[-106.38365,28.32923],[-106.38582,28.32873],[-106.38785,28.32823],[-106.38998,28.32767],[-106.39196,28.32719],[-106.39356,28.32683],[-106.39713,28.32595],[-106.39995,28.32523],[-106.40427,28.32419],[-106.40597,28.32374],[-106.40835,28.32319],[-106.41223,28.32228],[-106.4168,28.32113],[-106.41984,28.32039],[-106.42366,28.31946],[-106.42721,28.31864],[-106.42933,28.31809],[-106.43151,28.31757],[-106.43386,28.317],[-106.43587,28.31651],[-106.43795,28.31602],[-106.43999,28.31554],[-106.44197,28.31502],[-106.44405,28.31452],[-106.44612,28.31402],[-106.44814,28.31354],[-106.45017,28.31306],[-106.45206,28.31255],[-106.45397,28.31209],[-106.45679,28.31141],[-106.45882,28.31094],[-106.46093,28.31042],[-106.46279,28.30995],[-106.46514,28.30938],[-106.46716,28.30889],[-106.46903,28.30846],[-106.4709,28.30801],[-106.47269,28.30754],[-106.47479,28.30705],[-106.47684,28.30648],[-106.47873,28.30608],[-106.48083,28.30557],[-106.48297,28.30508],[-106.48452,28.30521],[-106.48924,28.30571],[-106.48952,28.30536]]}}
Línea 115.0 kV | LineString | 115.0 kV | 1 |  |  | CFE |  |  |  |  | OpenStreetMap | {"type":"Feature","properties":{},"geometry":{"type":"LineString","coordinates":[[-106.18675,28.50919],[-106.18668,28.50819],[-106.18733,28.50625],[-106.18777,28.50483],[-106.1883,28.50325],[-106.18871,28.50186],[-106.18915,28.50047],[-106.1898,28.49834],[-106.19018,28.4972],[-106.19112,28.49422],[-106.19145,28.49317],[-106.19165,28.49253],[-106.19245,28.48998],[-106.19267,28.48932],[-106.19372,28.48596],[-106.19414,28.48463],[-106.19476,28.48268],[-106.19589,28.47913],[-106.19735,28.47447],[-106.19796,28.47253],[-106.19857,28.47059],[-106.19917,28.4687],[-106.20005,28.46589],[-106.20059,28.46418],[-106.20163,28.46087],[-106.20246,28.45824],[-106.20353,28.45642],[-106.20432,28.45504],[-106.20707,28.45031],[-106.20768,28.44927],[-106.20853,28.44781],[-106.20936,28.44636],[-106.21031,28.44472],[-106.21127,28.4431],[-106.2122,28.44149],[-106.21316,28.43986],[-106.21414,28.43817],[-106.21511,28.4365],[-106.21609,28.43481],[-106.21707,28.43313],[-106.21803,28.43148],[-106.21901,28.42981],[-106.21998,28.42811],[-106.22095,28.42644],[-106.22191,28.4248],[-106.22293,28.42307],[-106.22387,28.42144],[-106.22486,28.41974],[-106.22579,28.41814],[-106.22676,28.41645],[-106.22773,28.4148],[-106.22866,28.41319],[-106.22951,28.41174],[-106.23079,28.40954],[-106.23173,28.40792],[-106.23269,28.40625],[-106.23369,28.40454],[-106.23463,28.40294],[-106.23556,28.40134],[-106.23655,28.39964],[-106.23727,28.39838],[-106.23821,28.39678],[-106.23912,28.39521],[-106.2403,28.39318],[-106.24127,28.39152],[-106.24222,28.38986],[-106.24318,28.38821],[-106.24415,28.38656],[-106.24513,28.38488],[-106.24613,28.38313],[-106.24709,28.38149],[-106.24804,28.37986],[-106.24907,28.37808],[-106.25003,28.37643],[-106.25098,28.37471],[-106.25212,28.37274],[-106.25311,28.37103],[-106.25482,28.36955],[-106.25634,28.36823],[-106.25762,28.36712],[-106.25911,28.36581],[-106.26016,28.3649],[-106.26196,28.36308],[-106.26255,28.36244],[-106.26479,28.36087],[-106.26595,28.35989],[-106.26667,28.35973],[-106.27099,28.35884],[-106.27329,28.3584],[-106.27716,28.35764],[-106.27816,28.35746],[-106.28136,28.35682],[-106.28494,28.35615],[-106.28638,28.35586],[-106.2904,28.35503],[-106.29439,28.35424],[-106.29878,28.35337],[-106.30049,28.35305],[-106.30347,28.35242],[-106.30549,28.35201],[-106.30985,28.35201],[-106.31111,28.35201],[-106.31238,28.352],[-106.3153,28.35086],[-106.31602,28.35055],[-106.31995,28.34896],[-106.32371,28.34743],[-106.3268,28.34617],[-106.32858,28.34545],[-106.33167,28.34419],[-106.33595,28.34241],[-106.33886,28.34125],[-106.34164,28.34012],[-106.34305,28.33957],[-106.34442,28.33899],[-106.34646,28.3385],[-106.34872,28.33796],[-106.35123,28.33734],[-106.35344,28.33681],[-106.35531,28.33637],[-106.35738,28.33586],[-106.35899,28.33547],[-106.36099,28.33497],[-106.36268,28.33455],[-106.36464,28.33409],[-106.36641,28.33366],[-106.36847,28.33314],[-106.37061,28.33259],[-106.37259,28.33214],[-106.37447,28.3317],[-106.37674,28.33115],[-106.37867,28.33064],[-106.38061,28.33022],[-106.38309,28.3296],[-106.38447,28.32926],[-106.38696,28.32865],[-106.38914,28.32808],[-106.39065,28.32771],[-106.39248,28.32729],[-106.39468,28.32674],[-106.39666,28.32627],[-106.39998,28.32543],[-106.40416,28.3244],[-106.40606,28.32393],[-106.40723,28.32365],[-106.40875,28.3233],[-106.4125,28.32241],[-106.41685,28.32131],[-106.41986,28.32058],[-106.42373,28.31965],[-106.42671,28.31895],[-106.42811,28.3186],[-106.43168,28.31772],[-106.43391,28.31719],[-106.43593,28.3167],[-106.438,28.31621],[-106.44004,28.31573],[-106.44203,28.31521],[-106.44411,28.31471],[-106.44618,28.31421],[-106.44821,28.31372],[-106.45023,28.31324],[-106.45212,28.31275],[-106.45403,28.31228],[-106.45701,28.31157],[-106.45902,28.31108],[-106.46109,28.31058],[-106.46291,28.31012],[-106.4652,28.30957],[-106.46723,28.30909],[-106.46909,28.30865],[-106.47095,28.30819],[-106.47276,28.30773],[-106.47485,28.30723],[-106.47694,28.30665],[-106.47837,28.30635],[-106.4804,28.30586],[-106.48195,28.3055],[-106.48385,28.30569],[-106.48564,28.30584],[-106.4885,28.30617],[-106.49328,28.30667],[-106.49559,28.30689],[-106.49828,28.30713],[-106.50164,28.30748],[-106.50681,28.30803],[-106.50864,28.30823],[-106.51034,28.30841],[-106.51197,28.30858],[-106.51353,28.30874],[-106.51546,28.30894],[-106.51735,28.30915],[-106.52028,28.30942],[-106.522,28.3096],[-106.52369,28.30975],[-106.52524,28.30992],[-106.52765,28.31021],[-106.52959,28.31039],[-106.53147,28.31064],[-106.53304,28.3108],[-106.53416,28.31172],[-106.53552,28.31282],[-106.53792,28.31478],[-106.54005,28.31653],[-106.5426,28.3186],[-106.54541,28.3209],[-106.54692,28.32213],[-106.5486,28.32349],[-106.55011,28.32474],[-106.55164,28.32599],[-106.55317,28.32723],[-106.55469,28.32847],[-106.55627,28.32976],[-106.55879,28.33181],[-106.56036,28.33309],[-106.56173,28.33421],[-106.56299,28.33524],[-106.56492,28.33681],[-106.56646,28.33807],[-106.5679,28.33924],[-106.56968,28.3407],[-106.57116,28.34191],[-106.57265,28.34312],[-106.57422,28.34439],[-106.57578,28.34566],[-106.57724,28.34687],[-106.57851,28.3479],[-106.5801,28.3492],[-106.58282,28.35142],[-106.58427,28.3526],[-106.58582,28.35386],[-106.5873,28.35506],[-106.58883,28.35631],[-106.59071,28.35676],[-106.59319,28.35735],[-106.59578,28.35798],[-106.59775,28.35844],[-106.59965,28.3589],[-106.60173,28.3594],[-106.60484,28.36014],[-106.60886,28.3611],[-106.61055,28.36151],[-106.6142,28.36238],[-106.61595,28.3628],[-106.61774,28.36322],[-106.61939,28.36361],[-106.62096,28.36399],[-106.6248,28.36492],[-106.62638,28.36528],[-106.62865,28.36584],[-106.63065,28.36631],[-106.63258,28.36677],[-106.63622,28.36763],[-106.63782,28.36803],[-106.64014,28.36857],[-106.64406,28.36951],[-106.6481,28.37051],[-106.65119,28.37119],[-106.65278,28.37159],[-106.65568,28.37228],[-106.65735,28.37269],[-106.65893,28.37306],[-106.66327,28.3741],[-106.66593,28.37472],[-106.66822,28.37528],[-106.66975,28.37565],[-106.67424,28.37671],[-106.67694,28.37736],[-106.67928,28.37792],[-106.68227,28.37864],[-106.68344,28.37892],[-106.68473,28.37921],[-106.68579,28.37897],[-106.68719,28.37864],[-106.69099,28.37766],[-106.69395,28.37689],[-106.69641,28.37628],[-106.69927,28.37557],[-106.70062,28.37522],[-106.70257,28.37471],[-106.70425,28.37428],[-106.70602,28.37383],[-106.70771,28.37342],[-106.71104,28.37256],[-106.71255,28.37215],[-106.71547,28.37313],[-106.71752,28.37382],[-106.72055,28.37484],[-106.72229,28.37541],[-106.72436,28.3761],[-106.7263,28.37674],[-106.72799,28.37732],[-106.73234,28.37877],[-106.73646,28.38014],[-106.7378,28.38058],[-106.73962,28.38119],[-106.74119,28.38172],[-106.74247,28.38214],[-106.74441,28.38278],[-106.74632,28.38343],[-106.74816,28.38405],[-106.74979,28.38459],[-106.75427,28.38608],[-106.75552,28.3865],[-106.75704,28.387],[-106.7606,28.38819],[-106.76218,28.38871],[-106.76515,28.38971],[-106.76839,28.39078],[-106.77066,28.39154],[-106.77409,28.39269],[-106.776,28.39333],[-106.77772,28.39389],[-106.77905,28.39434],[-106.78224,28.39541],[-106.78392,28.39651],[-106.78551,28.39758],[-106.78683,28.39784],[-106.79125,28.39871],[-106.79359,28.39916],[-106.79484,28.39959],[-106.79647,28.40014],[-106.7999,28.40127],[-106.80311,28.40236],[-106.80472,28.40291],[-106.8069,28.40361],[-106.80997,28.40463],[-106.81178,28.40523],[-106.81381,28.40592],[-106.81542,28.40645],[-106.81728,28.40733],[-106.81907,28.40819],[-106.82092,28.40906],[-106.82281,28.40996],[-106.82469,28.41085],[-106.82658,28.41174],[-106.82856,28.4127],[-106.83035,28.41354],[-106.83224,28.41444],[-106.83412,28.41533],[-106.83593,28.41622],[-106.8378,28.41712],[-106.83891,28.41763],[-106.84001,28.41815],[-106.84081,28.41854],[-106.84157,28.4189],[-106.84222,28.41923],[-106.84323,28.41972],[-106.84415,28.42015],[-106.84489,28.42049],[-106.84607,28.42104],[-106.84703,28.42147],[-106.84809,28.42197],[-106.84881,28.4223],[-106.8497,28.4227],[-106.85083,28.4232],[-106.85158,28.42267],[-106.85238,28.42212],[-106.85317,28.42156],[-106.85397,28.42099],[-106.85477,28.42042],[-106.85556,28.41988],[-106.85606,28.41958]]}}
Línea 115.0 kV | LineString | 115.0 kV | 2 |  |  | CFE |  |  |  |  | OpenStreetMap | {"type":"Feature","properties":{},"geometry":{"type":"LineString","coordinates":[[-106.49084,28.30542],[-106.49104,28.30543],[-106.491,28.30557],[-106.49035,28.30551],[-106.48952,28.30536]]}}
Línea 115.0 kV | LineString | 115.0 kV | 1 |  |  | CFE |  |  |  |  | OpenStreetMap | {"type":"Feature","properties":{},"geometry":{"type":"LineString","coordinates":[[-106.8563,28.41974],[-106.85645,28.41989],[-106.85704,28.42053],[-106.85757,28.41997],[-106.85864,28.41886],[-106.8593,28.41817],[-106.8599,28.41755],[-106.8603,28.41714],[-106.86089,28.41652],[-106.86149,28.4159],[-106.86212,28.41527],[-106.86271,28.41465],[-106.86341,28.41393],[-106.86388,28.41344],[-106.86457,28.41274],[-106.86517,28.41232],[-106.8658,28.41187],[-106.8666,28.41129],[-106.86708,28.41096],[-106.86792,28.41037],[-106.86866,28.40986],[-106.86948,28.40929],[-106.87031,28.4087],[-106.87116,28.40812],[-106.87188,28.40761],[-106.87248,28.40718],[-106.87294,28.40681],[-106.87413,28.40668],[-106.87489,28.4066],[-106.87549,28.40654],[-106.87661,28.40641],[-106.87736,28.40633],[-106.87803,28.40625],[-106.87868,28.40618],[-106.87933,28.4061],[-106.88,28.40601],[-106.88096,28.4059],[-106.88172,28.40581],[-106.88247,28.40573],[-106.88329,28.40564],[-106.88397,28.40557],[-106.88471,28.40549],[-106.88531,28.40542],[-106.88622,28.40532],[-106.88724,28.40521],[-106.88807,28.40511],[-106.88805,28.40495],[-106.88866,28.40488],[-106.88927,28.40481],[-106.89008,28.40472],[-106.8909,28.40463],[-106.89171,28.40454],[-106.89252,28.40446],[-106.89334,28.40438],[-106.89415,28.40429],[-106.89499,28.40419],[-106.89582,28.40411],[-106.89656,28.40402],[-106.89741,28.40393],[-106.89825,28.40384],[-106.89911,28.40375],[-106.89994,28.40366],[-106.90078,28.40356],[-106.9016,28.40345],[-106.90242,28.40336],[-106.90329,28.40328],[-106.90415,28.40354],[-106.90639,28.40329],[-106.90874,28.40304],[-106.91113,28.40278],[-106.91352,28.40253],[-106.91589,28.40227],[-106.91827,28.40201],[-106.92059,28.40177],[-106.92293,28.40153],[-106.925,28.4013],[-106.92728,28.40105],[-106.9287,28.4009],[-106.92904,28.40055],[-106.93028,28.40044],[-106.93128,28.40034],[-106.93228,28.40024]]}}
Línea 115.0 kV | LineString | 115.0 kV | 2 |  |  | CFE |  |  |  |  | OpenStreetMap | {"type":"Feature","properties":{},"geometry":{"type":"LineString","coordinates":[[-106.93228,28.40024],[-106.93355,28.40011],[-106.93357,28.40028]]}}
Línea 115.0 kV | LineString | 115.0 kV | 1 |  |  | CFE |  |  |  |  | OpenStreetMap | {"type":"Feature","properties":{},"geometry":{"type":"LineString","coordinates":[[-107.31316,28.47618],[-107.31293,28.47631],[-107.31242,28.47613],[-107.31122,28.47571],[-107.30796,28.4746],[-107.30611,28.47397],[-107.30246,28.47271],[-107.30021,28.47194],[-107.29796,28.47116],[-107.29588,28.47057],[-107.29338,28.46986],[-107.29132,28.46927],[-107.2894,28.46871],[-107.28726,28.46809],[-107.28503,28.46748],[-107.28272,28.46681],[-107.28045,28.46614],[-107.27806,28.46546],[-107.27576,28.46482],[-107.27344,28.46414],[-107.27104,28.46346],[-107.26868,28.46277],[-107.26627,28.46207],[-107.26427,28.46149],[-107.26206,28.46085],[-107.25971,28.46019],[-107.2574,28.45952],[-107.25531,28.45892],[-107.25221,28.45803],[-107.25023,28.45746],[-107.24783,28.45678],[-107.2453,28.45605],[-107.24198,28.4551],[-107.24066,28.45472],[-107.23866,28.45414],[-107.23641,28.45349],[-107.23437,28.45291],[-107.23185,28.45218],[-107.23042,28.45177],[-107.22828,28.45116],[-107.22566,28.45041],[-107.22344,28.44977],[-107.22095,28.44904],[-107.21871,28.44842],[-107.21636,28.44773],[-107.21411,28.44708],[-107.21199,28.44612],[-107.21006,28.44565],[-107.2075,28.44504],[-107.20463,28.44434],[-107.20229,28.44368],[-107.19987,28.44299],[-107.19767,28.44236],[-107.19524,28.44166],[-107.19297,28.44101],[-107.19062,28.44034],[-107.18834,28.43968],[-107.18607,28.43902],[-107.18379,28.43839],[-107.18132,28.43766],[-107.17903,28.43703],[-107.17659,28.43632],[-107.17421,28.43565],[-107.17187,28.43497],[-107.16957,28.4343],[-107.16728,28.43363],[-107.16537,28.43309],[-107.16299,28.4324],[-107.16072,28.43174],[-107.15838,28.43107],[-107.15607,28.43045],[-107.15374,28.42973],[-107.15139,28.42907],[-107.14911,28.42841],[-107.14677,28.42774],[-107.1444,28.42704],[-107.14207,28.42637],[-107.13979,28.42572],[-107.13765,28.42509],[-107.13532,28.42445],[-107.13338,28.42388],[-107.13104,28.4232],[-107.12877,28.42253],[-107.126,28.42174],[-107.12416,28.42121],[-107.12232,28.42067],[-107.1202,28.42001],[-107.11539,28.41851],[-107.11312,28.4178],[-107.11087,28.41711],[-107.10871,28.41643],[-107.10654,28.41576],[-107.10563,28.41529],[-107.1047,28.41518],[-107.10275,28.41458],[-107.10036,28.41445],[-107.09838,28.41433],[-107.09568,28.4142],[-107.09353,28.41408],[-107.09159,28.41396],[-107.0874,28.41374],[-107.08498,28.41361],[-107.08243,28.4135],[-107.07961,28.41332],[-107.07731,28.41318],[-107.07576,28.4125],[-107.07394,28.41167],[-107.07217,28.41088],[-107.07036,28.41004],[-107.06831,28.40911],[-107.06676,28.40841],[-107.06374,28.40704],[-107.06233,28.4064],[-107.05924,28.405],[-107.05744,28.40416],[-107.05523,28.40315],[-107.05295,28.40212],[-107.05092,28.40119],[-107.04697,28.4001],[-107.04481,28.39844],[-107.03981,28.39544],[-107.03723,28.39329],[-107.03504,28.39308],[-107.03132,28.39282],[-107.02875,28.39263],[-107.02637,28.39246],[-107.02384,28.3923],[-107.02192,28.39218],[-107.01952,28.39201],[-107.01688,28.39182],[-107.01433,28.39163],[-107.0107,28.3914],[-107.00738,28.39116],[-107.00488,28.39098],[-107.00245,28.3908],[-106.99992,28.39149],[-106.99817,28.39198],[-106.99587,28.39259],[-106.99393,28.39311],[-106.99149,28.39377],[-106.9891,28.39443],[-106.98753,28.39459],[-106.98528,28.39483],[-106.98292,28.3951],[-106.98079,28.39532],[-106.97851,28.39557],[-106.97618,28.39581],[-106.9739,28.39606],[-106.97142,28.39633],[-106.96909,28.39657],[-106.96682,28.39682],[-106.96444,28.39708],[-106.96252,28.39729],[-106.96013,28.39754],[-106.9577,28.3978],[-106.95537,28.39806],[-106.95299,28.3983],[-106.95095,28.39851],[-106.94857,28.39877],[-106.94614,28.39903],[-106.94376,28.39929],[-106.94138,28.39956],[-106.93899,28.3998],[-106.93667,28.40005],[-106.9361,28.39986],[-106.93503,28.39997],[-106.93369,28.4001],[-106.93373,28.40027]]}}
Línea 115.0 kV | LineString | 115.0 kV | 1 |  |  | CFE |  |  |  |  | OpenStreetMap | {"type":"Feature","properties":{},"geometry":{"type":"LineString","coordinates":[[-106.48952,28.30536],[-106.48963,28.30576],[-106.49211,28.30601],[-106.49372,28.30618],[-106.49596,28.3064],[-106.49755,28.30654],[-106.50121,28.30693],[-106.50629,28.30745],[-106.5084,28.30766],[-106.51052,28.3079],[-106.51227,28.30808],[-106.51448,28.30829],[-106.51663,28.30851],[-106.51951,28.30881],[-106.52124,28.30899],[-106.52261,28.30912],[-106.5253,28.3094],[-106.52727,28.3096],[-106.52992,28.30991],[-106.53154,28.3101],[-106.53313,28.31026],[-106.53437,28.31129],[-106.53575,28.31241],[-106.53825,28.31445],[-106.54103,28.31671],[-106.54342,28.31867],[-106.54522,28.32013],[-106.54599,28.32075],[-106.54685,28.32147],[-106.54835,28.32268],[-106.54985,28.32391],[-106.55143,28.3252],[-106.55301,28.32649],[-106.5546,28.32779],[-106.5562,28.32909],[-106.55833,28.33082],[-106.5597,28.33195],[-106.5612,28.33317],[-106.56268,28.33437],[-106.56464,28.33597],[-106.56612,28.33718],[-106.56754,28.33834],[-106.5695,28.33993],[-106.57086,28.34105],[-106.57228,28.34219],[-106.57376,28.34341],[-106.57515,28.34454],[-106.57657,28.34569],[-106.57797,28.34684],[-106.57975,28.34829],[-106.58321,28.35112],[-106.58462,28.35227],[-106.58609,28.35346],[-106.58738,28.35451],[-106.5891,28.35591],[-106.5909,28.35634],[-106.59349,28.35696],[-106.59597,28.35755],[-106.59839,28.35814],[-106.60035,28.3586],[-106.60258,28.35914],[-106.605,28.35967],[-106.60885,28.36062],[-106.61026,28.36097],[-106.6119,28.36137],[-106.61413,28.3619],[-106.61609,28.36236],[-106.61838,28.36292],[-106.62022,28.36334],[-106.62149,28.36365],[-106.625,28.36449],[-106.62651,28.36484],[-106.62894,28.36544],[-106.63279,28.36635],[-106.63597,28.36711],[-106.63761,28.36752],[-106.64018,28.36811],[-106.64435,28.36912],[-106.64772,28.36991],[-106.64849,28.37009],[-106.65107,28.37072],[-106.6528,28.37114],[-106.65586,28.37187],[-106.65755,28.37228],[-106.65889,28.37259],[-106.6633,28.37364],[-106.66563,28.3742],[-106.66783,28.37472],[-106.66949,28.37513],[-106.67427,28.37626],[-106.67708,28.37694],[-106.67942,28.37748],[-106.68149,28.37798],[-106.68273,28.37829],[-106.68472,28.37873],[-106.68725,28.37812],[-106.69081,28.37721],[-106.694,28.37641],[-106.6965,28.37577],[-106.69858,28.37529],[-106.70024,28.37484],[-106.70226,28.37433],[-106.7044,28.37377],[-106.70605,28.37337],[-106.70762,28.37296],[-106.71117,28.37207],[-106.7126,28.37168],[-106.71551,28.37266],[-106.7176,28.37337],[-106.7205,28.37436],[-106.72205,28.37487],[-106.72365,28.37542],[-106.72522,28.37595],[-106.72667,28.37642],[-106.72831,28.377],[-106.73193,28.37821],[-106.7329,28.37854],[-106.73638,28.37971],[-106.73773,28.38016],[-106.73977,28.38085],[-106.74141,28.3814],[-106.74337,28.38207],[-106.74494,28.3826],[-106.74657,28.38315],[-106.7481,28.38367],[-106.74982,28.38424],[-106.75463,28.38587],[-106.75568,28.38622],[-106.75715,28.38672],[-106.76041,28.38781],[-106.76213,28.38839],[-106.76471,28.38926],[-106.76673,28.38994],[-106.76866,28.3906],[-106.76931,28.39081],[-106.77129,28.39147],[-106.7743,28.3925],[-106.77674,28.39332],[-106.7786,28.39394],[-106.77997,28.3944],[-106.78227,28.39517],[-106.78391,28.39575],[-106.78679,28.39653],[-106.79069,28.39762],[-106.7919,28.39801],[-106.7942,28.39877],[-106.79471,28.39895],[-106.79699,28.39972],[-106.79944,28.40053],[-106.80349,28.4019],[-106.80552,28.40258],[-106.80714,28.40313],[-106.80831,28.40299],[-106.81162,28.40258],[-106.81307,28.40241],[-106.81588,28.40208],[-106.81885,28.40173],[-106.82,28.40072],[-106.8212,28.39971],[-106.82138,28.39959],[-106.82235,28.39987],[-106.82323,28.4001],[-106.82414,28.40037],[-106.82509,28.40065],[-106.82604,28.40092],[-106.82693,28.40118],[-106.82795,28.40147],[-106.82912,28.4018],[-106.82984,28.402],[-106.83067,28.40225],[-106.83158,28.40251],[-106.83247,28.40276],[-106.83337,28.40303],[-106.83438,28.40332],[-106.83532,28.40361],[-106.83643,28.40393],[-106.83728,28.40418],[-106.83792,28.40437],[-106.83898,28.40467],[-106.83987,28.40493],[-106.84078,28.40519],[-106.84159,28.40542],[-106.8425,28.40569],[-106.8434,28.40595],[-106.84426,28.40619],[-106.84523,28.40649],[-106.846,28.40671],[-106.8468,28.40693],[-106.84771,28.40718],[-106.84844,28.4074],[-106.84899,28.40756],[-106.84929,28.40765],[-106.85023,28.40792],[-106.85085,28.40809],[-106.85154,28.40829],[-106.85123,28.40919],[-106.85102,28.40969],[-106.85071,28.41055],[-106.85038,28.41147],[-106.85007,28.41229],[-106.84978,28.41312],[-106.84952,28.41383],[-106.8493,28.41442],[-106.85029,28.4147],[-106.8511,28.41493],[-106.85165,28.41554],[-106.85221,28.41618],[-106.85275,28.41677],[-106.85313,28.4172],[-106.85375,28.41788],[-106.85435,28.41854],[-106.85496,28.41923],[-106.85546,28.41978],[-106.85597,28.41951]]}}
Línea 115.0 kV | LineString | 115.0 kV | 1 |  |  | CFE |  |  |  |  | OpenStreetMap | {"type":"Feature","properties":{},"geometry":{"type":"LineString","coordinates":[[-106.11374,28.64717],[-106.11479,28.64621],[-106.11475,28.64592],[-106.11443,28.64539],[-106.11424,28.64494],[-106.11445,28.64399],[-106.11457,28.64344],[-106.11475,28.64264],[-106.1149,28.64191],[-106.11491,28.64161],[-106.11477,28.6407],[-106.11467,28.64008],[-106.11451,28.63907],[-106.11422,28.63739],[-106.11409,28.63658],[-106.114,28.6361],[-106.11372,28.63556],[-106.11355,28.63521],[-106.11351,28.6349],[-106.1136,28.63397],[-106.1137,28.63297],[-106.11436,28.63251],[-106.11512,28.63199],[-106.11595,28.63142],[-106.11681,28.63083],[-106.11766,28.63026],[-106.11844,28.62973],[-106.11918,28.62922],[-106.11877,28.62882],[-106.11834,28.62849],[-106.11783,28.62814],[-106.11733,28.62781],[-106.11683,28.62747],[-106.11633,28.62713],[-106.11566,28.62663],[-106.11475,28.62547],[-106.11395,28.62422],[-106.11333,28.62359],[-106.11288,28.62326],[-106.11228,28.62288],[-106.1117,28.6225],[-106.1115,28.62173],[-106.11048,28.62109],[-106.10977,28.62064],[-106.10933,28.62036]]}}
Línea 115.0 kV | LineString | 115.0 kV | 2 |  |  | CFE |  |  |  |  | OpenStreetMap | {"type":"Feature","properties":{},"geometry":{"type":"LineString","coordinates":[[-106.08924,28.63715],[-106.08945,28.63686],[-106.09036,28.6371],[-106.09146,28.63737],[-106.09194,28.63813],[-106.09258,28.63913],[-106.09385,28.64053],[-106.0949,28.64144],[-106.09679,28.64167],[-106.09855,28.6419],[-106.09945,28.64239],[-106.10034,28.6429],[-106.1005,28.64402],[-106.10122,28.64424],[-106.10265,28.6447],[-106.10385,28.64456],[-106.1049,28.64505],[-106.10593,28.64459],[-106.10709,28.64408],[-106.1076,28.64545],[-106.10789,28.64628],[-106.10916,28.64662],[-106.11108,28.64716],[-106.11281,28.64747],[-106.11374,28.64717]]}}
Línea 115.0 kV | LineString | 115.0 kV | 1 |  |  | CFE |  |  |  |  | OpenStreetMap | {"type":"Feature","properties":{},"geometry":{"type":"LineString","coordinates":[[-106.11374,28.64717],[-106.11426,28.64704]]}}
Línea 115.0 kV | LineString | 115.0 kV | 2 |  |  | CFE |  |  |  |  | OpenStreetMap | {"type":"Feature","properties":{},"geometry":{"type":"LineString","coordinates":[[-106.12053,28.65663],[-106.12106,28.65627]]}}
Línea 115.0 kV | LineString | 115.0 kV | 1 |  |  | CFE |  |  |  |  | OpenStreetMap | {"type":"Feature","properties":{},"geometry":{"type":"LineString","coordinates":[[-106.12106,28.65627],[-106.12178,28.65575],[-106.12173,28.65566],[-106.1216,28.65571]]}}
Línea 115.0 kV | LineString | 115.0 kV | 1 |  |  | CFE |  |  |  |  | OpenStreetMap | {"type":"Feature","properties":{},"geometry":{"type":"LineString","coordinates":[[-106.12106,28.65627],[-106.12185,28.65577],[-106.12174,28.65555],[-106.12155,28.65562]]}}
Línea 115.0 kV | LineString | 115.0 kV | 1 |  |  | CFE |  |  |  |  | OpenStreetMap | {"type":"Feature","properties":{},"geometry":{"type":"LineString","coordinates":[[-106.12053,28.65663],[-106.11987,28.65709],[-106.11898,28.65693],[-106.11834,28.65681],[-106.11772,28.6567],[-106.1171,28.65658],[-106.11677,28.65655],[-106.11538,28.65631],[-106.11452,28.65615],[-106.11362,28.65599],[-106.11285,28.65584],[-106.11223,28.65573],[-106.11179,28.65565],[-106.11188,28.65527],[-106.11197,28.65488],[-106.11221,28.65379],[-106.11247,28.6527],[-106.11272,28.65158],[-106.11296,28.65053],[-106.11308,28.64991],[-106.11322,28.64944],[-106.11337,28.64878],[-106.11353,28.64808],[-106.1137,28.64737],[-106.11426,28.64704]]}}
Línea 115.0 kV | LineString | 115.0 kV | 1 |  |  | CFE |  |  |  |  | OpenStreetMap | {"type":"Feature","properties":{},"geometry":{"type":"LineString","coordinates":[[-106.11159,28.65586],[-106.11225,28.65597],[-106.11321,28.65614],[-106.1138,28.65625],[-106.11444,28.65637],[-106.11528,28.65652],[-106.11663,28.65676],[-106.11687,28.6568],[-106.11797,28.657],[-106.11879,28.65699],[-106.11916,28.65706],[-106.1199,28.6572],[-106.12053,28.65663]]}}
Línea 115.0 kV | LineString | 115.0 kV | 2 |  |  | CFE |  |  |  |  | OpenStreetMap | {"type":"Feature","properties":{},"geometry":{"type":"LineString","coordinates":[[-106.11159,28.65586],[-106.11157,28.65594]]}}
Línea 115.0 kV | LineString | 115.0 kV | 1 |  |  | CFE |  |  |  |  | OpenStreetMap | {"type":"Feature","properties":{},"geometry":{"type":"LineString","coordinates":[[-106.08811,28.66545],[-106.088,28.66523],[-106.08885,28.66492],[-106.08915,28.66462],[-106.09013,28.66425],[-106.09118,28.66387],[-106.09225,28.66349],[-106.0933,28.66311],[-106.0945,28.66267],[-106.09571,28.66224],[-106.09687,28.66181],[-106.09813,28.66135],[-106.09787,28.66081],[-106.09756,28.66014],[-106.09934,28.65949],[-106.10051,28.65907],[-106.10133,28.65892],[-106.10168,28.65864],[-106.10286,28.6582],[-106.10404,28.65777],[-106.10523,28.65735],[-106.10626,28.65697],[-106.10743,28.65654],[-106.10853,28.65614],[-106.10958,28.65576],[-106.1101,28.65558],[-106.11104,28.65576],[-106.11159,28.65586]]}}
Línea 115.0 kV | LineString | 115.0 kV | 1 |  |  | CFE |  |  |  |  | OpenStreetMap | {"type":"Feature","properties":{},"geometry":{"type":"LineString","coordinates":[[-106.08722,28.66557],[-106.08789,28.6653],[-106.088,28.66549]]}}
Línea 115.0 kV | LineString | 115.0 kV | 1 |  |  | CFE |  |  |  |  | OpenStreetMap | {"type":"Feature","properties":{},"geometry":{"type":"LineString","coordinates":[[-106.08722,28.66557],[-106.08788,28.66528]]}}
Línea 115.0 kV | LineString | 115.0 kV | 2 |  |  | CFE |  |  |  |  | OpenStreetMap | {"type":"Feature","properties":{},"geometry":{"type":"LineString","coordinates":[[-106.08499,28.66637],[-106.08576,28.66608],[-106.08649,28.66582],[-106.08722,28.66557]]}}
Línea 115.0 kV | LineString | 115.0 kV | 1 |  |  | CFE |  |  |  |  | OpenStreetMap | {"type":"Feature","properties":{},"geometry":{"type":"LineString","coordinates":[[-106.08425,28.66787],[-106.08418,28.66704],[-106.08421,28.66666],[-106.08499,28.66637]]}}
Línea 115.0 kV | LineString | 115.0 kV | 1 |  |  | CFE |  |  |  |  | OpenStreetMap | {"type":"Feature","properties":{},"geometry":{"type":"LineString","coordinates":[[-106.08425,28.66787],[-106.08394,28.66741],[-106.08413,28.66699],[-106.08411,28.66664],[-106.08499,28.66637]]}}
Línea 115.0 kV | LineString | 115.0 kV | 2 |  |  | CFE |  |  |  |  | OpenStreetMap | {"type":"Feature","properties":{},"geometry":{"type":"LineString","coordinates":[[-106.09858,28.69839],[-106.09827,28.6977],[-106.09797,28.69707],[-106.09769,28.69646],[-106.09738,28.69579],[-106.09711,28.69521],[-106.09704,28.69508],[-106.09693,28.69484],[-106.09679,28.69455],[-106.09649,28.69391],[-106.09646,28.69384],[-106.09622,28.69332],[-106.09613,28.69315],[-106.09585,28.69255],[-106.09557,28.69196],[-106.09526,28.6913],[-106.09493,28.69059],[-106.09459,28.68987],[-106.09426,28.68916],[-106.09394,28.6885],[-106.09362,28.6878],[-106.0933,28.68711],[-106.09298,28.68643],[-106.09292,28.6863],[-106.09286,28.68618],[-106.09266,28.68575],[-106.09236,28.6851],[-106.09203,28.68441],[-106.09171,28.68376],[-106.0914,28.68308],[-106.09111,28.68246],[-106.09086,28.68191],[-106.09055,28.68124],[-106.09023,28.68058],[-106.08994,28.67996],[-106.08962,28.67929],[-106.0893,28.67862],[-106.08901,28.67799],[-106.08871,28.67737],[-106.08842,28.67673],[-106.08812,28.6761],[-106.08777,28.67536],[-106.08746,28.67469],[-106.08714,28.674],[-106.08683,28.67334],[-106.08655,28.67274],[-106.08623,28.67205],[-106.08593,28.67142],[-106.08559,28.67071],[-106.08525,28.66999],[-106.08492,28.66928],[-106.08459,28.66857],[-106.08425,28.66787]]}}
Línea 115.0 kV | LineString | 115.0 kV | 1 |  |  | CFE |  |  |  |  | OpenStreetMap | {"type":"Feature","properties":{},"geometry":{"type":"LineString","coordinates":[[-106.12124,28.71573],[-106.12115,28.71554],[-106.12199,28.71523],[-106.12284,28.71492],[-106.12369,28.7146],[-106.12425,28.7144],[-106.12452,28.71465],[-106.1248,28.71461],[-106.12478,28.71454]]}}
Línea 115.0 kV | LineString | 115.0 kV | 2 |  |  | CFE |  |  |  |  | OpenStreetMap | {"type":"Feature","properties":{},"geometry":{"type":"LineString","coordinates":[[-106.12477,28.71443],[-106.12465,28.71421],[-106.12353,28.71436],[-106.12328,28.71445]]}}
Línea 115.0 kV | LineString | 115.0 kV | 1 |  |  | CFE |  |  |  |  | OpenStreetMap | {"type":"Feature","properties":{},"geometry":{"type":"LineString","coordinates":[[-106.0993,28.69966],[-106.09915,28.69942]]}}
Línea 115.0 kV | LineString | 115.0 kV | 1 |  |  | CFE |  |  |  |  | OpenStreetMap | {"type":"Feature","properties":{},"geometry":{"type":"LineString","coordinates":[[-106.12494,28.71438],[-106.12481,28.71413],[-106.12547,28.71389],[-106.12613,28.71364],[-106.12684,28.71339],[-106.12704,28.71332],[-106.12715,28.71344]]}}
Línea 115.0 kV | LineString | 115.0 kV | 1 |  |  | CFE |  |  |  |  | OpenStreetMap | {"type":"Feature","properties":{},"geometry":{"type":"LineString","coordinates":[[-106.13284,28.7296],[-106.13218,28.7299],[-106.13176,28.72948],[-106.13128,28.72849],[-106.13142,28.7279],[-106.13153,28.72744],[-106.13124,28.72687],[-106.13077,28.72594],[-106.13024,28.72561],[-106.12966,28.72523],[-106.1293,28.7245],[-106.12897,28.72381],[-106.12864,28.72311],[-106.12821,28.72224],[-106.1278,28.72139],[-106.12737,28.72051],[-106.12696,28.71963],[-106.12654,28.71877],[-106.1262,28.71809]]}}
Línea 115.0 kV | LineString | 115.0 kV | 1 |  |  | CFE |  |  |  |  | OpenStreetMap | {"type":"Feature","properties":{},"geometry":{"type":"LineString","coordinates":[[-106.13288,28.72968],[-106.13218,28.7299],[-106.13134,28.73011],[-106.13088,28.73028],[-106.13026,28.73052],[-106.12888,28.73105],[-106.12747,28.73161],[-106.12596,28.73216],[-106.12463,28.73267],[-106.12323,28.7332],[-106.12181,28.73374],[-106.12039,28.73428],[-106.11899,28.73481],[-106.11757,28.73534],[-106.1167,28.73566],[-106.11623,28.73583],[-106.1159,28.73514],[-106.11513,28.73352],[-106.11431,28.73177],[-106.11359,28.73023],[-106.11288,28.72872],[-106.1121,28.72708],[-106.11187,28.72653],[-106.11161,28.72594],[-106.11135,28.72535],[-106.11105,28.72465],[-106.11071,28.72391]]}}
Línea 115.0 kV | LineString | 115.0 kV | 1 |  |  | CFE |  |  |  |  | OpenStreetMap | {"type":"Feature","properties":{},"geometry":{"type":"LineString","coordinates":[[-106.11071,28.72391],[-106.11108,28.72464],[-106.11138,28.72454],[-106.11257,28.72408],[-106.11408,28.7235],[-106.11586,28.72283],[-106.1176,28.72216],[-106.11922,28.72155],[-106.12075,28.72097],[-106.12239,28.72035],[-106.12393,28.71976],[-106.12562,28.7191],[-106.12652,28.71877],[-106.1262,28.71809]]}}
Línea 115.0 kV | LineString | 115.0 kV | 1 |  |  | CFE |  |  |  |  | OpenStreetMap | {"type":"Feature","properties":{},"geometry":{"type":"LineString","coordinates":[[-106.12486,28.71537],[-106.12452,28.71472],[-106.12492,28.71462],[-106.12488,28.7145]]}}
Línea 115.0 kV | LineString | 115.0 kV | 2 |  |  | CFE |  |  |  |  | OpenStreetMap | {"type":"Feature","properties":{},"geometry":{"type":"LineString","coordinates":[[-106.12296,28.71438],[-106.12258,28.71452],[-106.12191,28.71503],[-106.12101,28.71536],[-106.1201,28.71569],[-106.11975,28.71493],[-106.11938,28.71409],[-106.11925,28.71365]]}}
Línea 115.0 kV | LineString | 115.0 kV | 2 |  |  | CFE |  |  |  |  | OpenStreetMap | {"type":"Feature","properties":{},"geometry":{"type":"LineString","coordinates":[[-106.12319,28.71429],[-106.12344,28.7142],[-106.12453,28.71407],[-106.12528,28.7138],[-106.12602,28.71353],[-106.12676,28.71325],[-106.12736,28.7127]]}}
Línea 115.0 kV | LineString | 115.0 kV | 2 |  |  | CFE |  |  |  |  | OpenStreetMap | {"type":"Feature","properties":{},"geometry":{"type":"LineString","coordinates":[[-106.11071,28.72391],[-106.11037,28.72317],[-106.11001,28.72241],[-106.1096,28.72154],[-106.10931,28.72092],[-106.10896,28.72017],[-106.10862,28.71946],[-106.10828,28.71873],[-106.10788,28.71788],[-106.10763,28.71734],[-106.10726,28.71654],[-106.10692,28.71585],[-106.1066,28.71518],[-106.10632,28.71456],[-106.10602,28.71394],[-106.10571,28.71327],[-106.10541,28.71263],[-106.10512,28.71202],[-106.10483,28.71139],[-106.10453,28.71077],[-106.10424,28.71015],[-106.10394,28.70952],[-106.10365,28.7089],[-106.10332,28.70819],[-106.10302,28.70757],[-106.10275,28.70698],[-106.10237,28.70619],[-106.10208,28.70555],[-106.10177,28.70491],[-106.1015,28.70433],[-106.10122,28.70375],[-106.10095,28.70317],[-106.10068,28.7026],[-106.1004,28.70201],[-106.10013,28.70142],[-106.09985,28.70083],[-106.09958,28.70025],[-106.0993,28.69966]]}}
Línea 115.0 kV | LineString | 115.0 kV | 1 |  |  | CFE |  |  |  |  | OpenStreetMap | {"type":"Feature","properties":{},"geometry":{"type":"LineString","coordinates":[[-106.11925,28.71365],[-106.11905,28.71346]]}}
Línea 115.0 kV | LineString | 115.0 kV | 1 |  |  | CFE |  |  |  |  | OpenStreetMap | {"type":"Feature","properties":{},"geometry":{"type":"LineString","coordinates":[[-106.12736,28.7127],[-106.12787,28.71221],[-106.12753,28.71187],[-106.12741,28.71173]]}}
Línea 115.0 kV | LineString | 115.0 kV | 1 |  |  | CFE |  |  |  |  | OpenStreetMap | {"type":"Feature","properties":{},"geometry":{"type":"LineString","coordinates":[[-106.0993,28.69966],[-106.09922,28.69926],[-106.09891,28.69894],[-106.09858,28.69839]]}}
Línea 115.0 kV | LineString | 115.0 kV | 1 |  |  | CFE |  |  |  |  | OpenStreetMap | {"type":"Feature","properties":{},"geometry":{"type":"LineString","coordinates":[[-106.12736,28.7127],[-106.12798,28.71218],[-106.12762,28.7118],[-106.12749,28.71166]]}}
Línea 115.0 kV | LineString | 115.0 kV | 1 |  |  | CFE |  |  |  |  | OpenStreetMap | {"type":"Feature","properties":{},"geometry":{"type":"LineString","coordinates":[[-106.12152,28.65555],[-106.12179,28.65551],[-106.12206,28.65607],[-106.12266,28.65614],[-106.12325,28.6562],[-106.12406,28.65629],[-106.12476,28.65636],[-106.12487,28.6566],[-106.12509,28.65707],[-106.12533,28.65757],[-106.12563,28.6582],[-106.12604,28.6591],[-106.12731,28.65895],[-106.12856,28.65882],[-106.12865,28.65937],[-106.12872,28.65994],[-106.1288,28.66045],[-106.12889,28.66116],[-106.12898,28.66185],[-106.12907,28.66254],[-106.12916,28.66323],[-106.12925,28.66393],[-106.12931,28.66439],[-106.12939,28.665],[-106.12852,28.66523],[-106.12783,28.66537],[-106.12699,28.66556],[-106.12675,28.66621],[-106.12662,28.66674],[-106.12666,28.66735],[-106.12622,28.66744],[-106.12585,28.66759],[-106.12547,28.66775],[-106.12577,28.66842],[-106.126,28.66892],[-106.12629,28.66959],[-106.12633,28.67003],[-106.12658,28.67055],[-106.1268,28.67103],[-106.12731,28.67212],[-106.12759,28.67272],[-106.1278,28.67317],[-106.12803,28.67367],[-106.12823,28.67407],[-106.12843,28.6745],[-106.12867,28.675],[-106.12888,28.67538],[-106.12915,28.676],[-106.1294,28.67654],[-106.12973,28.67722],[-106.12985,28.67748],[-106.13007,28.67795],[-106.13024,28.67829],[-106.13019,28.6784],[-106.13038,28.67881],[-106.13056,28.67921],[-106.1307,28.67951],[-106.1309,28.67992],[-106.13107,28.68028],[-106.13136,28.68088],[-106.13164,28.68147],[-106.1318,28.68181],[-106.13203,28.68229],[-106.13226,28.68278],[-106.13251,28.68331],[-106.1329,28.68413],[-106.13316,28.68469],[-106.13351,28.68542],[-106.13386,28.68619],[-106.1344,28.68599],[-106.13511,28.68575],[-106.13626,28.68536],[-106.13682,28.68517],[-106.13748,28.68495],[-106.13791,28.6848],[-106.1383,28.68467],[-106.13861,28.6848],[-106.14114,28.68395],[-106.14183,28.68467],[-106.14312,28.68604],[-106.14396,28.68692],[-106.14468,28.68768],[-106.14673,28.68987],[-106.14759,28.69078],[-106.14867,28.6919],[-106.15085,28.69417],[-106.15411,28.69761],[-106.15662,28.70026],[-106.15581,28.704],[-106.1552,28.70676],[-106.15491,28.70775],[-106.15458,28.70925],[-106.15427,28.71065],[-106.15403,28.71168],[-106.15463,28.71283],[-106.15439,28.71368],[-106.15466,28.71469],[-106.15486,28.71548],[-106.15508,28.71627],[-106.15529,28.71705],[-106.1555,28.71784],[-106.15572,28.71861],[-106.15588,28.71921],[-106.15605,28.71984],[-106.1566,28.72196],[-106.15683,28.72281],[-106.15705,28.7237],[-106.15731,28.72463],[-106.15705,28.72475],[-106.15627,28.72518],[-106.15543,28.72562],[-106.15461,28.72607],[-106.15377,28.72653],[-106.15293,28.72698],[-106.15217,28.72739],[-106.15133,28.72785],[-106.15049,28.72831],[-106.14957,28.7288],[-106.14868,28.72928],[-106.14797,28.7298],[-106.14714,28.73043],[-106.14639,28.73101],[-106.1456,28.73158],[-106.14602,28.73258],[-106.14441,28.733],[-106.14246,28.73353],[-106.13862,28.73455],[-106.13667,28.73505],[-106.13474,28.73558],[-106.13393,28.73391],[-106.13311,28.73221],[-106.13214,28.73027],[-106.13226,28.73006],[-106.13295,28.72983]]}}
Línea 115.0 kV | LineString | 115.0 kV | 2 |  |  | CFE |  |  |  |  | OpenStreetMap | {"type":"Feature","properties":{},"geometry":{"type":"LineString","coordinates":[[-106.1262,28.71809],[-106.12587,28.71742],[-106.12552,28.71673],[-106.12519,28.71605],[-106.12486,28.71537]]}}
Línea 115.0 kV | LineString | 115.0 kV | 1 |  |  | CFE |  |  |  |  | OpenStreetMap | {"type":"Feature","properties":{},"geometry":{"type":"LineString","coordinates":[[-106.099,28.69936],[-106.09881,28.69898],[-106.09858,28.69839]]}}
Línea 115.0 kV | LineString | 115.0 kV | 1 |  |  | CFE |  |  |  |  | OpenStreetMap | {"type":"Feature","properties":{},"geometry":{"type":"LineString","coordinates":[[-106.12486,28.71537],[-106.12457,28.71475],[-106.12504,28.71464],[-106.12498,28.71447]]}}
Línea 115.0 kV | LineString | 115.0 kV | 1 |  |  | CFE |  |  |  |  | OpenStreetMap | {"type":"Feature","properties":{},"geometry":{"type":"LineString","coordinates":[[-106.11925,28.71365],[-106.1192,28.71341]]}}
Línea 115.0 kV | LineString | 115.0 kV | 1 |  |  | CFE |  |  |  |  | OpenStreetMap | {"type":"Feature","properties":{},"geometry":{"type":"LineString","coordinates":[[-107.61672,30.19157],[-107.61673,30.1915],[-107.61674,30.19144],[-107.61679,30.19131],[-107.61745,30.18951],[-107.61808,30.18774],[-107.61874,30.18595],[-107.61938,30.18417],[-107.62005,30.18241],[-107.6207,30.18064],[-107.62136,30.17885],[-107.62171,30.17785],[-107.62199,30.17708],[-107.62265,30.17527],[-107.6233,30.17352],[-107.62354,30.17336],[-107.62386,30.17332]]}}
Línea 115.0 kV | LineString | 115.0 kV | 2 |  |  | CFE |  |  |  |  | OpenStreetMap | {"type":"Feature","properties":{},"geometry":{"type":"LineString","coordinates":[[-107.9058,30.42505],[-107.90584,30.42551],[-107.90608,30.4255]]}}
Línea 115.0 kV | LineString | 115.0 kV | 1 |  |  | CFE |  |  |  |  | OpenStreetMap | {"type":"Feature","properties":{},"geometry":{"type":"LineString","coordinates":[[-107.36474,30.12575],[-107.36478,30.12568],[-107.36499,30.12532],[-107.36503,30.125]]}}
Línea 115.0 kV | LineString | 115.0 kV | 1 |  |  | CFE |  |  |  |  | OpenStreetMap | {"type":"Feature","properties":{},"geometry":{"type":"LineString","coordinates":[[-106.8789,30.13691],[-106.87854,30.1368],[-106.87868,30.13627],[-106.8802,30.13585],[-106.88238,30.13522],[-106.88441,30.13465],[-106.88648,30.13406],[-106.88806,30.13361],[-106.8896,30.13318],[-106.89162,30.13262],[-106.89369,30.13203],[-106.89578,30.13145],[-106.89781,30.13087],[-106.89983,30.1303],[-106.90185,30.12973],[-106.90398,30.12912],[-106.90607,30.12853],[-106.90808,30.12796],[-106.91007,30.1274],[-106.91213,30.12681],[-106.91425,30.12621],[-106.91608,30.12569],[-106.91821,30.12509],[-106.92012,30.12455],[-106.92225,30.12395],[-106.92432,30.12336],[-106.92645,30.12275],[-106.92852,30.12217],[-106.93063,30.12157],[-106.93282,30.12095],[-106.93479,30.12039],[-106.93676,30.11983],[-106.93884,30.11924],[-106.94097,30.11864],[-106.94318,30.11801],[-106.94522,30.11744],[-106.94733,30.11684],[-106.94941,30.11625],[-106.95187,30.11556],[-106.95426,30.11488],[-106.95617,30.11434],[-106.95958,30.11337],[-106.96205,30.11267],[-106.96491,30.11186],[-106.96941,30.11063],[-106.9731,30.11066],[-106.97606,30.11071],[-106.97797,30.11075],[-106.97964,30.11079],[-106.98203,30.11083],[-106.98426,30.1109],[-106.98638,30.11093],[-106.98862,30.11097],[-106.9909,30.11102],[-106.99318,30.11106],[-106.99522,30.11109],[-106.99745,30.11115],[-106.99954,30.11117],[-107.00186,30.11122],[-107.00409,30.11128],[-107.00627,30.11132],[-107.00831,30.11136],[-107.0106,30.11141],[-107.01283,30.11145],[-107.01501,30.11149],[-107.01698,30.11154],[-107.01916,30.11159],[-107.02123,30.11163],[-107.02343,30.11168],[-107.02575,30.11172],[-107.02774,30.11176],[-107.02981,30.11181],[-107.03188,30.11185],[-107.03391,30.11189],[-107.03599,30.11194],[-107.03818,30.11198],[-107.04041,30.11203],[-107.04269,30.11207],[-107.04493,30.11211],[-107.04721,30.11214],[-107.04937,30.11218],[-107.05147,30.11222],[-107.0537,30.11227],[-107.05592,30.11233],[-107.0582,30.11238],[-107.06043,30.11242],[-107.06261,30.11247],[-107.06484,30.11251],[-107.06707,30.11257],[-107.06941,30.1126],[-107.07159,30.11264],[-107.07383,30.11268],[-107.07605,30.11273],[-107.07819,30.11278],[-107.08041,30.11284],[-107.0827,30.11286],[-107.08483,30.11291],[-107.087,30.11295],[-107.08923,30.113],[-107.09126,30.11304],[-107.09329,30.11308],[-107.09567,30.11313],[-107.0979,30.11317],[-107.10003,30.11322],[-107.10221,30.11326],[-107.10438,30.11331],[-107.1063,30.11334],[-107.10852,30.11339],[-107.11076,30.11344],[-107.11283,30.11348],[-107.11496,30.11352],[-107.11746,30.11357],[-107.11955,30.11361],[-107.12158,30.11365],[-107.12392,30.1137],[-107.1263,30.11374],[-107.12844,30.11378],[-107.13069,30.11382],[-107.13281,30.11386],[-107.135,30.11391],[-107.13717,30.11395],[-107.13956,30.114],[-107.14169,30.11404],[-107.14387,30.11408],[-107.146,30.11411],[-107.14823,30.11416],[-107.15053,30.11417],[-107.15281,30.11425],[-107.15493,30.11429],[-107.15722,30.11433],[-107.15955,30.11438],[-107.16173,30.11442],[-107.16386,30.11446],[-107.16589,30.1145],[-107.16853,30.11455],[-107.17065,30.1146],[-107.17273,30.11464],[-107.17481,30.11468],[-107.17731,30.11473],[-107.17927,30.11477],[-107.18145,30.1148],[-107.18384,30.11484],[-107.18612,30.11489],[-107.18829,30.11492],[-107.191,30.11497],[-107.19306,30.11501],[-107.19551,30.11506],[-107.19872,30.11512],[-107.20116,30.11516],[-107.20322,30.11522],[-107.20554,30.11525],[-107.20767,30.11529],[-107.20986,30.11534],[-107.21202,30.11538],[-107.2142,30.11542],[-107.21682,30.11547],[-107.21878,30.1155],[-107.22076,30.11554],[-107.22295,30.11558],[-107.22528,30.11562],[-107.22757,30.11567],[-107.22979,30.11571],[-107.23192,30.11575],[-107.23411,30.11579],[-107.23625,30.11584],[-107.23848,30.11588],[-107.24051,30.11591],[-107.24272,30.11595],[-107.24472,30.11599],[-107.24685,30.11603],[-107.24894,30.11606],[-107.25202,30.11612],[-107.25491,30.11617],[-107.25645,30.1162],[-107.25995,30.11627],[-107.26188,30.1163],[-107.2643,30.11634],[-107.26672,30.11638],[-107.26874,30.11642],[-107.2709,30.11646],[-107.27309,30.1165],[-107.27527,30.11654],[-107.27726,30.11658],[-107.27933,30.11662],[-107.28182,30.11666],[-107.28392,30.1167],[-107.28589,30.11673],[-107.28807,30.11677],[-107.29016,30.11681],[-107.29228,30.11685],[-107.2944,30.11689],[-107.29657,30.11694],[-107.29879,30.11698],[-107.30104,30.11702],[-107.30321,30.11706],[-107.30545,30.1171],[-107.30759,30.11714],[-107.30969,30.11718],[-107.31192,30.11722],[-107.31395,30.1173],[-107.31618,30.11734],[-107.31836,30.11738],[-107.32055,30.11742],[-107.3228,30.11746],[-107.32494,30.1175],[-107.32705,30.11754],[-107.32929,30.11758],[-107.33151,30.11762],[-107.33381,30.11766],[-107.33576,30.11769],[-107.33788,30.11825],[-107.33996,30.1188],[-107.34211,30.11937],[-107.34405,30.11988],[-107.34619,30.12045],[-107.34826,30.121],[-107.35032,30.12154],[-107.35247,30.12211],[-107.35457,30.12266],[-107.35661,30.1232],[-107.35875,30.12377],[-107.36086,30.12432],[-107.36299,30.12488],[-107.36503,30.12542],[-107.36718,30.12598],[-107.36928,30.12654],[-107.37137,30.12709],[-107.37346,30.12764],[-107.3755,30.12818],[-107.37761,30.12873],[-107.37969,30.12928],[-107.38173,30.12982],[-107.38386,30.13038],[-107.38591,30.13092],[-107.38809,30.1315],[-107.39026,30.13207],[-107.39231,30.13261],[-107.39444,30.13317],[-107.39651,30.13372],[-107.39865,30.13428],[-107.40075,30.13484],[-107.40283,30.13538],[-107.40492,30.13593],[-107.40708,30.1365],[-107.40915,30.13704],[-107.41148,30.13765],[-107.41382,30.13827],[-107.41591,30.13882],[-107.4179,30.13934],[-107.42002,30.13991],[-107.42216,30.14048],[-107.42423,30.14102],[-107.42643,30.1416],[-107.42836,30.14211],[-107.43056,30.14269],[-107.43334,30.14342],[-107.4349,30.14383],[-107.4368,30.14433],[-107.43883,30.14487],[-107.44092,30.14542],[-107.44301,30.14597],[-107.4452,30.14655],[-107.44734,30.14711],[-107.44943,30.14766],[-107.45155,30.14822],[-107.4538,30.14881],[-107.45585,30.14935],[-107.45789,30.14988],[-107.45996,30.15043],[-107.46189,30.15094],[-107.46399,30.15149],[-107.46626,30.15209],[-107.46824,30.15261],[-107.47055,30.15321],[-107.47263,30.15376],[-107.47476,30.15432],[-107.47709,30.15493],[-107.47889,30.1554],[-107.48082,30.1559],[-107.48325,30.15654],[-107.48529,30.15707],[-107.48771,30.15771],[-107.48979,30.15826],[-107.49183,30.1588],[-107.49398,30.15935],[-107.49637,30.15998],[-107.49825,30.16048],[-107.50028,30.16101],[-107.50223,30.16152],[-107.50426,30.16206],[-107.50635,30.16261],[-107.50834,30.16313],[-107.51027,30.16363],[-107.51251,30.16422],[-107.51449,30.16473],[-107.51668,30.16532],[-107.51908,30.16595],[-107.52145,30.16657],[-107.52348,30.1671],[-107.52554,30.16764],[-107.52764,30.16819],[-107.52958,30.1687],[-107.53164,30.16924],[-107.53368,30.16978],[-107.53573,30.17031],[-107.53791,30.17088],[-107.53997,30.17142],[-107.54209,30.17198],[-107.54413,30.17251],[-107.54641,30.17311],[-107.54861,30.17369],[-107.55058,30.17421],[-107.55332,30.17492],[-107.55601,30.17563],[-107.55809,30.17617],[-107.5602,30.17672],[-107.56218,30.17724],[-107.56427,30.17779],[-107.56636,30.17834],[-107.56835,30.17886],[-107.57063,30.17946],[-107.57276,30.18002],[-107.57481,30.18055],[-107.57689,30.1811],[-107.57905,30.18167],[-107.58112,30.18221],[-107.58316,30.18274],[-107.58524,30.18329],[-107.58738,30.18384],[-107.58947,30.18439],[-107.59164,30.18496],[-107.59379,30.18551],[-107.5959,30.18606],[-107.59794,30.1866],[-107.60004,30.18714],[-107.60212,30.18769],[-107.6042,30.18823],[-107.60631,30.18878],[-107.60838,30.18932],[-107.61046,30.18987],[-107.61249,30.1904],[-107.61455,30.19093],[-107.61664,30.19148],[-107.61673,30.1915],[-107.6168,30.19152],[-107.61857,30.19198],[-107.62066,30.19253],[-107.62275,30.19308],[-107.62478,30.19361],[-107.62686,30.19415],[-107.62899,30.19471],[-107.63109,30.19526],[-107.63313,30.19579],[-107.63522,30.19634],[-107.63726,30.19687],[-107.63934,30.19741],[-107.64154,30.19799],[-107.64338,30.19847],[-107.64595,30.19914],[-107.64799,30.19967],[-107.65013,30.20023],[-107.65217,30.20076],[-107.65442,30.20135],[-107.6564,30.20187],[-107.65849,30.20241],[-107.66053,30.20295],[-107.66255,30.20347],[-107.66465,30.20402],[-107.66669,30.20455],[-107.66882,30.20511],[-107.67095,30.20567],[-107.67319,30.20625],[-107.67528,30.2068],[-107.67737,30.20735],[-107.67945,30.20789],[-107.68154,30.20843],[-107.68379,30.20902],[-107.68597,30.20959],[-107.68807,30.21014],[-107.69027,30.21071],[-107.69246,30.21129],[-107.6944,30.21235],[-107.69629,30.21337],[-107.69827,30.21445],[-107.70001,30.2154],[-107.70181,30.21639],[-107.70366,30.21741],[-107.70551,30.21841],[-107.70723,30.21934],[-107.70949,30.22053],[-107.71138,30.22156],[-107.71315,30.22252],[-107.715,30.22355],[-107.71684,30.22455],[-107.71878,30.2256],[-107.72061,30.2266],[-107.72246,30.22761],[-107.72441,30.22867],[-107.72623,30.22967],[-107.72819,30.23074],[-107.73004,30.23175],[-107.73181,30.23276],[-107.73359,30.23374],[-107.73537,30.23477],[-107.73738,30.23588],[-107.73927,30.23693],[-107.74118,30.23796],[-107.74282,30.23885],[-107.74449,30.23977],[-107.7465,30.24087],[-107.7479,30.24244],[-107.74877,30.24344],[-107.74983,30.24464],[-107.75106,30.24604],[-107.75235,30.24751],[-107.75374,30.2491],[-107.7551,30.25064],[-107.75677,30.25255],[-107.75852,30.25454],[-107.7603,30.25656],[-107.76189,30.25836],[-107.76317,30.25984],[-107.76479,30.26168],[-107.7657,30.26273],[-107.76811,30.26547],[-107.76938,30.2669],[-107.77071,30.26842],[-107.77245,30.27039],[-107.77357,30.27166],[-107.77473,30.27297],[-107.77629,30.27477],[-107.77767,30.27634],[-107.77896,30.27781],[-107.78049,30.27958],[-107.78177,30.281],[-107.78374,30.28189],[-107.78647,30.28312],[-107.78869,30.28412],[-107.79194,30.28559],[-107.79367,30.28636],[-107.79568,30.28727],[-107.79714,30.28793],[-107.79887,30.28871],[-107.80034,30.28988],[-107.80306,30.29206],[-107.80585,30.29426],[-107.80727,30.29539],[-107.80901,30.29676],[-107.81069,30.29809],[-107.81218,30.29928],[-107.8139,30.30064],[-107.8159,30.30223],[-107.81829,30.30412],[-107.81983,30.30534],[-107.82152,30.30668],[-107.82294,30.30781],[-107.8244,30.30961],[-107.82597,30.31154],[-107.8272,30.31304],[-107.82847,30.31461],[-107.8297,30.31612],[-107.83096,30.31768],[-107.83221,30.31921],[-107.83346,30.32075],[-107.83469,30.32226],[-107.83615,30.32405],[-107.83727,30.32543],[-107.83855,30.32701],[-107.83983,30.3286],[-107.84115,30.33023],[-107.84242,30.3318],[-107.84364,30.33333],[-107.8449,30.33489],[-107.84616,30.33644],[-107.84742,30.33799],[-107.84856,30.3394],[-107.84976,30.34088],[-107.85089,30.34227],[-107.85215,30.34383],[-107.85343,30.34542],[-107.85467,30.34696],[-107.85595,30.34856],[-107.85722,30.35009],[-107.85848,30.35164],[-107.85975,30.35319],[-107.86102,30.35474],[-107.86223,30.3563],[-107.86345,30.35777],[-107.86468,30.35928],[-107.86602,30.36095],[-107.86734,30.36257],[-107.86848,30.36397],[-107.86977,30.36555],[-107.87104,30.36714],[-107.87232,30.36869],[-107.87357,30.37024],[-107.87484,30.37182],[-107.87609,30.37337],[-107.87735,30.37491],[-107.87875,30.37663],[-107.87998,30.37817],[-107.88126,30.37971],[-107.88244,30.3812],[-107.88373,30.38279],[-107.88495,30.38432],[-107.88625,30.38589],[-107.88754,30.38748],[-107.88884,30.38907],[-107.89013,30.39065],[-107.89143,30.39224],[-107.89273,30.39384],[-107.89394,30.39536],[-107.89509,30.39676],[-107.8962,30.39812],[-107.89736,30.39957],[-107.8978,30.40007],[-107.8978,30.40088],[-107.89782,30.40174],[-107.89784,30.4026],[-107.89787,30.40352],[-107.89789,30.40436],[-107.8979,30.40516],[-107.89792,30.406],[-107.89796,30.40685],[-107.898,30.4076],[-107.89802,30.40851],[-107.89805,30.40936],[-107.89806,30.41023],[-107.89808,30.41095],[-107.8981,30.41186],[-107.89811,30.41269],[-107.89813,30.4135],[-107.89815,30.41424],[-107.89819,30.41501],[-107.89822,30.4159],[-107.89826,30.41663],[-107.89827,30.41762],[-107.89829,30.41852],[-107.89916,30.4185],[-107.90005,30.41848],[-107.90115,30.41846],[-107.90214,30.41844],[-107.90302,30.41843],[-107.90385,30.41841],[-107.90468,30.4184],[-107.9056,30.41839],[-107.9056,30.41923],[-107.90563,30.42003],[-107.90567,30.42088],[-107.90569,30.42165],[-107.90571,30.42251],[-107.90572,30.42341],[-107.90575,30.42445],[-107.9058,30.42505]]}}
Línea 115.0 kV | LineString | 115.0 kV | 2 |  |  | CFE |  |  |  |  | OpenStreetMap | {"type":"Feature","properties":{},"geometry":{"type":"LineString","coordinates":[[-106.45756,30.17823],[-106.45794,30.17883],[-106.45854,30.17985]]}}
Línea 115.0 kV | LineString | 115.0 kV | 1 |  |  | CFE |  |  |  |  | OpenStreetMap | {"type":"Feature","properties":{},"geometry":{"type":"LineString","coordinates":[[-106.87893,30.13682],[-106.87869,30.13674],[-106.87876,30.13661],[-106.87945,30.13639],[-106.88248,30.13553],[-106.88453,30.13495],[-106.8866,30.13436],[-106.88818,30.13393],[-106.88971,30.13349],[-106.89174,30.13292],[-106.89382,30.13233],[-106.89589,30.13174],[-106.89792,30.13117],[-106.89994,30.1306],[-106.90196,30.13003],[-106.90411,30.12943],[-106.90619,30.12885],[-106.90822,30.12828],[-106.91018,30.12772],[-106.91225,30.12713],[-106.91438,30.12653],[-106.91619,30.12601],[-106.91832,30.1254],[-106.92024,30.12486],[-106.92238,30.12425],[-106.92444,30.12366],[-106.92651,30.12307],[-106.92864,30.12247],[-106.93076,30.12187],[-106.93293,30.12125],[-106.93491,30.12069],[-106.93688,30.12013],[-106.93895,30.11954],[-106.94109,30.11894],[-106.9433,30.11831],[-106.94533,30.11774],[-106.94745,30.11715],[-106.94954,30.11656],[-106.95199,30.11588],[-106.95431,30.11522],[-106.95595,30.11477],[-106.95852,30.11402],[-106.96066,30.11339],[-106.96357,30.11257],[-106.96521,30.11211],[-106.96901,30.11105],[-106.96948,30.11092],[-106.97141,30.11095],[-106.97352,30.11098],[-106.97612,30.11103],[-106.9779,30.11108],[-106.97921,30.1111],[-106.98066,30.11113],[-106.98203,30.11114],[-106.98426,30.11119],[-106.98637,30.11124],[-106.98864,30.11129],[-106.99089,30.11133],[-106.99316,30.11137],[-106.99521,30.11141],[-106.99744,30.11146],[-106.99951,30.11149],[-107.00186,30.11154],[-107.00408,30.1116],[-107.00626,30.11165],[-107.0083,30.11169],[-107.0106,30.11173],[-107.01282,30.11178],[-107.01499,30.11182],[-107.01697,30.11187],[-107.01915,30.11192],[-107.02124,30.11196],[-107.02342,30.112],[-107.02573,30.11205],[-107.02772,30.11209],[-107.02979,30.11213],[-107.03188,30.11217],[-107.0339,30.11221],[-107.03596,30.11225],[-107.03816,30.11229],[-107.04041,30.11234],[-107.04267,30.11238],[-107.04491,30.11242],[-107.0472,30.11246],[-107.04938,30.1125],[-107.05146,30.11255],[-107.05369,30.11259],[-107.05592,30.11264],[-107.0582,30.11269],[-107.06043,30.11271],[-107.06261,30.11277],[-107.06485,30.11283],[-107.06707,30.11287],[-107.06939,30.11292],[-107.07158,30.11296],[-107.07382,30.11301],[-107.07605,30.11305],[-107.07818,30.1131],[-107.0804,30.11315],[-107.08272,30.11318],[-107.08481,30.11323],[-107.08699,30.11328],[-107.08923,30.11332],[-107.09126,30.11335],[-107.09328,30.11339],[-107.09567,30.11344],[-107.09789,30.11349],[-107.10001,30.11353],[-107.1022,30.11357],[-107.10437,30.11362],[-107.10629,30.11366],[-107.10851,30.1137],[-107.11074,30.11375],[-107.11284,30.11379],[-107.11496,30.11383],[-107.11744,30.11388],[-107.11954,30.11392],[-107.1216,30.11396],[-107.12397,30.11401],[-107.12627,30.11405],[-107.12847,30.1141],[-107.1307,30.11414],[-107.13281,30.11418],[-107.13505,30.11422],[-107.13714,30.11426],[-107.13955,30.11431],[-107.14171,30.11435],[-107.14385,30.11439],[-107.14599,30.11443],[-107.14823,30.11448],[-107.15051,30.11452],[-107.1528,30.11457],[-107.15494,30.11461],[-107.15722,30.11465],[-107.15954,30.11469],[-107.16172,30.11473],[-107.16385,30.11478],[-107.16587,30.11482],[-107.16852,30.11487],[-107.17065,30.11491],[-107.17273,30.11495],[-107.1748,30.11499],[-107.17729,30.11504],[-107.17927,30.11508],[-107.18145,30.11511],[-107.18383,30.11516],[-107.1861,30.1152],[-107.1883,30.11524],[-107.19196,30.11531],[-107.19555,30.11538],[-107.19871,30.11543],[-107.20115,30.11548],[-107.20322,30.11554],[-107.20553,30.11556],[-107.20767,30.11561],[-107.20985,30.11566],[-107.21201,30.1157],[-107.21421,30.11574],[-107.21681,30.11579],[-107.21878,30.11583],[-107.22091,30.11587],[-107.22297,30.1159],[-107.22527,30.11595],[-107.22755,30.11598],[-107.22977,30.11602],[-107.23191,30.11607],[-107.2341,30.11611],[-107.23625,30.11615],[-107.23849,30.11619],[-107.24051,30.11623],[-107.24273,30.11626],[-107.24471,30.1163],[-107.24684,30.11634],[-107.24893,30.11637],[-107.25201,30.11643],[-107.2548,30.11649],[-107.25595,30.11651],[-107.25712,30.11653],[-107.26103,30.11661],[-107.26341,30.11664],[-107.26515,30.11667],[-107.26693,30.11671],[-107.26872,30.11674],[-107.2709,30.11678],[-107.27308,30.11682],[-107.27526,30.11686],[-107.27725,30.11689],[-107.27934,30.11693],[-107.28181,30.11698],[-107.28391,30.11702],[-107.28587,30.11706],[-107.28804,30.1171],[-107.29015,30.11713],[-107.29229,30.11717],[-107.29438,30.11721],[-107.29657,30.11725],[-107.29879,30.11729],[-107.30104,30.11733],[-107.30318,30.11737],[-107.30544,30.11741],[-107.30757,30.11745],[-107.30969,30.11749],[-107.31189,30.11753],[-107.31394,30.11761],[-107.31616,30.11765],[-107.31836,30.11769],[-107.32054,30.11774],[-107.32278,30.11777],[-107.32494,30.11781],[-107.32704,30.11785],[-107.32929,30.11789],[-107.3315,30.11793],[-107.33379,30.11797],[-107.3357,30.11801],[-107.33777,30.11855],[-107.33986,30.1191],[-107.34198,30.11967],[-107.34396,30.12019],[-107.34609,30.12075],[-107.34816,30.1213],[-107.35022,30.12184],[-107.35236,30.12241],[-107.35447,30.12296],[-107.35652,30.1235],[-107.35865,30.12407],[-107.36076,30.12462],[-107.36288,30.12518],[-107.3646,30.12563],[-107.36478,30.12568],[-107.36494,30.12572],[-107.36707,30.12628],[-107.36917,30.12683],[-107.37127,30.12739],[-107.37335,30.12794],[-107.3754,30.12848],[-107.3775,30.12903],[-107.37959,30.12958],[-107.38164,30.13012],[-107.38376,30.13068],[-107.3858,30.13122],[-107.38798,30.13181],[-107.39016,30.13238],[-107.3922,30.13291],[-107.39435,30.13348],[-107.39642,30.13402],[-107.39856,30.13459],[-107.40065,30.13514],[-107.40273,30.13569],[-107.40481,30.13624],[-107.40696,30.1368],[-107.4082,30.13712],[-107.4099,30.13757],[-107.41179,30.13807],[-107.41372,30.13857],[-107.4158,30.13912],[-107.41778,30.13964],[-107.41993,30.14022],[-107.42206,30.14078],[-107.42413,30.14132],[-107.42633,30.1419],[-107.42827,30.14242],[-107.43045,30.14299],[-107.43324,30.14373],[-107.43481,30.14414],[-107.4367,30.14464],[-107.43873,30.14517],[-107.44081,30.14572],[-107.4429,30.14628],[-107.44509,30.14685],[-107.44723,30.14742],[-107.44933,30.14797],[-107.45144,30.14853],[-107.45368,30.14911],[-107.45577,30.14966],[-107.45779,30.15019],[-107.45983,30.15073],[-107.46179,30.15125],[-107.46388,30.15179],[-107.46616,30.15239],[-107.46814,30.15292],[-107.47044,30.15351],[-107.47251,30.15406],[-107.47465,30.15462],[-107.47699,30.15523],[-107.47879,30.1557],[-107.48071,30.1562],[-107.48316,30.15684],[-107.48518,30.15737],[-107.48762,30.15802],[-107.48969,30.15857],[-107.49172,30.15911],[-107.49352,30.15957],[-107.49595,30.16021],[-107.49774,30.16068],[-107.49963,30.16117],[-107.50112,30.16156],[-107.50261,30.16196],[-107.50414,30.16236],[-107.50624,30.16291],[-107.50824,30.16343],[-107.51016,30.16393],[-107.51241,30.16452],[-107.51437,30.16503],[-107.51645,30.16559],[-107.51865,30.16617],[-107.52065,30.16669],[-107.52264,30.16721],[-107.52469,30.16775],[-107.52658,30.16825],[-107.5283,30.1687],[-107.53005,30.16916],[-107.53164,30.16957],[-107.53357,30.17008],[-107.5356,30.17061],[-107.53779,30.17119],[-107.53985,30.17173],[-107.54199,30.17229],[-107.54402,30.17282],[-107.5463,30.17342],[-107.54834,30.17395],[-107.55015,30.17443],[-107.55224,30.17497],[-107.55393,30.17542],[-107.55607,30.17598],[-107.55829,30.17656],[-107.56035,30.1771],[-107.56217,30.17758],[-107.56416,30.1781],[-107.56626,30.17865],[-107.56824,30.17917],[-107.57052,30.17976],[-107.57267,30.18032],[-107.57471,30.18086],[-107.57679,30.1814],[-107.57894,30.18196],[-107.58101,30.1825],[-107.58305,30.18304],[-107.58515,30.18359],[-107.58728,30.18414],[-107.58937,30.18469],[-107.59155,30.18526],[-107.5937,30.18581],[-107.59583,30.18637],[-107.59785,30.1869],[-107.59993,30.18744],[-107.60202,30.18799],[-107.60406,30.18852],[-107.6062,30.18908],[-107.60828,30.18963],[-107.61036,30.19017],[-107.61237,30.19069],[-107.61443,30.19123],[-107.61653,30.19178],[-107.61846,30.19229],[-107.62056,30.19284],[-107.62265,30.19338],[-107.62468,30.19391],[-107.62676,30.19446],[-107.62889,30.19501],[-107.63099,30.19556],[-107.63303,30.1961],[-107.63512,30.19664],[-107.63715,30.19717],[-107.63922,30.19771],[-107.64142,30.19829],[-107.64328,30.19877],[-107.64585,30.19944],[-107.64789,30.19998],[-107.65004,30.20053],[-107.65205,30.20106],[-107.6543,30.20165],[-107.65629,30.20217],[-107.65838,30.20271],[-107.66043,30.20325],[-107.66245,30.20378],[-107.66455,30.20432],[-107.66658,30.20486],[-107.66872,30.20541],[-107.67085,30.20597],[-107.67309,30.20656],[-107.67517,30.2071],[-107.67727,30.20765],[-107.67935,30.20819],[-107.68143,30.20873],[-107.68367,30.20932],[-107.68587,30.20989],[-107.68797,30.21044],[-107.69015,30.21101],[-107.69231,30.21157],[-107.69421,30.21261],[-107.69609,30.21364],[-107.69808,30.21473],[-107.69981,30.21568],[-107.70162,30.21667],[-107.70348,30.21768],[-107.70533,30.2187],[-107.7072,30.21971],[-107.7093,30.2208],[-107.71119,30.22183],[-107.71294,30.22278],[-107.71481,30.22381],[-107.71665,30.22482],[-107.71857,30.22586],[-107.72041,30.22686],[-107.72226,30.22788],[-107.7242,30.22894],[-107.72602,30.22993],[-107.72801,30.23102],[-107.72985,30.23203],[-107.73162,30.23304],[-107.73338,30.234],[-107.73517,30.23502],[-107.73719,30.23614],[-107.7391,30.2372],[-107.741,30.23822],[-107.74263,30.23911],[-107.7443,30.24003],[-107.74626,30.24111],[-107.7476,30.24264],[-107.74847,30.24363],[-107.74969,30.24502],[-107.75096,30.24646],[-107.75222,30.24789],[-107.75331,30.24913],[-107.75456,30.25056],[-107.75581,30.25199],[-107.75752,30.25392],[-107.75847,30.25501],[-107.75968,30.25638],[-107.761,30.25787],[-107.7622,30.25923],[-107.76331,30.2605],[-107.7647,30.26212],[-107.76554,30.26307],[-107.76766,30.26547],[-107.76893,30.26691],[-107.77033,30.26851],[-107.77135,30.26966],[-107.77259,30.27109],[-107.774,30.27269],[-107.77515,30.274],[-107.77645,30.27547],[-107.77791,30.27714],[-107.77917,30.27858],[-107.78041,30.27999],[-107.78161,30.28136],[-107.78312,30.28202],[-107.78621,30.28338],[-107.78958,30.28487],[-107.79138,30.28566],[-107.79203,30.28595],[-107.79437,30.28698],[-107.79684,30.28806],[-107.79752,30.28836],[-107.79882,30.28893],[-107.79978,30.2897],[-107.80169,30.29122],[-107.80291,30.2922],[-107.80488,30.29375],[-107.80583,30.29451],[-107.80721,30.29561],[-107.80906,30.29707],[-107.81046,30.29818],[-107.81192,30.29934],[-107.81357,30.30065],[-107.81515,30.3019],[-107.81653,30.303],[-107.81739,30.30369],[-107.81886,30.30483],[-107.82027,30.30596],[-107.82149,30.30694],[-107.82229,30.30757],[-107.82346,30.30901],[-107.82468,30.31051],[-107.82576,30.31184],[-107.8269,30.31323],[-107.82818,30.31481],[-107.8294,30.3163],[-107.83067,30.31787],[-107.8319,30.31938],[-107.83317,30.32093],[-107.83438,30.32243],[-107.83585,30.32423],[-107.83698,30.32562],[-107.83825,30.32721],[-107.83954,30.32879],[-107.84086,30.33042],[-107.84211,30.33198],[-107.84333,30.33351],[-107.84461,30.33508],[-107.84588,30.33662],[-107.84714,30.33818],[-107.84827,30.33958],[-107.84946,30.34105],[-107.8506,30.34246],[-107.85184,30.344],[-107.85313,30.34559],[-107.85437,30.34714],[-107.85566,30.34873],[-107.85693,30.35028],[-107.85819,30.35182],[-107.85945,30.35337],[-107.86073,30.35492],[-107.86194,30.35649],[-107.86315,30.35796],[-107.86438,30.35946],[-107.86572,30.36113],[-107.86704,30.36275],[-107.86818,30.36415],[-107.86947,30.36573],[-107.87075,30.36732],[-107.87203,30.36887],[-107.87329,30.37041],[-107.87455,30.37201],[-107.87503,30.37367],[-107.87552,30.37543],[-107.87582,30.37648],[-107.87614,30.37771],[-107.87661,30.37938],[-107.87696,30.38065],[-107.87734,30.38188],[-107.87779,30.38244],[-107.87815,30.38289],[-107.87854,30.38338],[-107.87925,30.38425],[-107.87962,30.38469],[-107.88001,30.38517],[-107.88041,30.38565],[-107.8808,30.38612],[-107.88116,30.38657],[-107.88153,30.38701],[-107.88186,30.38741],[-107.88225,30.38788],[-107.88262,30.38834],[-107.88295,30.38877],[-107.88331,30.3892],[-107.88363,30.38958],[-107.88406,30.39012],[-107.88442,30.39057],[-107.88483,30.39107],[-107.88532,30.39169],[-107.88584,30.39233],[-107.88642,30.39301],[-107.88696,30.39367],[-107.88751,30.39435],[-107.88803,30.395],[-107.88857,30.39567],[-107.88912,30.39633],[-107.88954,30.39685],[-107.88999,30.3974],[-107.89027,30.39774],[-107.89114,30.39881],[-107.89221,30.40018],[-107.89276,30.40084],[-107.89333,30.40154],[-107.89391,30.40223],[-107.89449,30.40293],[-107.89492,30.40347],[-107.89552,30.40422],[-107.89558,30.40512],[-107.89626,30.4051],[-107.89627,30.40589],[-107.89629,30.40669],[-107.8963,30.40753],[-107.89631,30.40824],[-107.89635,30.40902],[-107.89637,30.40982],[-107.89639,30.41056],[-107.89638,30.41109],[-107.89636,30.41167],[-107.89637,30.41234],[-107.89639,30.41275],[-107.8964,30.41351],[-107.89641,30.41424],[-107.89641,30.41496],[-107.89644,30.41581],[-107.89645,30.41649],[-107.89645,30.41742],[-107.89667,30.41761],[-107.89751,30.41758],[-107.89755,30.4182],[-107.89756,30.41831],[-107.89804,30.41867],[-107.8983,30.41869],[-107.89927,30.41865],[-107.89994,30.41863],[-107.90041,30.41863],[-107.90098,30.41861],[-107.90176,30.41859],[-107.90237,30.41859],[-107.90303,30.41857],[-107.90391,30.41856],[-107.90473,30.41855],[-107.90546,30.41853],[-107.90546,30.41914],[-107.90547,30.41975],[-107.90549,30.42037],[-107.90549,30.42107],[-107.9055,30.42162],[-107.9055,30.42223],[-107.9055,30.42279],[-107.9055,30.42355],[-107.90551,30.42425],[-107.90552,30.42497],[-107.90554,30.42566],[-107.90608,30.42564]]}}
Línea 115.0 kV | LineString | 115.0 kV | 1 |  |  | CFE |  |  |  |  | OpenStreetMap | {"type":"Feature","properties":{},"geometry":{"type":"LineString","coordinates":[[-106.37994,31.60652],[-106.38063,31.60638],[-106.38193,31.60657],[-106.38324,31.60675],[-106.38453,31.60694],[-106.38502,31.60655],[-106.38513,31.60662]]}}
Línea 115.0 kV | LineString | 115.0 kV | 1 |  |  | CFE |  |  |  |  | OpenStreetMap | {"type":"Feature","properties":{},"geometry":{"type":"LineString","coordinates":[[-106.37994,31.60652],[-106.38003,31.60609]]}}
Línea 115.0 kV | LineString | 115.0 kV | 1 |  |  | CFE |  |  |  |  | OpenStreetMap | {"type":"Feature","properties":{},"geometry":{"type":"LineString","coordinates":[[-106.37781,31.60844],[-106.37779,31.60842],[-106.3764,31.60722],[-106.37623,31.60739]]}}
Línea 115.0 kV | LineString | 115.0 kV | 1 |  |  | CFE |  |  |  |  | OpenStreetMap | {"type":"Feature","properties":{},"geometry":{"type":"LineString","coordinates":[[-106.36997,31.61561],[-106.37041,31.61508],[-106.37106,31.6145],[-106.37172,31.61392],[-106.37239,31.61334],[-106.37304,31.61276],[-106.37369,31.61219],[-106.37434,31.61162],[-106.37509,31.61094],[-106.3758,31.61029],[-106.37649,31.60965],[-106.37719,31.609],[-106.37776,31.60848],[-106.37781,31.60844],[-106.37787,31.60839],[-106.37877,31.60756],[-106.37966,31.60674],[-106.37994,31.60652]]}}
Línea 115.0 kV | LineString | 115.0 kV | 1 |  |  | CFE |  |  |  |  | OpenStreetMap | {"type":"Feature","properties":{},"geometry":{"type":"LineString","coordinates":[[-106.36623,31.61978],[-106.36655,31.61997],[-106.36715,31.61915],[-106.36752,31.6187],[-106.36805,31.61803],[-106.36859,31.61735],[-106.36915,31.61664],[-106.36997,31.61561]]}}
Línea 115.0 kV | LineString | 115.0 kV | 1 |  |  | CFE |  |  |  |  | OpenStreetMap | {"type":"Feature","properties":{},"geometry":{"type":"LineString","coordinates":[[-106.36997,31.61561],[-106.36908,31.61471],[-106.36853,31.61415],[-106.36798,31.6136],[-106.36743,31.61304],[-106.36657,31.61216],[-106.36563,31.61301],[-106.36493,31.61362],[-106.36324,31.61514],[-106.36361,31.61543]]}}
Línea 115.0 kV | LineString | 115.0 kV | 1 |  |  | CFE |  |  |  |  | OpenStreetMap | {"type":"Feature","properties":{},"geometry":{"type":"LineString","coordinates":[[-106.41693,31.62673],[-106.41723,31.62689]]}}
Línea 115.0 kV | LineString | 115.0 kV | 1 |  |  | CFE |  |  |  |  | OpenStreetMap | {"type":"Feature","properties":{},"geometry":{"type":"LineString","coordinates":[[-106.41693,31.62673],[-106.41714,31.62701]]}}
Línea 115.0 kV | LineString | 115.0 kV | 1 |  |  | CFE |  |  |  |  | OpenStreetMap | {"type":"Feature","properties":{},"geometry":{"type":"LineString","coordinates":[[-106.3663,31.62015],[-106.36612,31.61991]]}}
Línea 115.0 kV | LineString | 115.0 kV | 1 |  |  | CFE |  |  |  |  | OpenStreetMap | {"type":"Feature","properties":{},"geometry":{"type":"LineString","coordinates":[[-106.3663,31.62015],[-106.36576,31.61998],[-106.36592,31.6198]]}}
Línea 115.0 kV | LineString | 115.0 kV | 1 |  |  | CFE |  |  |  |  | OpenStreetMap | {"type":"Feature","properties":{},"geometry":{"type":"LineString","coordinates":[[-106.36516,31.62091],[-106.36495,31.62102],[-106.36472,31.62079],[-106.36455,31.6209]]}}
Línea 115.0 kV | LineString | 115.0 kV | 1 |  |  | CFE |  |  |  |  | OpenStreetMap | {"type":"Feature","properties":{},"geometry":{"type":"LineString","coordinates":[[-106.38619,31.64325],[-106.38633,31.64253],[-106.38677,31.64268],[-106.38682,31.64252]]}}
Línea 115.0 kV | LineString | 115.0 kV | 2 |  |  | CFE |  |  |  |  | OpenStreetMap | {"type":"Feature","properties":{},"geometry":{"type":"LineString","coordinates":[[-106.38603,31.64394],[-106.38619,31.64325]]}}
Línea 115.0 kV | LineString | 115.0 kV | 1 |  |  | CFE |  |  |  |  | OpenStreetMap | {"type":"Feature","properties":{},"geometry":{"type":"LineString","coordinates":[[-106.38619,31.64325],[-106.38633,31.64264],[-106.38693,31.64278],[-106.38699,31.64254]]}}
Línea 115.0 kV | LineString | 115.0 kV | 2 |  |  | CFE |  |  |  |  | OpenStreetMap | {"type":"Feature","properties":{},"geometry":{"type":"LineString","coordinates":[[-106.35254,31.66008],[-106.35379,31.66045],[-106.35373,31.6606],[-106.35346,31.66054]]}}
Línea 115.0 kV | LineString | 115.0 kV | 1 |  |  | CFE |  |  |  |  | OpenStreetMap | {"type":"Feature","properties":{},"geometry":{"type":"LineString","coordinates":[[-106.35339,31.66077],[-106.35377,31.66086],[-106.35391,31.66113],[-106.35458,31.66136]]}}
Línea 115.0 kV | LineString | 115.0 kV | 1 |  |  | CFE |  |  |  |  | OpenStreetMap | {"type":"Feature","properties":{},"geometry":{"type":"LineString","coordinates":[[-106.38043,31.66915],[-106.3807,31.66929],[-106.3808,31.669],[-106.38084,31.66888],[-106.38095,31.66851],[-106.38078,31.66846]]}}
Línea 115.0 kV | LineString | 115.0 kV | 1 |  |  | CFE |  |  |  |  | OpenStreetMap | {"type":"Feature","properties":{},"geometry":{"type":"LineString","coordinates":[[-106.38952,31.56531],[-106.39023,31.56497],[-106.39013,31.56482]]}}
Línea 115.0 kV | LineString | 115.0 kV | 1 |  |  | CFE |  |  |  |  | OpenStreetMap | {"type":"Feature","properties":{},"geometry":{"type":"LineString","coordinates":[[-106.37074,31.67839],[-106.37092,31.67881],[-106.37117,31.67936],[-106.3716,31.68031],[-106.37201,31.68126],[-106.37246,31.68224],[-106.37279,31.68301],[-106.37313,31.68356],[-106.37362,31.68394],[-106.37495,31.68494],[-106.37559,31.68544],[-106.37626,31.68594],[-106.37609,31.68656],[-106.37592,31.68718],[-106.37581,31.68762],[-106.37601,31.68778],[-106.37659,31.68823],[-106.37727,31.68872],[-106.37804,31.68927],[-106.3786,31.6896],[-106.37896,31.68981],[-106.37995,31.6904],[-106.3808,31.6909],[-106.38181,31.69149],[-106.38273,31.69205],[-106.38341,31.69245],[-106.38464,31.69313],[-106.38586,31.6939],[-106.38682,31.69447],[-106.38785,31.69508],[-106.38893,31.69572],[-106.38993,31.69632],[-106.39092,31.69691],[-106.39191,31.69748],[-106.39291,31.69808],[-106.39367,31.69853],[-106.39329,31.69891],[-106.3929,31.69929],[-106.39234,31.69984],[-106.39178,31.70038],[-106.39239,31.70062],[-106.3931,31.70088],[-106.39332,31.70064],[-106.3938,31.70017],[-106.39409,31.69984]]}}
Línea 115.0 kV | LineString | 115.0 kV | 1 |  |  | CFE |  |  |  |  | OpenStreetMap | {"type":"Feature","properties":{},"geometry":{"type":"LineString","coordinates":[[-106.32453,31.60698],[-106.3256,31.60824],[-106.32679,31.60963],[-106.32695,31.61213],[-106.32709,31.61447],[-106.32939,31.61752],[-106.3296,31.61976],[-106.32991,31.62318],[-106.33022,31.62634],[-106.33054,31.6301],[-106.33083,31.63327],[-106.33111,31.63634],[-106.33141,31.63948],[-106.33298,31.64139],[-106.33513,31.64394],[-106.33721,31.6464],[-106.33948,31.64916],[-106.34161,31.6524],[-106.34351,31.65458],[-106.34565,31.65634],[-106.34833,31.65857],[-106.34969,31.65911],[-106.35093,31.65948],[-106.35219,31.65986],[-106.35254,31.66008]]}}
Línea 115.0 kV | LineString | 115.0 kV | 1 |  |  | CFE |  |  |  |  | OpenStreetMap | {"type":"Feature","properties":{},"geometry":{"type":"LineString","coordinates":[[-106.00527,31.37431],[-106.0055,31.37455],[-106.0058,31.37424],[-106.00527,31.37374],[-106.00478,31.37376],[-106.00146,31.37183],[-105.99803,31.36983],[-105.99708,31.36686],[-105.99618,31.36399],[-105.9953,31.36119],[-105.99431,31.35806],[-105.99336,31.35502],[-105.99259,31.35256],[-105.99182,31.35013],[-105.99098,31.34745],[-105.99002,31.34445],[-105.98713,31.34261],[-105.98411,31.34065],[-105.98114,31.33877],[-105.97857,31.33709],[-105.97553,31.33514],[-105.97257,31.33325],[-105.96991,31.33153],[-105.96755,31.33002],[-105.96497,31.32837],[-105.96214,31.32655],[-105.96007,31.32522],[-105.95823,31.32346],[-105.95572,31.32103],[-105.95356,31.31897],[-105.95094,31.31645],[-105.94798,31.31502],[-105.94477,31.31352],[-105.94202,31.31221],[-105.93882,31.31069],[-105.93671,31.30969],[-105.9344,31.30859],[-105.93174,31.30674],[-105.92914,31.30494],[-105.92652,31.30313],[-105.92383,31.30126],[-105.92074,31.29912],[-105.91799,31.29721],[-105.91505,31.29517],[-105.91255,31.29343],[-105.91018,31.29159],[-105.90735,31.28941],[-105.90486,31.28747],[-105.90245,31.28559],[-105.89996,31.28367],[-105.89753,31.2818],[-105.89506,31.27987],[-105.89257,31.27792],[-105.88959,31.27562],[-105.88673,31.2734],[-105.88447,31.27164],[-105.88238,31.27002],[-105.88178,31.26738],[-105.88111,31.26452],[-105.88049,31.26186],[-105.87984,31.25904],[-105.87918,31.2562],[-105.8787,31.2541],[-105.87801,31.25119],[-105.87744,31.24872],[-105.87672,31.24673],[-105.87662,31.24633]]}}
Línea 115.0 kV | LineString | 115.0 kV | 1 |  |  | CFE |  |  |  |  | OpenStreetMap | {"type":"Feature","properties":{},"geometry":{"type":"LineString","coordinates":[[-106.40578,31.57126],[-106.40541,31.57162]]}}
Línea 115.0 kV | LineString | 115.0 kV | 1 |  |  | CFE |  |  |  |  | OpenStreetMap | {"type":"Feature","properties":{},"geometry":{"type":"LineString","coordinates":[[-106.39071,31.5644],[-106.39013,31.56482]]}}
Línea 115.0 kV | LineString | 115.0 kV | 1 |  |  | CFE |  |  |  |  | OpenStreetMap | {"type":"Feature","properties":{},"geometry":{"type":"LineString","coordinates":[[-106.39071,31.5644],[-106.3903,31.56493],[-106.39013,31.56482]]}}
Línea 115.0 kV | LineString | 115.0 kV | 1 |  |  | CFE |  |  |  |  | OpenStreetMap | {"type":"Feature","properties":{},"geometry":{"type":"LineString","coordinates":[[-106.36118,31.66369],[-106.36185,31.66394],[-106.3621,31.66311],[-106.36233,31.66232],[-106.36264,31.66126]]}}
Línea 115.0 kV | LineString | 115.0 kV | 1 |  |  | CFE |  |  |  |  | OpenStreetMap | {"type":"Feature","properties":{},"geometry":{"type":"LineString","coordinates":[[-106.40559,31.55673],[-106.40542,31.55684],[-106.40499,31.55717],[-106.40618,31.55826],[-106.40737,31.55934],[-106.40855,31.56042],[-106.40975,31.56151],[-106.41094,31.56258],[-106.41212,31.56366],[-106.41333,31.56479],[-106.41451,31.56587],[-106.4157,31.56695],[-106.41679,31.56794],[-106.4171,31.56815],[-106.41743,31.56786],[-106.41851,31.56691],[-106.41959,31.56597],[-106.42067,31.56503],[-106.42176,31.56408],[-106.42225,31.56368],[-106.4228,31.56324],[-106.42337,31.56287],[-106.42392,31.56251],[-106.42507,31.56187],[-106.42658,31.56121],[-106.42814,31.56069],[-106.42977,31.56032],[-106.43143,31.5601],[-106.43312,31.56003],[-106.4348,31.56011],[-106.43646,31.56035],[-106.43808,31.56073],[-106.43976,31.56127],[-106.4412,31.56173],[-106.44263,31.56218],[-106.44405,31.56264],[-106.44548,31.5631],[-106.44691,31.56355],[-106.44834,31.56401],[-106.44977,31.56447],[-106.4512,31.56492],[-106.45263,31.56538],[-106.45406,31.56583],[-106.45549,31.56629],[-106.45692,31.56675],[-106.45835,31.5672],[-106.45977,31.56766],[-106.4612,31.56811],[-106.4624,31.56849],[-106.4632,31.56877],[-106.46358,31.56889],[-106.46421,31.56907],[-106.46547,31.56947],[-106.46619,31.56972],[-106.46663,31.56986],[-106.46739,31.57009],[-106.46754,31.56977],[-106.46767,31.56891],[-106.46778,31.56795],[-106.46772,31.56674],[-106.46766,31.56558],[-106.46762,31.56442],[-106.46755,31.56326],[-106.4675,31.5621],[-106.46745,31.56094],[-106.46739,31.55979],[-106.46734,31.55863],[-106.46729,31.55747],[-106.46723,31.55635],[-106.4678,31.55589],[-106.46905,31.55584],[-106.4703,31.55579],[-106.47173,31.55574],[-106.47269,31.5557],[-106.47323,31.55568],[-106.47429,31.55566],[-106.47521,31.55563],[-106.47672,31.55558],[-106.47823,31.55552],[-106.47974,31.55547],[-106.48074,31.55544],[-106.48191,31.55542],[-106.48187,31.5539],[-106.48183,31.55237],[-106.48179,31.55084],[-106.48426,31.5508],[-106.48499,31.55078],[-106.48663,31.55074],[-106.48708,31.55006],[-106.4887,31.54999],[-106.48952,31.55001]]}}
Línea 115.0 kV | LineString | 115.0 kV | 2 |  |  | CFE |  |  |  |  | OpenStreetMap | {"type":"Feature","properties":{},"geometry":{"type":"LineString","coordinates":[[-106.35458,31.66136],[-106.35522,31.66158],[-106.35592,31.66183],[-106.35655,31.66206],[-106.35723,31.66231],[-106.35788,31.66254],[-106.35855,31.66278],[-106.3592,31.66301],[-106.35988,31.66325],[-106.36053,31.66348],[-106.36118,31.66369]]}}
Línea 115.0 kV | LineString | 115.0 kV | 2 |  |  | CFE |  |  |  |  | OpenStreetMap | {"type":"Feature","properties":{},"geometry":{"type":"LineString","coordinates":[[-106.37535,31.57711],[-106.37418,31.57656]]}}
Línea 115.0 kV | LineString | 115.0 kV | 1 |  |  | CFE |  |  |  |  | OpenStreetMap | {"type":"Feature","properties":{},"geometry":{"type":"LineString","coordinates":[[-106.38043,31.66915],[-106.38077,31.66944],[-106.38095,31.66887],[-106.38111,31.66839],[-106.38083,31.66831]]}}
Línea 115.0 kV | LineString | 115.0 kV | 1 |  |  | CFE |  |  |  |  | OpenStreetMap | {"type":"Feature","properties":{},"geometry":{"type":"LineString","coordinates":[[-106.38821,31.56315],[-106.38811,31.56307],[-106.38786,31.56327],[-106.38834,31.5637],[-106.38864,31.56399],[-106.38795,31.56455],[-106.38728,31.5651],[-106.38689,31.56541],[-106.38653,31.56524],[-106.38597,31.56497],[-106.3858,31.5648]]}}
Línea 115.0 kV | LineString | 115.0 kV | 2 |  |  | CFE |  |  |  |  | OpenStreetMap | {"type":"Feature","properties":{},"geometry":{"type":"LineString","coordinates":[[-106.37418,31.57656],[-106.37397,31.57694]]}}
Línea 115.0 kV | LineString | 115.0 kV | 2 |  |  | CFE |  |  |  |  | OpenStreetMap | {"type":"Feature","properties":{},"geometry":{"type":"LineString","coordinates":[[-106.36264,31.66126],[-106.36351,31.66154],[-106.36432,31.66203],[-106.36608,31.66309],[-106.36695,31.66361],[-106.36783,31.66415],[-106.3687,31.66467],[-106.36957,31.66519],[-106.37052,31.66576],[-106.37174,31.66616],[-106.37266,31.66646],[-106.37372,31.66681],[-106.3747,31.66713],[-106.3757,31.66746],[-106.37669,31.66792],[-106.37775,31.66827],[-106.37879,31.66862],[-106.37953,31.66886],[-106.38043,31.66915]]}}
Línea 115.0 kV | LineString | 115.0 kV | 2 |  |  | CFE |  |  |  |  | OpenStreetMap | {"type":"Feature","properties":{},"geometry":{"type":"LineString","coordinates":[[-106.38945,31.56415],[-106.38869,31.56339],[-106.38854,31.56325]]}}
Línea 115.0 kV | LineString | 115.0 kV | 1 |  |  | CFE |  |  |  |  | OpenStreetMap | {"type":"Feature","properties":{},"geometry":{"type":"LineString","coordinates":[[-106.36264,31.66126],[-106.36307,31.65967],[-106.36297,31.65964],[-106.36324,31.65852],[-106.36351,31.65773],[-106.36381,31.65685],[-106.36406,31.6561],[-106.36434,31.65524],[-106.36445,31.65486],[-106.36463,31.65437],[-106.36521,31.65281],[-106.3658,31.65184],[-106.36606,31.65069],[-106.36629,31.65008],[-106.36652,31.64932],[-106.36667,31.6489],[-106.36685,31.64838],[-106.36703,31.64787],[-106.36727,31.64717],[-106.36744,31.64665],[-106.36763,31.64609],[-106.36781,31.64552],[-106.36808,31.6447],[-106.36898,31.64491],[-106.36965,31.64507],[-106.37041,31.64525],[-106.37112,31.64541],[-106.37196,31.6456],[-106.37215,31.64564],[-106.37278,31.64579],[-106.37348,31.64595],[-106.37424,31.64612],[-106.37503,31.6463],[-106.37527,31.64565],[-106.37548,31.64496],[-106.37577,31.6446],[-106.37637,31.64474],[-106.37717,31.64492],[-106.37795,31.64511],[-106.37874,31.64529],[-106.37955,31.64548],[-106.38032,31.64566],[-106.3811,31.64584],[-106.3819,31.64603],[-106.38269,31.64621],[-106.38348,31.64639],[-106.38426,31.64658],[-106.38509,31.64677],[-106.38545,31.64674],[-106.38559,31.64601],[-106.38574,31.64534],[-106.38587,31.64467],[-106.38603,31.64394],[-106.38591,31.64455],[-106.38608,31.64456]]}}
Línea 115.0 kV | LineString | 115.0 kV | 1 |  |  | CFE |  |  |  |  | OpenStreetMap | {"type":"Feature","properties":{},"geometry":{"type":"LineString","coordinates":[[-106.39013,31.56482],[-106.38952,31.56531]]}}
Línea 115.0 kV | LineString | 115.0 kV | 1 |  |  | CFE |  |  |  |  | OpenStreetMap | {"type":"Feature","properties":{},"geometry":{"type":"LineString","coordinates":[[-106.40578,31.57126],[-106.40658,31.57194],[-106.40772,31.57288],[-106.40888,31.57386],[-106.41005,31.57484],[-106.41123,31.57581],[-106.41236,31.57676],[-106.41352,31.57774],[-106.41469,31.57872],[-106.41582,31.57966],[-106.41699,31.58063],[-106.41816,31.58161],[-106.41933,31.58259],[-106.42052,31.58362],[-106.41936,31.58455],[-106.41821,31.58555],[-106.4171,31.58652],[-106.41595,31.58752],[-106.41484,31.58849],[-106.41374,31.58945],[-106.41265,31.5904],[-106.41151,31.5914],[-106.41037,31.59239],[-106.40922,31.59339],[-106.40807,31.59439],[-106.40694,31.59538],[-106.40578,31.59639],[-106.40466,31.59736],[-106.40375,31.59815],[-106.40462,31.59899],[-106.40534,31.59967],[-106.40611,31.6004],[-106.40688,31.60112],[-106.4073,31.60197],[-106.4073,31.60289],[-106.40702,31.60441],[-106.40794,31.60443],[-106.40787,31.60504],[-106.40754,31.60501]]}}
Línea 115.0 kV | LineString | 115.0 kV | 2 |  |  | CFE |  |  |  |  | OpenStreetMap | {"type":"Feature","properties":{},"geometry":{"type":"LineString","coordinates":[[-106.38952,31.56531],[-106.38837,31.56629],[-106.38717,31.56726],[-106.38597,31.56822],[-106.38481,31.56921],[-106.38366,31.57031],[-106.38248,31.57125],[-106.38131,31.57221],[-106.38012,31.57319],[-106.37896,31.57417],[-106.37777,31.57511],[-106.3766,31.57609],[-106.37535,31.57711]]}}
Línea 115.0 kV | LineString | 115.0 kV | 1 |  |  | CFE |  |  |  |  | OpenStreetMap | {"type":"Feature","properties":{},"geometry":{"type":"LineString","coordinates":[[-106.35341,31.66069],[-106.35379,31.66076],[-106.35394,31.6611],[-106.35458,31.66136]]}}
Línea 115.0 kV | LineString | 115.0 kV | 4 |  |  | CFE |  |  |  |  | OpenStreetMap | {"type":"Feature","properties":{},"geometry":{"type":"LineString","coordinates":[[-106.39013,31.56482],[-106.38945,31.56415]]}}
Línea 115.0 kV | LineString | 115.0 kV | 1 |  |  | CFE |  |  |  |  | OpenStreetMap | {"type":"Feature","properties":{},"geometry":{"type":"LineString","coordinates":[[-106.35254,31.66008],[-106.3529,31.65901],[-106.3532,31.658],[-106.35346,31.65716],[-106.35371,31.65636],[-106.35336,31.65563],[-106.35214,31.6549],[-106.35092,31.65421],[-106.34982,31.65355],[-106.34896,31.65332],[-106.34831,31.65341],[-106.34688,31.65371],[-106.34537,31.65402],[-106.34441,31.65425],[-106.34355,31.65467],[-106.3431,31.65503],[-106.34241,31.65569],[-106.34168,31.6564],[-106.34105,31.65706],[-106.34042,31.65776],[-106.34023,31.65765]]}}
Línea 115.0 kV | LineString | 115.0 kV | 1 |  |  | CFE |  |  |  |  | OpenStreetMap | {"type":"Feature","properties":{},"geometry":{"type":"LineString","coordinates":[[-106.34947,31.55007],[-106.34911,31.55026]]}}
Línea 115.0 kV | LineString | 115.0 kV | 2 |  |  | CFE |  |  |  |  | OpenStreetMap | {"type":"Feature","properties":{},"geometry":{"type":"LineString","coordinates":[[-106.37418,31.57656],[-106.37277,31.57631],[-106.37171,31.57555],[-106.37075,31.57469],[-106.36973,31.57384],[-106.36871,31.57299],[-106.36777,31.5722],[-106.36682,31.57142],[-106.36588,31.57063],[-106.36493,31.56985],[-106.36398,31.56906],[-106.36304,31.56828],[-106.36204,31.56744],[-106.36103,31.56661],[-106.36001,31.56576],[-106.35898,31.56491],[-106.35795,31.56407],[-106.35693,31.56322],[-106.35592,31.56236],[-106.35491,31.56153],[-106.35418,31.56055],[-106.35383,31.55949],[-106.35349,31.55841],[-106.35315,31.55731],[-106.35281,31.55622],[-106.35246,31.55513],[-106.35212,31.55404],[-106.35178,31.55296],[-106.35116,31.55177],[-106.35022,31.55075],[-106.34947,31.55007]]}}
Línea 115.0 kV | LineString | 115.0 kV | 1 |  |  | CFE |  |  |  |  | OpenStreetMap | {"type":"Feature","properties":{},"geometry":{"type":"LineString","coordinates":[[-106.34947,31.55007],[-106.34926,31.55039]]}}
Línea 115.0 kV | LineString | 115.0 kV | 1 |  |  | CFE |  |  |  |  | OpenStreetMap | {"type":"Feature","properties":{},"geometry":{"type":"LineString","coordinates":[[-106.39315,31.70091],[-106.39409,31.70028],[-106.3943,31.69996]]}}
Línea 115.0 kV | LineString | 115.0 kV | 1 |  |  | CFE |  |  |  |  | OpenStreetMap | {"type":"Feature","properties":{},"geometry":{"type":"LineString","coordinates":[[-106.39315,31.70091],[-106.3938,31.70017],[-106.39419,31.6999]]}}
Línea 115.0 kV | LineString | 115.0 kV | 1 |  |  | CFE |  |  |  |  | OpenStreetMap | {"type":"Feature","properties":{},"geometry":{"type":"LineString","coordinates":[[-106.39684,31.75958],[-106.39756,31.75895],[-106.39793,31.75864],[-106.39856,31.75811],[-106.39904,31.75771],[-106.39951,31.75732],[-106.39938,31.75671],[-106.3992,31.75597],[-106.39895,31.75496],[-106.39871,31.75394],[-106.39847,31.75294],[-106.39851,31.75234],[-106.39923,31.75141],[-106.39995,31.75049],[-106.40066,31.74958],[-106.40137,31.74867],[-106.40208,31.74775],[-106.40273,31.74692],[-106.40345,31.74591],[-106.40406,31.74524],[-106.40475,31.74434],[-106.40524,31.74371],[-106.40581,31.74402],[-106.40631,31.74428],[-106.40685,31.74458],[-106.40738,31.74487],[-106.40791,31.74518],[-106.40845,31.74545],[-106.40902,31.74576],[-106.40952,31.74603],[-106.41004,31.74633],[-106.41056,31.74661],[-106.41112,31.7469],[-106.41167,31.7472],[-106.41222,31.74748],[-106.41277,31.74778],[-106.4139,31.74842],[-106.41502,31.74907],[-106.41603,31.74957],[-106.41647,31.7498],[-106.41743,31.75018],[-106.41838,31.75055],[-106.41848,31.75013],[-106.41812,31.75022]]}}
Línea 115.0 kV | LineString | 115.0 kV | 1 |  |  | CFE |  |  |  |  | OpenStreetMap | {"type":"Feature","properties":{},"geometry":{"type":"LineString","coordinates":[[-106.37236,31.70272],[-106.37224,31.70283],[-106.36908,31.7017],[-106.36791,31.70055],[-106.36494,31.70092],[-106.36243,31.70122],[-106.35886,31.70166],[-106.35613,31.69988],[-106.35343,31.69811],[-106.352,31.69699],[-106.3506,31.6954],[-106.3496,31.6935],[-106.3484,31.69083],[-106.34721,31.68818],[-106.34603,31.68553],[-106.34505,31.68325],[-106.34601,31.68035],[-106.34691,31.67774],[-106.34682,31.6752],[-106.34737,31.67303],[-106.34794,31.67089],[-106.34857,31.66846],[-106.34975,31.66734],[-106.35049,31.66645],[-106.35084,31.66538],[-106.35121,31.66419],[-106.3516,31.66292],[-106.35206,31.66144],[-106.35233,31.66059],[-106.35241,31.66032],[-106.35336,31.66049]]}}
Línea 115.0 kV | LineString | 115.0 kV | 1 |  |  | CFE |  |  |  |  | OpenStreetMap | {"type":"Feature","properties":{},"geometry":{"type":"LineString","coordinates":[[-106.37244,31.70279],[-106.37234,31.703]]}}
Línea 115.0 kV | LineString | 115.0 kV | 2 |  |  | CFE |  |  |  |  | OpenStreetMap | {"type":"Feature","properties":{},"geometry":{"type":"LineString","coordinates":[[-106.37317,31.70404],[-106.37412,31.70498],[-106.37509,31.70594],[-106.376,31.70685],[-106.37688,31.70796],[-106.37779,31.70823],[-106.37872,31.70852],[-106.38006,31.7082],[-106.38147,31.70785],[-106.38287,31.70753],[-106.38427,31.70721],[-106.3857,31.70691],[-106.38683,31.70654],[-106.38757,31.70555],[-106.38791,31.70507],[-106.3889,31.70431],[-106.38988,31.70353],[-106.39087,31.70274],[-106.39194,31.70187],[-106.39315,31.70091]]}}
Línea 115.0 kV | LineString | 115.0 kV | 1 |  |  | CFE |  |  |  |  | OpenStreetMap | {"type":"Feature","properties":{},"geometry":{"type":"LineString","coordinates":[[-106.37264,31.70295],[-106.3725,31.70312],[-106.37156,31.7044],[-106.37198,31.70481],[-106.37236,31.70518],[-106.37293,31.70577],[-106.37335,31.70617],[-106.37383,31.70664],[-106.37438,31.70719],[-106.37493,31.70774],[-106.37548,31.70828],[-106.37608,31.70888],[-106.37657,31.70936],[-106.37721,31.70921],[-106.37805,31.70901],[-106.37887,31.70881],[-106.37983,31.70858],[-106.38038,31.70846],[-106.38125,31.70825],[-106.38209,31.70805],[-106.38291,31.70786],[-106.38381,31.70765],[-106.38649,31.70702],[-106.38718,31.70662],[-106.38797,31.70605],[-106.38834,31.70552],[-106.38916,31.70493],[-106.39006,31.70424],[-106.39094,31.70354],[-106.39161,31.703],[-106.3923,31.70244],[-106.39297,31.70188],[-106.3945,31.70063],[-106.39409,31.70028],[-106.39439,31.70001]]}}
Línea 115.0 kV | LineString | 115.0 kV | 1 |  |  | CFE |  |  |  |  | OpenStreetMap | {"type":"Feature","properties":{},"geometry":{"type":"LineString","coordinates":[[-106.37271,31.703],[-106.3725,31.70312],[-106.37317,31.70404]]}}
Línea 115.0 kV | LineString | 115.0 kV | 1 |  |  | CFE |  |  |  |  | OpenStreetMap | {"type":"Feature","properties":{},"geometry":{"type":"LineString","coordinates":[[-106.37258,31.7029],[-106.37234,31.703]]}}
Línea 115.0 kV | LineString | 115.0 kV | 1 |  |  | CFE |  |  |  |  | OpenStreetMap | {"type":"Feature","properties":{},"geometry":{"type":"LineString","coordinates":[[-106.37285,31.70312],[-106.3727,31.70325],[-106.37317,31.70404]]}}
Línea 115.0 kV | LineString | 115.0 kV | 2 |  |  | CFE |  |  |  |  | OpenStreetMap | {"type":"Feature","properties":{},"geometry":{"type":"LineString","coordinates":[[-106.47665,31.72023],[-106.47629,31.72033],[-106.47636,31.72054]]}}
Línea 115.0 kV | LineString | 115.0 kV | 1 |  |  | CFE |  |  |  |  | OpenStreetMap | {"type":"Feature","properties":{},"geometry":{"type":"LineString","coordinates":[[-106.46413,31.66229],[-106.46309,31.66219],[-106.46224,31.66209],[-106.46135,31.662],[-106.46129,31.66252],[-106.46123,31.66296],[-106.46114,31.66364],[-106.46107,31.66419],[-106.461,31.66467],[-106.46092,31.66522],[-106.46086,31.6657],[-106.46079,31.66623],[-106.46073,31.66672],[-106.46067,31.66713],[-106.4606,31.66767],[-106.46051,31.66828],[-106.46044,31.66884],[-106.46038,31.66937],[-106.46031,31.66987],[-106.46025,31.67034],[-106.46015,31.67118],[-106.46009,31.67164],[-106.45935,31.67156],[-106.45866,31.67149],[-106.45858,31.67219],[-106.45851,31.67277],[-106.45846,31.67317],[-106.45792,31.6737],[-106.45791,31.67417]]}}
Línea 115.0 kV | LineString | 115.0 kV | 1 |  |  | CFE |  |  |  |  | OpenStreetMap | {"type":"Feature","properties":{},"geometry":{"type":"LineString","coordinates":[[-106.48185,31.69438],[-106.48164,31.6944],[-106.48145,31.69371],[-106.4813,31.69318],[-106.4811,31.69249],[-106.48088,31.69174],[-106.48069,31.69103],[-106.48046,31.69022],[-106.48025,31.68951],[-106.48004,31.6888],[-106.47985,31.68811],[-106.47968,31.68751],[-106.47948,31.68681],[-106.47928,31.68611],[-106.47908,31.6854],[-106.47887,31.68467],[-106.4787,31.68406],[-106.47845,31.6832],[-106.47826,31.68254],[-106.47804,31.68176],[-106.47785,31.68109],[-106.47765,31.68038],[-106.47744,31.67967],[-106.47724,31.67898],[-106.4767,31.67908],[-106.47606,31.67921],[-106.47541,31.67935],[-106.47461,31.67952],[-106.47381,31.67968],[-106.47302,31.67985],[-106.4722,31.68002],[-106.47138,31.6802],[-106.47055,31.68038],[-106.46981,31.68051],[-106.46903,31.68068],[-106.46824,31.68084],[-106.46745,31.68101],[-106.46665,31.68117],[-106.4665,31.68067],[-106.46631,31.67998],[-106.46617,31.67946],[-106.46596,31.67874],[-106.46574,31.67796],[-106.46551,31.67713],[-106.46532,31.67646],[-106.46509,31.67565],[-106.46486,31.67484],[-106.46467,31.67415],[-106.46443,31.67324],[-106.46416,31.67232],[-106.46288,31.67227],[-106.46273,31.67192],[-106.46183,31.672],[-106.46128,31.67204],[-106.46062,31.67211],[-106.45999,31.67217],[-106.45992,31.6728],[-106.45987,31.67339],[-106.45923,31.67336],[-106.45851,31.67333],[-106.45804,31.67371],[-106.45802,31.67417]]}}
Línea 115.0 kV | LineString | 115.0 kV | 2 |  |  | CFE |  |  |  |  | OpenStreetMap | {"type":"Feature","properties":{},"geometry":{"type":"LineString","coordinates":[[-106.48185,31.69438],[-106.48166,31.69443],[-106.48184,31.6951],[-106.48204,31.69579],[-106.4822,31.69637],[-106.48235,31.69689],[-106.48251,31.69746],[-106.48269,31.69808],[-106.48255,31.69818],[-106.48264,31.69851],[-106.4827,31.69871],[-106.48281,31.69909],[-106.48301,31.6998],[-106.48318,31.70033],[-106.4833,31.70081],[-106.48344,31.70133],[-106.4836,31.70188],[-106.48374,31.70239],[-106.48391,31.70294],[-106.48405,31.70346],[-106.4842,31.70398],[-106.48441,31.70472],[-106.48461,31.70543],[-106.48477,31.70597],[-106.48493,31.7065],[-106.48508,31.70705],[-106.48522,31.70756],[-106.48538,31.70811],[-106.48554,31.70865],[-106.4857,31.70925],[-106.48582,31.70969],[-106.486,31.71028],[-106.48613,31.71074],[-106.48627,31.71125],[-106.48643,31.71179],[-106.48658,31.71232],[-106.48674,31.71288],[-106.48689,31.71341],[-106.48705,31.71399],[-106.48721,31.71452],[-106.48733,31.71497],[-106.48748,31.7155],[-106.48761,31.71594],[-106.48778,31.71653],[-106.48791,31.71699],[-106.48722,31.71701],[-106.48663,31.71701],[-106.48599,31.71701],[-106.48542,31.71701],[-106.48473,31.71701],[-106.48409,31.71702],[-106.48345,31.71702],[-106.4828,31.71702],[-106.48221,31.71702],[-106.48158,31.71702],[-106.48097,31.71702],[-106.48032,31.71702],[-106.47966,31.71702],[-106.47912,31.71703],[-106.47911,31.71762],[-106.4791,31.71813],[-106.47846,31.7183],[-106.47782,31.71847],[-106.47724,31.71864],[-106.47663,31.71881],[-106.47615,31.71896],[-106.47644,31.71971],[-106.47665,31.72023]]}}
Línea 115.0 kV | LineString | 115.0 kV | 1 |  |  | CFE |  |  |  |  | OpenStreetMap | {"type":"Feature","properties":{},"geometry":{"type":"LineString","coordinates":[[-106.45245,31.69082],[-106.45243,31.69159],[-106.45228,31.69155],[-106.45229,31.69172]]}}
Línea 115.0 kV | LineString | 115.0 kV | 1 |  |  | CFE |  |  |  |  | OpenStreetMap | {"type":"Feature","properties":{},"geometry":{"type":"LineString","coordinates":[[-106.45245,31.69082],[-106.4524,31.69153],[-106.45217,31.69151],[-106.45217,31.69172]]}}
Línea 115.0 kV | LineString | 115.0 kV | 2 |  |  | CFE |  |  |  |  | OpenStreetMap | {"type":"Feature","properties":{},"geometry":{"type":"LineString","coordinates":[[-106.45257,31.68867],[-106.45254,31.68939],[-106.4525,31.69012],[-106.45245,31.69082]]}}
Línea 115.0 kV | LineString | 115.0 kV | 1 |  |  | CFE |  |  |  |  | OpenStreetMap | {"type":"Feature","properties":{},"geometry":{"type":"LineString","coordinates":[[-106.45162,31.68772],[-106.45223,31.68775],[-106.4526,31.68791],[-106.45257,31.68867]]}}
Línea 115.0 kV | LineString | 115.0 kV | 1 |  |  | CFE |  |  |  |  | OpenStreetMap | {"type":"Feature","properties":{},"geometry":{"type":"LineString","coordinates":[[-106.45162,31.68772],[-106.45224,31.68772],[-106.45262,31.68789],[-106.45257,31.68867]]}}
Línea 115.0 kV | LineString | 115.0 kV | 2 |  |  | CFE |  |  |  |  | OpenStreetMap | {"type":"Feature","properties":{},"geometry":{"type":"LineString","coordinates":[[-106.44936,31.6877],[-106.45027,31.68771],[-106.45101,31.68772],[-106.45162,31.68772]]}}
Línea 115.0 kV | LineString | 115.0 kV | 1 |  |  | CFE |  |  |  |  | OpenStreetMap | {"type":"Feature","properties":{},"geometry":{"type":"LineString","coordinates":[[-106.43835,31.67954],[-106.43756,31.67951],[-106.43768,31.67898],[-106.4369,31.67895],[-106.43617,31.67892],[-106.43554,31.6789],[-106.43494,31.67888],[-106.43359,31.67882],[-106.43296,31.6788],[-106.43166,31.67873],[-106.43103,31.67872],[-106.43042,31.6787],[-106.42979,31.67867],[-106.42919,31.67865],[-106.42857,31.67863],[-106.42794,31.6786],[-106.42707,31.67858],[-106.42671,31.67857],[-106.42607,31.67855],[-106.42541,31.67852],[-106.42479,31.6785],[-106.42401,31.67846],[-106.42317,31.67843],[-106.42254,31.67841],[-106.42191,31.67839],[-106.42133,31.67885],[-106.4206,31.67944],[-106.42011,31.67943],[-106.41925,31.67942],[-106.41919,31.67999],[-106.41914,31.68062],[-106.41859,31.68105],[-106.41813,31.68143],[-106.41753,31.68191],[-106.41699,31.68235],[-106.41646,31.68276],[-106.41591,31.68322],[-106.41535,31.68366],[-106.41485,31.68406],[-106.4143,31.68451],[-106.41375,31.68494],[-106.41322,31.68537],[-106.41268,31.6858],[-106.41214,31.68624],[-106.41146,31.6868],[-106.41085,31.68733],[-106.41042,31.68812],[-106.41012,31.68865],[-106.40947,31.68838],[-106.40902,31.6887],[-106.40873,31.68972],[-106.40777,31.68975],[-106.40689,31.69047],[-106.40624,31.69099],[-106.40571,31.69142],[-106.40509,31.69192],[-106.40452,31.69237],[-106.40409,31.69272],[-106.40351,31.69318],[-106.40294,31.69365],[-106.4024,31.69408],[-106.40185,31.69452],[-106.40129,31.69497],[-106.40077,31.69539],[-106.40022,31.69583],[-106.3997,31.69626],[-106.39919,31.69666],[-106.39864,31.6971],[-106.39808,31.69755],[-106.39754,31.69798],[-106.397,31.69842],[-106.39647,31.69885],[-106.39593,31.69928],[-106.39551,31.6996],[-106.39521,31.69944],[-106.39483,31.69971],[-106.39448,31.69992]]}}
Línea 115.0 kV | LineString | 115.0 kV | 1 |  |  | CFE |  |  |  |  | OpenStreetMap | {"type":"Feature","properties":{},"geometry":{"type":"LineString","coordinates":[[-106.44455,31.68624],[-106.44453,31.68699],[-106.44508,31.68709],[-106.44594,31.68725],[-106.44692,31.68779],[-106.44757,31.68775],[-106.44827,31.68769],[-106.44936,31.6877]]}}
Línea 115.0 kV | LineString | 115.0 kV | 1 |  |  | CFE |  |  |  |  | OpenStreetMap | {"type":"Feature","properties":{},"geometry":{"type":"LineString","coordinates":[[-106.44455,31.68624],[-106.44448,31.68705],[-106.44506,31.68714],[-106.44592,31.6873],[-106.44692,31.68782],[-106.44757,31.68779],[-106.44827,31.68772],[-106.44936,31.6877]]}}
Línea 115.0 kV | LineString | 115.0 kV | 1 |  |  | CFE |  |  |  |  | OpenStreetMap | {"type":"Feature","properties":{},"geometry":{"type":"LineString","coordinates":[[-106.44425,31.68017],[-106.44479,31.68022],[-106.44481,31.68077]]}}
Línea 115.0 kV | LineString | 115.0 kV | 2 |  |  | CFE |  |  |  |  | OpenStreetMap | {"type":"Feature","properties":{},"geometry":{"type":"LineString","coordinates":[[-106.43835,31.67954],[-106.43921,31.67959],[-106.44012,31.67964],[-106.44073,31.67965],[-106.44144,31.67988],[-106.442,31.68007],[-106.44265,31.68008],[-106.44345,31.68012],[-106.44425,31.68017]]}}
Línea 115.0 kV | LineString | 115.0 kV | 2 |  |  | CFE |  |  |  |  | OpenStreetMap | {"type":"Feature","properties":{},"geometry":{"type":"LineString","coordinates":[[-106.44481,31.68077],[-106.44477,31.68166],[-106.44474,31.68258],[-106.44473,31.68331],[-106.44466,31.68417],[-106.4446,31.68523],[-106.44455,31.68624]]}}
Línea 115.0 kV | LineString | 115.0 kV | 1 |  |  | CFE |  |  |  |  | OpenStreetMap | {"type":"Feature","properties":{},"geometry":{"type":"LineString","coordinates":[[-106.44425,31.68017],[-106.44486,31.6802],[-106.44481,31.68077]]}}
Línea 115.0 kV | LineString | 115.0 kV | 1 |  |  | CFE |  |  |  |  | OpenStreetMap | {"type":"Feature","properties":{},"geometry":{"type":"LineString","coordinates":[[-106.44508,31.65396],[-106.44515,31.65376],[-106.44505,31.65372],[-106.44454,31.65354],[-106.44431,31.65437],[-106.44412,31.65508],[-106.44378,31.65637],[-106.44347,31.65753],[-106.4433,31.65815],[-106.44313,31.65877],[-106.44297,31.65937],[-106.4428,31.66],[-106.44263,31.66061],[-106.44247,31.66122],[-106.44233,31.66174],[-106.44214,31.66245],[-106.44197,31.66306],[-106.44181,31.66369],[-106.44165,31.6643],[-106.44147,31.66491],[-106.44131,31.66554],[-106.44115,31.66614],[-106.44098,31.66675],[-106.44082,31.66737],[-106.44066,31.668],[-106.44048,31.6686],[-106.44033,31.66916],[-106.44016,31.66978],[-106.44,31.67039],[-106.43983,31.67101],[-106.43967,31.67163],[-106.43951,31.67225],[-106.43934,31.67288],[-106.43914,31.6736],[-106.43884,31.67467],[-106.4387,31.67524],[-106.43856,31.67577],[-106.4384,31.67634],[-106.43827,31.67685],[-106.43797,31.67799],[-106.43783,31.67848],[-106.43772,31.67898],[-106.43759,31.67949],[-106.43835,31.67954]]}}
Línea 115.0 kV | LineString | 115.0 kV | 1 |  |  | CFE |  |  |  |  | OpenStreetMap | {"type":"Feature","properties":{},"geometry":{"type":"LineString","coordinates":[[-106.52381,31.73364],[-106.52387,31.73383]]}}
Línea 115.0 kV | LineString | 115.0 kV | 4 |  |  | CFE |  |  |  |  | OpenStreetMap | {"type":"Feature","properties":{},"geometry":{"type":"LineString","coordinates":[[-106.37637,31.60296],[-106.37504,31.60413],[-106.37373,31.60531],[-106.37242,31.60647],[-106.37103,31.60772],[-106.36987,31.60874],[-106.36854,31.60992],[-106.36724,31.61109],[-106.36602,31.61221],[-106.3647,31.61336],[-106.36339,31.61454],[-106.36283,31.61503],[-106.36217,31.61541],[-106.36106,31.61637],[-106.36157,31.61719],[-106.36278,31.61844],[-106.36401,31.61969],[-106.36516,31.62091]]}}
Línea 115.0 kV | LineString | 115.0 kV | 3 |  |  | CFE |  |  |  |  | OpenStreetMap | {"type":"Feature","properties":{},"geometry":{"type":"LineString","coordinates":[[-106.37726,31.60193],[-106.37637,31.60296]]}}
Línea 115.0 kV | LineString | 115.0 kV | 1 |  |  | CFE |  |  |  |  | OpenStreetMap | {"type":"Feature","properties":{},"geometry":{"type":"LineString","coordinates":[[-106.37726,31.60193],[-106.37623,31.60289],[-106.3751,31.60385],[-106.37395,31.60478],[-106.37304,31.6056],[-106.3721,31.60644],[-106.37117,31.60727],[-106.3702,31.60647],[-106.36925,31.60567],[-106.36827,31.60487],[-106.36779,31.60537],[-106.36792,31.60547]]}}
Línea 115.0 kV | LineString | 115.0 kV | 1 |  |  | CFE |  |  |  |  | OpenStreetMap | {"type":"Feature","properties":{},"geometry":{"type":"LineString","coordinates":[[-106.40731,31.60518],[-106.40736,31.6055],[-106.40624,31.60547],[-106.40577,31.60546],[-106.40428,31.60537],[-106.40285,31.60533],[-106.40185,31.60517],[-106.40044,31.60513],[-106.39877,31.60507],[-106.39707,31.60496],[-106.39557,31.60459],[-106.39405,31.60423],[-106.39254,31.60399],[-106.39152,31.60375],[-106.39061,31.60353],[-106.38969,31.6033],[-106.38878,31.60311],[-106.38786,31.6029],[-106.38695,31.60267],[-106.38605,31.60243],[-106.38529,31.60227],[-106.3842,31.60201],[-106.3826,31.60161],[-106.38112,31.60114],[-106.37948,31.60109],[-106.37801,31.60152],[-106.37725,31.60216],[-106.37637,31.60296]]}}
Línea 115.0 kV | LineString | 115.0 kV | 1 |  |  | CFE |  |  |  |  | OpenStreetMap | {"type":"Feature","properties":{},"geometry":{"type":"LineString","coordinates":[[-106.46068,31.58727],[-106.46058,31.5875],[-106.46031,31.5881],[-106.46002,31.58871],[-106.45977,31.58927],[-106.4595,31.58986],[-106.45924,31.59045],[-106.45897,31.59103],[-106.4587,31.59162],[-106.45844,31.59221],[-106.45817,31.5928],[-106.4579,31.59339],[-106.45763,31.59398],[-106.45737,31.59456],[-106.45709,31.59515],[-106.45686,31.59569],[-106.45651,31.59556],[-106.45583,31.59497],[-106.45518,31.59441],[-106.45351,31.59298],[-106.45176,31.59147],[-106.44994,31.5899],[-106.44805,31.58828],[-106.44625,31.58669],[-106.44449,31.58513],[-106.4427,31.58355],[-106.44105,31.5821],[-106.439,31.5838],[-106.43696,31.5855],[-106.43495,31.58715],[-106.43295,31.58881],[-106.43094,31.59048],[-106.42987,31.59136],[-106.42893,31.59214],[-106.4278,31.59308],[-106.42718,31.59359],[-106.42639,31.59424],[-106.42491,31.59546],[-106.42288,31.59716],[-106.42124,31.59851],[-106.42091,31.59917],[-106.4209,31.60028],[-106.4209,31.60136],[-106.4209,31.60247],[-106.42092,31.60364],[-106.41973,31.60347],[-106.41851,31.60344],[-106.4172,31.6034],[-106.41642,31.60337],[-106.41548,31.60339],[-106.41465,31.60336],[-106.41319,31.60333],[-106.41298,31.60334],[-106.4129,31.60349],[-106.41281,31.60438],[-106.41273,31.6052],[-106.41275,31.60566],[-106.41179,31.60563],[-106.41076,31.6056],[-106.40974,31.60558],[-106.4087,31.60555],[-106.40836,31.60554],[-106.40736,31.6055],[-106.40749,31.6052]]}}
Línea 115.0 kV | LineString | 115.0 kV | 1 |  |  | CFE |  |  |  |  | OpenStreetMap | {"type":"Feature","properties":{},"geometry":{"type":"LineString","coordinates":[[-106.46426,31.6229],[-106.46447,31.62287]]}}
Línea 115.0 kV | LineString | 115.0 kV | 2 |  |  | CFE |  |  |  |  | OpenStreetMap | {"type":"Feature","properties":{},"geometry":{"type":"LineString","coordinates":[[-106.44836,31.62356],[-106.44817,31.62374],[-106.45168,31.62506],[-106.45414,31.62394],[-106.45668,31.62276],[-106.46045,31.62283],[-106.46426,31.6229]]}}
Línea 115.0 kV | LineString | 115.0 kV | 1 |  |  | CFE |  |  |  |  | OpenStreetMap | {"type":"Feature","properties":{},"geometry":{"type":"LineString","coordinates":[[-106.4462,31.65387],[-106.44534,31.65386],[-106.44528,31.65402]]}}
Línea 115.0 kV | LineString | 115.0 kV | 1 |  |  | CFE |  |  |  |  | OpenStreetMap | {"type":"Feature","properties":{},"geometry":{"type":"LineString","coordinates":[[-106.4462,31.65387],[-106.44524,31.65379],[-106.44516,31.65397]]}}
Línea 115.0 kV | LineString | 115.0 kV | 1 |  |  | CFE |  |  |  |  | OpenStreetMap | {"type":"Feature","properties":{},"geometry":{"type":"LineString","coordinates":[[-106.46301,31.58719],[-106.4628,31.58754],[-106.46381,31.5888],[-106.46331,31.59065],[-106.46293,31.59215],[-106.46249,31.59378],[-106.46204,31.59546],[-106.46156,31.59726],[-106.46099,31.5994],[-106.46262,31.60079],[-106.46387,31.60187],[-106.46512,31.60294],[-106.46635,31.604],[-106.46762,31.60508],[-106.46883,31.60613],[-106.47012,31.60724],[-106.47173,31.60861],[-106.47337,31.61002],[-106.47551,31.61186],[-106.47508,31.61365],[-106.47478,31.61491],[-106.47441,31.61644],[-106.47397,31.61825],[-106.47365,31.61963],[-106.47316,31.62161],[-106.47276,31.62328],[-106.47236,31.62495],[-106.47191,31.62679],[-106.47155,31.62829],[-106.47123,31.62962],[-106.4708,31.63137],[-106.47036,31.63323],[-106.46993,31.635],[-106.46946,31.63694],[-106.4689,31.63926],[-106.46844,31.64118],[-106.46809,31.64266],[-106.4677,31.64426],[-106.46728,31.64602],[-106.46683,31.64789],[-106.46622,31.64966],[-106.46552,31.65167],[-106.46531,31.6533],[-106.46506,31.65521],[-106.46473,31.65767],[-106.46458,31.65874],[-106.46444,31.65987],[-106.46434,31.6608],[-106.46418,31.6618],[-106.46602,31.66198],[-106.46779,31.66215],[-106.46896,31.66225],[-106.47015,31.66237],[-106.47131,31.66247],[-106.47187,31.66251],[-106.47281,31.6626],[-106.47466,31.66277],[-106.47581,31.6629],[-106.47669,31.663],[-106.47742,31.66308],[-106.47909,31.66321],[-106.48227,31.6635],[-106.48313,31.66468],[-106.48398,31.66579],[-106.48501,31.66717],[-106.4861,31.66865],[-106.4875,31.67051],[-106.48916,31.67274],[-106.49029,31.67427],[-106.49152,31.6759],[-106.49299,31.67787],[-106.4942,31.67723],[-106.49445,31.67807],[-106.49475,31.67906],[-106.49504,31.68002],[-106.49539,31.68107],[-106.49748,31.68175],[-106.49859,31.6821],[-106.49972,31.68243],[-106.49971,31.68338],[-106.49967,31.68389],[-106.49958,31.68433],[-106.49932,31.68525],[-106.49929,31.68634],[-106.5003,31.68769],[-106.50149,31.68927],[-106.50385,31.69249],[-106.50479,31.69374],[-106.50608,31.69525],[-106.50826,31.69781],[-106.50986,31.6997],[-106.51141,31.7015],[-106.5126,31.70288],[-106.51394,31.70448],[-106.51531,31.70607],[-106.51781,31.70901],[-106.52005,31.71163],[-106.52106,31.71349],[-106.52239,31.71583],[-106.52335,31.71762],[-106.52421,31.71917],[-106.52382,31.72198],[-106.5237,31.72286],[-106.52327,31.72596],[-106.52328,31.72691],[-106.52329,31.72776],[-106.52329,31.73142],[-106.52381,31.73364]]}}
Línea 115.0 kV | LineString | 115.0 kV | 2 |  |  | CFE |  |  |  |  | OpenStreetMap | {"type":"Feature","properties":{},"geometry":{"type":"LineString","coordinates":[[-106.46068,31.58727],[-106.46127,31.58697],[-106.46255,31.58738],[-106.46271,31.58709]]}}
Línea 115.0 kV | LineString | 115.0 kV | 1 |  |  | CFE |  |  |  |  | OpenStreetMap | {"type":"Feature","properties":{},"geometry":{"type":"LineString","coordinates":[[-106.46629,31.42199],[-106.46549,31.42195],[-106.46443,31.42189],[-106.46396,31.42187],[-106.46229,31.42182],[-106.46066,31.42175],[-106.45925,31.4217],[-106.45782,31.42164],[-106.45682,31.42159],[-106.45554,31.42064],[-106.45415,31.41961],[-106.45308,31.41882],[-106.45243,31.41834],[-106.45167,31.41778],[-106.45135,31.41737]]}}
Línea 115.0 kV | LineString | 115.0 kV | 1 |  |  | CFE |  |  |  |  | OpenStreetMap | {"type":"Feature","properties":{},"geometry":{"type":"LineString","coordinates":[[-106.4886,31.33528],[-106.48825,31.33521],[-106.48805,31.33528],[-106.488,31.3355],[-106.4878,31.33641],[-106.48745,31.33801],[-106.48706,31.33978],[-106.48666,31.34154],[-106.48625,31.3434],[-106.48584,31.34528],[-106.4854,31.34725],[-106.48498,31.34911],[-106.48456,31.35106],[-106.48408,31.35319],[-106.48368,31.35504],[-106.48329,31.3568],[-106.48293,31.35839],[-106.48252,31.36027],[-106.48213,31.36204],[-106.48172,31.36382],[-106.48128,31.36588],[-106.48085,31.36786],[-106.48034,31.37009],[-106.47991,31.37203],[-106.47949,31.37395],[-106.47915,31.37549],[-106.47873,31.37736],[-106.47834,31.37913],[-106.47801,31.38062],[-106.47764,31.38231],[-106.4772,31.38435],[-106.47674,31.38639],[-106.47635,31.38816],[-106.47588,31.3903],[-106.47542,31.39232],[-106.47503,31.39409],[-106.47463,31.39594],[-106.47432,31.39729],[-106.47396,31.39897],[-106.47347,31.40122],[-106.47297,31.40333],[-106.47264,31.40486],[-106.47222,31.40683],[-106.47175,31.40886],[-106.47132,31.41088],[-106.47087,31.41292],[-106.47034,31.41533],[-106.46992,31.41723],[-106.46954,31.41896],[-106.46918,31.42054],[-106.46896,31.42155],[-106.46677,31.42199],[-106.4664,31.42198]]}}
Línea 115.0 kV | LineString | 115.0 kV | 1 |  |  | CFE |  |  |  |  | OpenStreetMap | {"type":"Feature","properties":{},"geometry":{"type":"LineString","coordinates":[[-106.608,31.78385],[-106.60823,31.78468],[-106.60822,31.78592],[-106.60821,31.78743],[-106.60821,31.78879],[-106.6082,31.79031],[-106.6082,31.79195],[-106.60818,31.79349],[-106.60819,31.79459],[-106.60818,31.79506]]}}
Línea 115.0 kV | LineString | 115.0 kV | 1 |  |  | CFE |  |  |  |  | OpenStreetMap | {"type":"Feature","properties":{},"geometry":{"type":"LineString","coordinates":[[-106.608,31.78385],[-106.60904,31.78381],[-106.60987,31.7838],[-106.6107,31.78381],[-106.61152,31.78381],[-106.61236,31.7838],[-106.61317,31.7838],[-106.61401,31.78381],[-106.61483,31.78381],[-106.61565,31.78381],[-106.61649,31.78381],[-106.61732,31.78381],[-106.61814,31.78381],[-106.61898,31.78381],[-106.61978,31.78381],[-106.62058,31.78381],[-106.62136,31.78381],[-106.62219,31.78381],[-106.62299,31.78381],[-106.62377,31.78381],[-106.6246,31.78381],[-106.6254,31.78381],[-106.62618,31.78378],[-106.62698,31.78378],[-106.62779,31.78378],[-106.62859,31.78378],[-106.62937,31.78381],[-106.63019,31.78378],[-106.63101,31.78378],[-106.63181,31.78378],[-106.63261,31.78378],[-106.63341,31.78378],[-106.63421,31.78378],[-106.63503,31.78378],[-106.63583,31.78378],[-106.63665,31.78377],[-106.63743,31.78378],[-106.63822,31.78378],[-106.63905,31.78378],[-106.63985,31.78378],[-106.64065,31.78378],[-106.64143,31.78378],[-106.64269,31.78381],[-106.64434,31.78373],[-106.64593,31.78331],[-106.64731,31.78257],[-106.64863,31.78176],[-106.64996,31.78097],[-106.65145,31.78047],[-106.65306,31.78033],[-106.65438,31.78023],[-106.65602,31.78026],[-106.65683,31.78026],[-106.65763,31.78026],[-106.65843,31.78026],[-106.65924,31.78027],[-106.66004,31.78027],[-106.66085,31.78028],[-106.66164,31.78027],[-106.66245,31.78027],[-106.66325,31.78028],[-106.66405,31.78028],[-106.66485,31.78028],[-106.66565,31.78028],[-106.66645,31.78028],[-106.66726,31.78028],[-106.66806,31.78029],[-106.66887,31.78029],[-106.67005,31.78032],[-106.6717,31.7801],[-106.6728,31.7795],[-106.6735,31.77914]]}}
Línea 115.0 kV | LineString | 115.0 kV | 2 |  |  | CFE |  |  |  |  | OpenStreetMap | {"type":"Feature","properties":{},"geometry":{"type":"LineString","coordinates":[[-106.60645,31.78227],[-106.60642,31.78305],[-106.60642,31.78383],[-106.608,31.78385]]}}
Línea 115.0 kV | LineString | 115.0 kV | 1 |  |  | CFE |  |  |  |  | OpenStreetMap | {"type":"Feature","properties":{},"geometry":{"type":"LineString","coordinates":[[-106.48359,31.74749],[-106.48351,31.74729],[-106.48345,31.74716],[-106.48269,31.74732],[-106.48217,31.74743],[-106.48137,31.7476],[-106.48048,31.74774],[-106.47983,31.74796],[-106.47903,31.74823],[-106.47826,31.74831],[-106.47717,31.74838],[-106.47647,31.74844],[-106.47564,31.74855],[-106.4748,31.74856],[-106.47419,31.74866],[-106.47424,31.74898],[-106.47431,31.74931],[-106.47405,31.74939],[-106.47402,31.74923]]}}
Línea 115.0 kV | LineString | 115.0 kV | 2 |  |  | CFE |  |  |  |  | OpenStreetMap | {"type":"Feature","properties":{},"geometry":{"type":"LineString","coordinates":[[-106.46535,31.70765],[-106.46621,31.70707]]}}
Línea 115.0 kV | LineString | 115.0 kV | 1 |  |  | CFE |  |  |  |  | OpenStreetMap | {"type":"Feature","properties":{},"geometry":{"type":"LineString","coordinates":[[-106.46535,31.70765],[-106.4646,31.70833],[-106.4638,31.70888],[-106.46298,31.70943],[-106.46173,31.71021],[-106.46181,31.7103],[-106.46254,31.71106],[-106.46317,31.71174],[-106.4633,31.71188],[-106.4641,31.71275],[-106.46498,31.71367],[-106.46569,31.71425],[-106.46637,31.71478],[-106.4672,31.71547],[-106.46787,31.71602],[-106.46886,31.71681],[-106.47013,31.71787],[-106.47118,31.71871],[-106.47098,31.71889],[-106.47174,31.71951],[-106.47267,31.72024],[-106.47316,31.72066],[-106.47368,31.72106],[-106.47496,31.7207],[-106.47612,31.72036],[-106.47622,31.72058]]}}
Línea 115.0 kV | LineString | 115.0 kV | 1 |  |  | CFE |  |  |  |  | OpenStreetMap | {"type":"Feature","properties":{},"geometry":{"type":"LineString","coordinates":[[-106.46621,31.70707],[-106.46604,31.70703]]}}
Línea 115.0 kV | LineString | 115.0 kV | 2 |  |  | CFE |  |  |  |  | OpenStreetMap | {"type":"Feature","properties":{},"geometry":{"type":"LineString","coordinates":[[-106.46621,31.70707],[-106.46619,31.70693]]}}
Línea 115.0 kV | LineString | 115.0 kV | 1 |  |  | CFE |  |  |  |  | OpenStreetMap | {"type":"Feature","properties":{},"geometry":{"type":"LineString","coordinates":[[-106.41284,31.72952],[-106.41366,31.72968]]}}
Línea 115.0 kV | LineString | 115.0 kV | 1 |  |  | CFE |  |  |  |  | OpenStreetMap | {"type":"Feature","properties":{},"geometry":{"type":"LineString","coordinates":[[-106.41284,31.72952],[-106.4136,31.72983]]}}
Línea 115.0 kV | LineString | 115.0 kV | 2 |  |  | CFE |  |  |  |  | OpenStreetMap | {"type":"Feature","properties":{},"geometry":{"type":"LineString","coordinates":[[-106.4123,31.73219],[-106.41258,31.73086],[-106.41284,31.72952]]}}
Línea 115.0 kV | LineString | 115.0 kV | 1 |  |  | CFE |  |  |  |  | OpenStreetMap | {"type":"Feature","properties":{},"geometry":{"type":"LineString","coordinates":[[-106.39409,31.70028],[-106.39345,31.70083],[-106.39298,31.70121],[-106.39241,31.70166],[-106.39183,31.70214],[-106.39124,31.70258],[-106.39072,31.70303],[-106.39017,31.70344],[-106.38962,31.70388],[-106.3891,31.70431],[-106.38856,31.70476],[-106.38801,31.70519],[-106.38864,31.70614],[-106.389,31.70667],[-106.38936,31.70723],[-106.38971,31.70777],[-106.39009,31.70834],[-106.39046,31.7089],[-106.39083,31.70946],[-106.39119,31.71],[-106.39155,31.71055],[-106.3919,31.71108],[-106.39226,31.71162],[-106.39262,31.71217],[-106.39299,31.71271],[-106.39334,31.71324],[-106.39371,31.71381],[-106.39408,31.71436],[-106.39444,31.71493],[-106.39482,31.7155],[-106.39519,31.71605],[-106.39555,31.7166],[-106.39593,31.71715],[-106.39621,31.71756],[-106.39648,31.718],[-106.39698,31.71877],[-106.39734,31.71932],[-106.39763,31.71976],[-106.39807,31.72042],[-106.39843,31.72097],[-106.39879,31.72152],[-106.39915,31.72207],[-106.39952,31.72261],[-106.39988,31.72317],[-106.40024,31.72371],[-106.40073,31.72405],[-106.40125,31.72442],[-106.40172,31.72475],[-106.4023,31.72515],[-106.40286,31.72556],[-106.40345,31.72597],[-106.40401,31.72636],[-106.40457,31.72676],[-106.40516,31.72717],[-106.40573,31.72757],[-106.4063,31.72798],[-106.40686,31.72837],[-106.40743,31.72877],[-106.40801,31.72918],[-106.40859,31.72958],[-106.40922,31.73002],[-106.40966,31.73033],[-106.41028,31.73077],[-106.41087,31.73118],[-106.41143,31.73157],[-106.4123,31.73219],[-106.4127,31.7321],[-106.41297,31.73221],[-106.41334,31.73234],[-106.414,31.73259],[-106.41484,31.73292],[-106.41512,31.73343],[-106.41554,31.73394],[-106.41595,31.73446],[-106.41637,31.73499],[-106.41682,31.73555],[-106.41721,31.73605],[-106.4175,31.73673],[-106.41806,31.73709],[-106.41862,31.73743],[-106.41915,31.73777],[-106.41969,31.7381],[-106.4202,31.73841],[-106.42096,31.73887],[-106.42157,31.73924],[-106.42222,31.73964],[-106.42327,31.74027],[-106.42393,31.74043],[-106.4248,31.74044],[-106.42545,31.7404],[-106.42621,31.74034],[-106.4269,31.74029],[-106.42768,31.74023],[-106.42837,31.74019],[-106.42912,31.74013],[-106.42981,31.74008],[-106.43108,31.73999],[-106.432,31.74001],[-106.43253,31.74003],[-106.43308,31.74004],[-106.43329,31.73988],[-106.43314,31.73902],[-106.43303,31.73843],[-106.43293,31.7379],[-106.43283,31.73734],[-106.43273,31.73674],[-106.43264,31.73621],[-106.43254,31.73567],[-106.43246,31.73515],[-106.43236,31.7346],[-106.43225,31.73403],[-106.43215,31.73347],[-106.43207,31.73301],[-106.43195,31.73247],[-106.43188,31.73195],[-106.43179,31.73142],[-106.43156,31.73073],[-106.43225,31.73077],[-106.43303,31.73082],[-106.43424,31.7309],[-106.43477,31.73094],[-106.43531,31.73098],[-106.43581,31.73101],[-106.43589,31.73175],[-106.43634,31.73178],[-106.43748,31.73184],[-106.43741,31.73148],[-106.43673,31.73145],[-106.43676,31.73137]]}}
Línea 115.0 kV | LineString | 115.0 kV | 1 |  |  | CFE |  |  |  |  | OpenStreetMap | {"type":"Feature","properties":{},"geometry":{"type":"LineString","coordinates":[[-106.44148,31.75401],[-106.44144,31.75377],[-106.44141,31.75308],[-106.44139,31.75238],[-106.44136,31.75188],[-106.44135,31.75135],[-106.44133,31.75081],[-106.44131,31.75027],[-106.4413,31.74971],[-106.44127,31.74917],[-106.44125,31.74863],[-106.44124,31.74809],[-106.44122,31.74755],[-106.44121,31.74701],[-106.44118,31.74646],[-106.44118,31.74635],[-106.44118,31.74593],[-106.44115,31.74538],[-106.44113,31.74483],[-106.4411,31.74429],[-106.44109,31.74371],[-106.44107,31.74311],[-106.44105,31.74257],[-106.44104,31.74203],[-106.44101,31.74124],[-106.441,31.74088],[-106.44099,31.74035],[-106.44098,31.7398],[-106.44097,31.73926],[-106.44098,31.7389],[-106.44093,31.73804],[-106.44087,31.7374],[-106.44081,31.73683],[-106.44074,31.73618],[-106.44069,31.73568],[-106.44063,31.73517],[-106.44065,31.73474],[-106.44067,31.73423],[-106.44069,31.73369],[-106.4407,31.73315],[-106.44073,31.73261],[-106.44075,31.73206],[-106.44026,31.73203],[-106.43954,31.73199],[-106.43896,31.73195],[-106.43815,31.7319],[-106.43763,31.73185],[-106.43758,31.73145],[-106.43741,31.73148],[-106.43686,31.73144],[-106.43687,31.73137]]}}
Línea 115.0 kV | LineString | 115.0 kV | 1 |  |  | CFE |  |  |  |  | OpenStreetMap | {"type":"Feature","properties":{},"geometry":{"type":"LineString","coordinates":[[-106.43715,31.73134],[-106.43757,31.73132],[-106.43756,31.73113],[-106.43837,31.73118],[-106.43965,31.73126],[-106.4409,31.73134],[-106.44111,31.7305],[-106.44134,31.72963],[-106.44154,31.72888],[-106.44175,31.72793],[-106.44194,31.72716],[-106.4422,31.72613],[-106.44243,31.72527],[-106.44267,31.72435],[-106.44292,31.72339],[-106.44311,31.72265],[-106.44335,31.72173],[-106.44352,31.72105],[-106.44369,31.72038],[-106.44386,31.71979],[-106.44403,31.71913],[-106.44418,31.71851],[-106.44434,31.7179],[-106.44451,31.71721],[-106.44467,31.7165],[-106.44485,31.7157],[-106.44502,31.71508],[-106.44522,31.71428],[-106.44543,31.71344],[-106.44563,31.71267],[-106.4459,31.71162],[-106.44611,31.71082],[-106.44722,31.71088],[-106.44832,31.71091],[-106.44931,31.71095],[-106.45052,31.71101],[-106.45154,31.71106],[-106.45253,31.71109],[-106.45291,31.7106],[-106.45327,31.71016],[-106.45363,31.70968],[-106.45403,31.70918],[-106.45438,31.70871],[-106.45485,31.70798],[-106.4557,31.70694],[-106.45641,31.70601],[-106.45681,31.7055],[-106.45752,31.70625],[-106.45823,31.70701],[-106.45849,31.7068],[-106.4592,31.70756],[-106.45985,31.70827],[-106.46051,31.70897],[-106.46118,31.70967],[-106.46173,31.71021],[-106.4629,31.70934],[-106.46371,31.70877],[-106.46451,31.70823],[-106.46535,31.70765]]}}
Línea 115.0 kV | LineString | 115.0 kV | 1 |  |  | CFE |  |  |  |  | OpenStreetMap | {"type":"Feature","properties":{},"geometry":{"type":"LineString","coordinates":[[-106.43236,31.75278],[-106.43149,31.75268],[-106.43012,31.75254],[-106.42905,31.75244],[-106.42817,31.75235],[-106.42742,31.75227],[-106.42631,31.75217],[-106.42569,31.75208],[-106.42507,31.75201],[-106.42445,31.75196],[-106.42387,31.75189],[-106.42322,31.75183],[-106.42245,31.75168],[-106.4218,31.75154],[-106.42116,31.7514],[-106.42059,31.75127],[-106.41999,31.75108],[-106.41946,31.7509],[-106.41889,31.75073],[-106.41852,31.7506],[-106.41848,31.75013],[-106.41811,31.75011]]}}
Línea 115.0 kV | LineString | 115.0 kV | 1 |  |  | CFE |  |  |  |  | OpenStreetMap | {"type":"Feature","properties":{},"geometry":{"type":"LineString","coordinates":[[-106.43236,31.75278],[-106.43237,31.75262],[-106.43215,31.75262]]}}
Línea 115.0 kV | LineString | 115.0 kV | 1 |  |  | CFE |  |  |  |  | OpenStreetMap | {"type":"Feature","properties":{},"geometry":{"type":"LineString","coordinates":[[-106.43771,31.75342],[-106.43699,31.75325],[-106.43581,31.75312],[-106.4345,31.753],[-106.43343,31.75289],[-106.43236,31.75278]]}}
Línea 115.0 kV | LineString | 115.0 kV | 1 |  |  | CFE |  |  |  |  | OpenStreetMap | {"type":"Feature","properties":{},"geometry":{"type":"LineString","coordinates":[[-106.4301,31.75259],[-106.4313,31.75271],[-106.43195,31.75278],[-106.4326,31.75285],[-106.43349,31.75293],[-106.43428,31.75313],[-106.43516,31.75322],[-106.43601,31.75332],[-106.43687,31.75341],[-106.4377,31.7535],[-106.43859,31.75359],[-106.43945,31.75369],[-106.44028,31.75379],[-106.44032,31.75374],[-106.44149,31.75451]]}}
Línea 115.0 kV | LineString | 115.0 kV | 1 |  |  | CFE |  |  |  |  | OpenStreetMap | {"type":"Feature","properties":{},"geometry":{"type":"LineString","coordinates":[[-106.43773,31.7533],[-106.43771,31.75342],[-106.43895,31.75344],[-106.44032,31.75374],[-106.44148,31.75401],[-106.44149,31.75451]]}}
Línea 115.0 kV | LineString | 115.0 kV | 1 |  |  | CFE |  |  |  |  | OpenStreetMap | {"type":"Feature","properties":{},"geometry":{"type":"LineString","coordinates":[[-106.47305,31.74946],[-106.47361,31.74936]]}}
Línea 115.0 kV | LineString | 115.0 kV | 1 |  |  | CFE |  |  |  |  | OpenStreetMap | {"type":"Feature","properties":{},"geometry":{"type":"LineString","coordinates":[[-106.47361,31.74936],[-106.47381,31.74938],[-106.47379,31.74926]]}}
Línea 115.0 kV | LineString | 115.0 kV | 1 |  |  | CFE |  |  |  |  | OpenStreetMap | {"type":"Feature","properties":{},"geometry":{"type":"LineString","coordinates":[[-106.47305,31.74946],[-106.47382,31.74943],[-106.47393,31.74942],[-106.4739,31.74924]]}}
Línea 115.0 kV | LineString | 115.0 kV | 2 |  |  | CFE |  |  |  |  | OpenStreetMap | {"type":"Feature","properties":{},"geometry":{"type":"LineString","coordinates":[[-106.53726,31.73233],[-106.53709,31.73255],[-106.53631,31.73358],[-106.53571,31.73483],[-106.53507,31.73614],[-106.53404,31.73699],[-106.53293,31.7379],[-106.53166,31.73751],[-106.53104,31.73913],[-106.53042,31.74073],[-106.52981,31.74232],[-106.52913,31.74396],[-106.52855,31.74555],[-106.52784,31.74727],[-106.52654,31.74688],[-106.52521,31.74652],[-106.5245,31.74832],[-106.52392,31.74993],[-106.52364,31.75007]]}}
Línea 115.0 kV | LineString | 115.0 kV | 1 |  |  | CFE |  |  |  |  | OpenStreetMap | {"type":"Feature","properties":{},"geometry":{"type":"LineString","coordinates":[[-106.52368,31.73364],[-106.52268,31.73374],[-106.51807,31.7342],[-106.51781,31.73329],[-106.5176,31.7325],[-106.51726,31.73127],[-106.51689,31.7298],[-106.51648,31.72833],[-106.51489,31.72784],[-106.5139,31.72754],[-106.5127,31.72719],[-106.5115,31.72682],[-106.51022,31.72644],[-106.50922,31.72614],[-106.50775,31.7257],[-106.50672,31.72539],[-106.50563,31.72506],[-106.50436,31.72468],[-106.50335,31.72438],[-106.50226,31.72405],[-106.50126,31.72376],[-106.50013,31.72342],[-106.49914,31.72312],[-106.49793,31.72277],[-106.49673,31.72241],[-106.4956,31.72207],[-106.49434,31.72169],[-106.49334,31.72139],[-106.49227,31.72107],[-106.49117,31.72074],[-106.49007,31.72042],[-106.48895,31.72008],[-106.48786,31.71976],[-106.48685,31.71946],[-106.48512,31.71894],[-106.48338,31.7185],[-106.4824,31.71905],[-106.48171,31.7195],[-106.48053,31.71984],[-106.47948,31.72014],[-106.47858,31.7204],[-106.47751,31.72071],[-106.47691,31.72088],[-106.47665,31.72023]]}}
Línea 115.0 kV | LineString | 115.0 kV | 1 |  |  | CFE |  |  |  |  | OpenStreetMap | {"type":"Feature","properties":{},"geometry":{"type":"LineString","coordinates":[[-106.52357,31.73389],[-106.52354,31.73368],[-106.52289,31.73393],[-106.5233,31.73551],[-106.52444,31.73527],[-106.5262,31.73491],[-106.52605,31.73527],[-106.52692,31.73551],[-106.52849,31.73594],[-106.52971,31.73627],[-106.53282,31.73716],[-106.53733,31.73847],[-106.53879,31.73916],[-106.54196,31.74071],[-106.54681,31.74303],[-106.54928,31.74422],[-106.55223,31.74563],[-106.55461,31.74676],[-106.55811,31.74845],[-106.56141,31.75005],[-106.56658,31.75253],[-106.57022,31.7543],[-106.57392,31.75608],[-106.57742,31.75777],[-106.5802,31.75911],[-106.58293,31.76146],[-106.58555,31.76373],[-106.588,31.76585],[-106.59064,31.76812],[-106.59329,31.77042],[-106.59589,31.77267],[-106.59857,31.77499],[-106.60142,31.77745],[-106.60388,31.77957],[-106.60537,31.78085],[-106.6059,31.78117],[-106.60639,31.78148],[-106.60639,31.78177]]}}
Línea 115.0 kV | LineString | 115.0 kV | 1 |  |  | CFE |  |  |  |  | OpenStreetMap | {"type":"Feature","properties":{},"geometry":{"type":"LineString","coordinates":[[-106.52367,31.73387],[-106.52354,31.73368],[-106.52289,31.73384],[-106.52146,31.73459],[-106.52106,31.73611],[-106.52063,31.73744],[-106.52077,31.73837],[-106.5202,31.73851],[-106.51941,31.73869],[-106.51744,31.73921],[-106.51645,31.73949],[-106.51389,31.74018],[-106.51323,31.74034],[-106.5117,31.74076],[-106.51054,31.74106],[-106.50957,31.74127],[-106.50838,31.74154],[-106.5068,31.7419],[-106.50531,31.74223],[-106.50512,31.74282],[-106.50491,31.74338],[-106.50412,31.74316],[-106.50358,31.743],[-106.50336,31.74351],[-106.50313,31.74407],[-106.50244,31.74387],[-106.50172,31.74365],[-106.50107,31.74346],[-106.49989,31.74311],[-106.49875,31.74274],[-106.49805,31.74254],[-106.49726,31.74231],[-106.49635,31.74205],[-106.4954,31.74177],[-106.49439,31.74148],[-106.4935,31.74123],[-106.49276,31.741],[-106.49186,31.74073],[-106.49141,31.74185],[-106.49113,31.74251],[-106.4908,31.74338],[-106.49045,31.74419],[-106.49013,31.74501],[-106.4898,31.74582],[-106.48947,31.74661],[-106.48925,31.74715],[-106.48885,31.74748]]}}
Línea 115.0 kV | LineString | 115.0 kV | 1 |  |  | CFE |  |  |  |  | OpenStreetMap | {"type":"Feature","properties":{},"geometry":{"type":"LineString","coordinates":[[-106.52368,31.73364],[-106.52377,31.73385]]}}
Línea 115.0 kV | LineString | 115.0 kV | 2 |  |  | CFE |  |  |  |  | OpenStreetMap | {"type":"Feature","properties":{},"geometry":{"type":"LineString","coordinates":[[-106.52381,31.73364],[-106.52368,31.73364]]}}
Línea 115.0 kV | LineString | 115.0 kV | 4 |  |  | CFE |  |  |  |  | OpenStreetMap | {"type":"Feature","properties":{},"geometry":{"type":"LineString","coordinates":[[-106.52748,31.73208],[-106.52704,31.73285],[-106.52617,31.73305],[-106.52499,31.73331],[-106.52381,31.73364]]}}
Línea 115.0 kV | LineString | 115.0 kV | 2 |  |  | CFE |  |  |  |  | OpenStreetMap | {"type":"Feature","properties":{},"geometry":{"type":"LineString","coordinates":[[-106.5371,31.73223],[-106.5368,31.73259],[-106.53535,31.73434],[-106.53133,31.73321],[-106.52988,31.73275],[-106.52791,31.73221],[-106.52748,31.73208]]}}
Línea 115.0 kV | LineString | 115.0 kV | 2 |  |  | CFE |  |  |  |  | OpenStreetMap | {"type":"Feature","properties":{},"geometry":{"type":"LineString","coordinates":[[-106.5368,31.73204],[-106.5366,31.73229],[-106.53556,31.73371],[-106.53149,31.73255],[-106.53003,31.73219],[-106.52882,31.73185],[-106.52754,31.73151],[-106.52748,31.73208]]}}
Línea 115.0 kV | LineString | 115.0 kV | 1 |  |  | CFE |  |  |  |  | OpenStreetMap | {"type":"Feature","properties":{},"geometry":{"type":"LineString","coordinates":[[-106.45236,31.64471],[-106.45076,31.64553],[-106.45045,31.64687],[-106.45014,31.64821],[-106.44981,31.64958],[-106.4495,31.6509],[-106.44918,31.65225],[-106.44888,31.65351],[-106.44826,31.65377],[-106.44692,31.65435],[-106.44683,31.65578],[-106.4468,31.65649],[-106.44675,31.65742],[-106.44671,31.65829],[-106.44664,31.65919],[-106.4466,31.66004],[-106.44656,31.66074],[-106.44648,31.66157],[-106.4467,31.6616],[-106.44722,31.66165],[-106.44839,31.66176],[-106.44929,31.66185],[-106.45006,31.66193],[-106.45079,31.66199],[-106.45141,31.66206],[-106.45209,31.66212],[-106.45283,31.6622],[-106.45351,31.66226],[-106.45424,31.66233],[-106.45491,31.6624],[-106.45566,31.66248],[-106.45637,31.66255],[-106.45721,31.66263],[-106.45812,31.66272],[-106.45904,31.66281],[-106.45986,31.66289],[-106.46059,31.66296],[-106.46148,31.66305],[-106.4623,31.66313],[-106.46313,31.66321],[-106.46397,31.66329]]}}
Línea 115.0 kV | LineString | 115.0 kV | 1 |  |  | CFE |  |  |  |  | OpenStreetMap | {"type":"Feature","properties":{},"geometry":{"type":"LineString","coordinates":[[-106.46426,31.6229],[-106.46415,31.62315],[-106.46355,31.6242],[-106.46295,31.62525],[-106.46231,31.62639],[-106.46171,31.62743],[-106.4611,31.62849],[-106.46051,31.62954],[-106.45991,31.6306],[-106.45931,31.63165],[-106.45871,31.6327],[-106.45801,31.63391],[-106.45742,31.63497],[-106.45681,31.63603],[-106.45621,31.63708],[-106.45557,31.63822],[-106.45497,31.63926],[-106.45437,31.64032],[-106.45378,31.64137],[-106.45338,31.64208],[-106.45313,31.64251],[-106.45241,31.64376],[-106.4528,31.64422],[-106.45187,31.64472],[-106.45109,31.64518],[-106.45032,31.64564],[-106.45002,31.64688],[-106.44975,31.64803],[-106.44948,31.64917],[-106.44919,31.65041],[-106.44892,31.65155],[-106.44869,31.65252],[-106.44845,31.65353],[-106.44836,31.65392],[-106.44806,31.65518],[-106.44779,31.65636],[-106.44759,31.65731],[-106.4474,31.65828],[-106.44723,31.65935],[-106.44707,31.66034],[-106.4469,31.66145],[-106.44687,31.66184],[-106.44664,31.66283],[-106.44651,31.66364],[-106.44646,31.66481],[-106.44641,31.66599],[-106.44636,31.66716],[-106.44631,31.66842],[-106.44626,31.6695],[-106.44622,31.67057],[-106.44618,31.67151],[-106.44617,31.6729],[-106.44623,31.67416],[-106.44624,31.67537],[-106.44626,31.67628],[-106.44766,31.67651],[-106.44914,31.67657],[-106.45061,31.67663],[-106.45182,31.67668],[-106.45285,31.67672],[-106.45416,31.67678],[-106.45554,31.67684],[-106.45704,31.6769],[-106.45853,31.67696],[-106.45984,31.67701],[-106.4599,31.67587],[-106.45996,31.67469],[-106.45847,31.67463],[-106.45718,31.67458],[-106.45727,31.67366],[-106.45781,31.67369],[-106.4578,31.67417]]}}
Línea 115.0 kV | LineString | 115.0 kV | 1 |  |  | CFE |  |  |  |  | OpenStreetMap | {"type":"Feature","properties":{},"geometry":{"type":"LineString","coordinates":[[-106.46447,31.62287],[-106.46308,31.62537],[-106.46179,31.62766],[-106.46041,31.63009],[-106.45902,31.63254],[-106.45756,31.63512],[-106.45613,31.63763],[-106.45474,31.64008],[-106.4534,31.64244],[-106.45354,31.64386],[-106.45236,31.64471]]}}
Línea 115.0 kV | LineString | 115.0 kV | 1 |  |  | CFE |  |  |  |  | OpenStreetMap | {"type":"Feature","properties":{},"geometry":{"type":"LineString","coordinates":[[-106.4543,31.64522],[-106.45419,31.64505],[-106.45406,31.6451],[-106.45438,31.64558],[-106.4547,31.64607],[-106.45506,31.64647],[-106.4554,31.64688],[-106.45525,31.64756],[-106.45504,31.64859],[-106.45525,31.64863]]}}
Línea 115.0 kV | LineString | 115.0 kV | 2 |  |  | CFE |  |  |  |  | OpenStreetMap | {"type":"Feature","properties":{},"geometry":{"type":"LineString","coordinates":[[-106.45236,31.64471],[-106.45332,31.64482],[-106.4543,31.64494],[-106.45444,31.64515]]}}
Línea 115.0 kV | LineString | 115.0 kV | 1 |  |  | CFE |  |  |  |  | OpenStreetMap | {"type":"Feature","properties":{},"geometry":{"type":"LineString","coordinates":[[-107.90168,30.5245],[-107.90204,30.52441],[-107.90408,30.52465],[-107.90559,30.52529],[-107.9071,30.52593],[-107.90881,30.52665],[-107.91054,30.52738],[-107.91234,30.52814],[-107.91402,30.52884],[-107.91571,30.52955],[-107.91742,30.53027],[-107.91921,30.53103],[-107.92096,30.53176],[-107.92256,30.53242],[-107.92413,30.5331],[-107.9257,30.53379],[-107.92733,30.53444],[-107.92872,30.53504],[-107.93024,30.53566],[-107.93172,30.53631],[-107.93333,30.53697],[-107.93484,30.53761],[-107.93561,30.53824],[-107.93644,30.53895],[-107.93788,30.54013],[-107.93922,30.54125],[-107.94066,30.54242],[-107.94208,30.54361],[-107.9435,30.5448],[-107.94493,30.54599],[-107.94638,30.54717],[-107.94781,30.54836],[-107.94925,30.54955],[-107.95066,30.55073],[-107.95209,30.55192],[-107.95352,30.5531],[-107.95494,30.55429],[-107.95642,30.55549],[-107.95784,30.55667],[-107.9592,30.55779],[-107.96074,30.55907],[-107.96207,30.56018],[-107.96351,30.56136],[-107.96492,30.56253],[-107.96636,30.56372],[-107.96772,30.56485],[-107.96913,30.56603],[-107.97055,30.56719],[-107.97196,30.56837],[-107.97338,30.56955],[-107.97472,30.57065],[-107.97616,30.57184],[-107.97758,30.57303],[-107.97892,30.57413],[-107.98005,30.57507],[-107.98117,30.576],[-107.98259,30.57718],[-107.98479,30.57899],[-107.98757,30.5813],[-107.98924,30.585],[-107.99032,30.58739],[-107.991,30.5889],[-107.99172,30.5905],[-107.99244,30.59212],[-107.99349,30.59446],[-107.99417,30.59597],[-107.99478,30.59732],[-107.99538,30.59866],[-107.99607,30.60019],[-107.99672,30.60162],[-107.99724,30.60278],[-107.99793,30.6043],[-107.99865,30.60591],[-107.99936,30.60748],[-108.00003,30.60899],[-108.00075,30.61058],[-108.00142,30.61208],[-108.00206,30.61351],[-108.00271,30.61494],[-108.0034,30.61646],[-108.00412,30.6181],[-108.00481,30.61969],[-108.00552,30.62131],[-108.00622,30.6229],[-108.00677,30.62416],[-108.00748,30.62577],[-108.00818,30.62737],[-108.00881,30.6288],[-108.00943,30.63023],[-108.0101,30.63176],[-108.01081,30.63336],[-108.01136,30.63463],[-108.01206,30.63621],[-108.01265,30.63756],[-108.01317,30.63875],[-108.01368,30.63991],[-108.01417,30.64101],[-108.01473,30.64228],[-108.01517,30.6433],[-108.01561,30.64431],[-108.01615,30.64554],[-108.01675,30.647],[-108.01727,30.64823],[-108.01778,30.64946],[-108.01824,30.65056],[-108.0187,30.65166],[-108.01931,30.65315],[-108.0199,30.65445],[-108.02063,30.65604],[-108.02141,30.65771],[-108.02211,30.65923],[-108.02275,30.66062],[-108.02336,30.66197],[-108.02407,30.66359],[-108.02477,30.6652],[-108.02548,30.6668],[-108.02615,30.66832],[-108.0269,30.67001],[-108.02757,30.67152],[-108.02827,30.67312],[-108.02896,30.67471],[-108.02967,30.67631],[-108.03028,30.67775],[-108.03103,30.67945],[-108.03158,30.68066],[-108.0323,30.68233],[-108.03296,30.68385],[-108.03364,30.68538],[-108.03427,30.68682],[-108.035,30.68849],[-108.03568,30.6901],[-108.03639,30.69169],[-108.0371,30.6933],[-108.0378,30.69491],[-108.03851,30.69651],[-108.03921,30.69811],[-108.03991,30.69971],[-108.04062,30.7013],[-108.04133,30.70289],[-108.04203,30.70451],[-108.0427,30.70603],[-108.0434,30.70764],[-108.04411,30.70922],[-108.04484,30.71088],[-108.04555,30.7125],[-108.04625,30.71413],[-108.04676,30.7153],[-108.04736,30.71664],[-108.04796,30.71799],[-108.04856,30.71935],[-108.04914,30.72071],[-108.04985,30.72226],[-108.05056,30.72386],[-108.05129,30.72555],[-108.0521,30.72742],[-108.05263,30.72866],[-108.05328,30.73013],[-108.05406,30.73188],[-108.05445,30.73282],[-108.05521,30.73449],[-108.05582,30.73595],[-108.05643,30.73729],[-108.05698,30.73855],[-108.05758,30.73991],[-108.05871,30.74119],[-108.0599,30.74255],[-108.06111,30.74392],[-108.06233,30.74529],[-108.06351,30.74665],[-108.06464,30.748],[-108.0659,30.74943],[-108.06716,30.75084],[-108.06838,30.75223],[-108.06959,30.75362],[-108.07087,30.75502],[-108.07199,30.75632],[-108.07295,30.75739],[-108.07408,30.75869],[-108.07522,30.75997],[-108.07643,30.76134],[-108.07725,30.76227],[-108.07877,30.76398],[-108.07992,30.76527],[-108.08125,30.76679],[-108.08242,30.76813],[-108.08355,30.76942],[-108.08455,30.77055],[-108.08585,30.77201],[-108.087,30.77332],[-108.08814,30.77461],[-108.08927,30.77591],[-108.0905,30.77727],[-108.09138,30.77828],[-108.09257,30.77965],[-108.09381,30.781],[-108.09495,30.7823],[-108.0961,30.7836],[-108.09698,30.78459],[-108.09829,30.78609],[-108.09937,30.78732],[-108.10042,30.78853],[-108.10158,30.78984],[-108.10275,30.79113],[-108.10395,30.7925],[-108.10477,30.79343],[-108.10603,30.79487],[-108.10724,30.79624],[-108.10813,30.79724],[-108.10914,30.79838],[-108.11093,30.80042],[-108.11215,30.80182],[-108.11326,30.80312],[-108.11445,30.8045],[-108.11558,30.80583],[-108.11673,30.80708],[-108.11761,30.80808],[-108.11883,30.80947],[-108.12005,30.81087],[-108.12132,30.8123],[-108.12252,30.81366],[-108.12373,30.81502],[-108.12494,30.81638],[-108.12614,30.81774],[-108.12727,30.81903],[-108.12829,30.82017],[-108.12953,30.82154],[-108.13059,30.82276],[-108.13174,30.82406],[-108.13293,30.8254],[-108.13415,30.8268],[-108.1353,30.82808],[-108.13643,30.82938],[-108.13752,30.83058],[-108.13869,30.83192],[-108.13993,30.83331],[-108.14118,30.83475],[-108.14226,30.83597],[-108.14346,30.83732],[-108.14463,30.83862],[-108.14557,30.8397],[-108.14672,30.84098],[-108.14775,30.84215],[-108.14891,30.84344],[-108.15011,30.8448],[-108.15131,30.84617],[-108.1525,30.84751],[-108.15347,30.84861],[-108.15449,30.84977],[-108.15545,30.85083],[-108.15639,30.8519],[-108.15741,30.85305],[-108.15861,30.85439],[-108.15974,30.85568],[-108.16085,30.8569],[-108.16201,30.85824],[-108.16325,30.85963],[-108.16454,30.8611],[-108.16549,30.86217],[-108.16656,30.86338],[-108.16771,30.86466],[-108.16853,30.86559],[-108.16974,30.86696],[-108.17095,30.8683],[-108.17216,30.86967],[-108.17338,30.87104],[-108.17439,30.87218],[-108.17566,30.87362],[-108.17692,30.87504],[-108.17805,30.87631],[-108.17918,30.87761],[-108.18041,30.879],[-108.17965,30.87949],[-108.17876,30.88009],[-108.17853,30.87982],[-108.17898,30.87952]]}}
Línea 115.0 kV | LineString | 115.0 kV | 1 |  |  | CFE |  |  |  |  | OpenStreetMap | {"type":"Feature","properties":{},"geometry":{"type":"LineString","coordinates":[[-107.9061,30.42585],[-107.90582,30.42585],[-107.90582,30.42634],[-107.90559,30.42712],[-107.90562,30.4277],[-107.90564,30.42826],[-107.90567,30.42875],[-107.9057,30.42948],[-107.90579,30.43094],[-107.90581,30.43167],[-107.90584,30.43241],[-107.90611,30.43241],[-107.90613,30.43284],[-107.90614,30.43346],[-107.90617,30.43409],[-107.90618,30.43473],[-107.90621,30.43535],[-107.90622,30.43602],[-107.90622,30.43661],[-107.90623,30.43721],[-107.90623,30.43762],[-107.90625,30.43838],[-107.90627,30.4392],[-107.90629,30.44001],[-107.9063,30.44063],[-107.90633,30.44127],[-107.90635,30.44185],[-107.90637,30.44262],[-107.90639,30.44342],[-107.90641,30.44418],[-107.90642,30.4449],[-107.90642,30.44561],[-107.90644,30.44644],[-107.90644,30.44721],[-107.90648,30.44797],[-107.90648,30.44856],[-107.90651,30.44933],[-107.90652,30.45008],[-107.90655,30.45084],[-107.90656,30.45169],[-107.90657,30.45249],[-107.90659,30.45319],[-107.90662,30.45398],[-107.90664,30.45449],[-107.90662,30.45532],[-107.90663,30.4561],[-107.90671,30.45803],[-107.90675,30.45934],[-107.90676,30.46111],[-107.90679,30.46245],[-107.90683,30.46394],[-107.90686,30.46548],[-107.9069,30.46713],[-107.90868,30.46732],[-107.91066,30.46749],[-107.91174,30.46759],[-107.91409,30.46781],[-107.91611,30.46799],[-107.91773,30.46813],[-107.9197,30.46831],[-107.92165,30.4685],[-107.92329,30.46866],[-107.92495,30.46881],[-107.92596,30.46889],[-107.92773,30.46907],[-107.92879,30.46896],[-107.92955,30.46903],[-107.93033,30.4691],[-107.9311,30.46917],[-107.93186,30.46923],[-107.93262,30.46931],[-107.93334,30.46956],[-107.93401,30.46979],[-107.93475,30.47005],[-107.93545,30.47027],[-107.93608,30.47165],[-107.93671,30.47304],[-107.93736,30.47441],[-107.93798,30.4758],[-107.93864,30.47721],[-107.93916,30.47835],[-107.93987,30.4799],[-107.94059,30.48146],[-107.94135,30.48313],[-107.94195,30.48445],[-107.9427,30.48611],[-107.94324,30.4873],[-107.94398,30.48889],[-107.94472,30.49052],[-107.94548,30.4922],[-107.94624,30.49383],[-107.94694,30.49535],[-107.94765,30.49689],[-107.94831,30.49836],[-107.94886,30.49959],[-107.94948,30.50088],[-107.95005,30.50219],[-107.95059,30.5034],[-107.95118,30.50467],[-107.95194,30.5063],[-107.95269,30.50793],[-107.95347,30.50962],[-107.95419,30.51119],[-107.95498,30.51291],[-107.95549,30.51404],[-107.95625,30.51573],[-107.95699,30.51738],[-107.95766,30.51882],[-107.95845,30.5205],[-107.95884,30.52136],[-107.95928,30.52234],[-107.96009,30.52411],[-107.96081,30.5257],[-107.96149,30.5272],[-107.96221,30.52875],[-107.96293,30.53036],[-107.96366,30.53195],[-107.96438,30.53355],[-107.96513,30.53519],[-107.96565,30.53598],[-107.96626,30.53733],[-107.96696,30.53887],[-107.96763,30.54035],[-107.96786,30.54112],[-107.9686,30.54273],[-107.96931,30.54433],[-107.97008,30.546],[-107.97081,30.54764],[-107.97156,30.54923],[-107.9723,30.55087],[-107.97305,30.55256],[-107.97383,30.55423],[-107.97436,30.55537],[-107.97505,30.55688],[-107.97574,30.5584],[-107.97644,30.55991],[-107.97719,30.56156],[-107.97795,30.56324],[-107.9787,30.56487],[-107.97947,30.56657],[-107.98024,30.56826],[-107.98094,30.5698],[-107.98165,30.57135],[-107.98243,30.57306],[-107.98318,30.57471],[-107.98392,30.57636],[-107.98466,30.57795],[-107.98536,30.57948],[-107.98611,30.58115],[-107.98684,30.58274],[-107.98759,30.58439],[-107.98834,30.58602],[-107.98908,30.58765],[-107.98983,30.58929],[-107.99056,30.59089],[-107.99129,30.59249],[-107.99204,30.59412],[-107.99279,30.59576],[-107.99347,30.59728],[-107.9942,30.59887],[-107.99495,30.60051],[-107.99556,30.60185],[-107.9963,30.60349],[-107.99709,30.6052],[-107.99786,30.60689],[-107.99863,30.60856],[-107.99937,30.6102],[-108.00008,30.61176],[-108.00079,30.6133],[-108.00152,30.61491],[-108.00225,30.6165],[-108.00293,30.61805],[-108.00361,30.6196],[-108.00435,30.62129],[-108.00501,30.6228],[-108.00568,30.62432],[-108.00635,30.62585],[-108.00704,30.62741],[-108.00772,30.62896],[-108.00843,30.63056],[-108.00906,30.632],[-108.00977,30.63362],[-108.01003,30.63421],[-108.01031,30.63484],[-108.01062,30.63554],[-108.01095,30.63631],[-108.01135,30.63722],[-108.0117,30.63801],[-108.01199,30.63867],[-108.01245,30.63969],[-108.01284,30.64061],[-108.01308,30.64115],[-108.01382,30.64285],[-108.01458,30.64455],[-108.0153,30.64622],[-108.01605,30.64789],[-108.01679,30.64958],[-108.0175,30.65121],[-108.01798,30.65234],[-108.01876,30.65408],[-108.01943,30.6556],[-108.02018,30.65734],[-108.02068,30.65847],[-108.0214,30.66011],[-108.02217,30.66188],[-108.02284,30.66341],[-108.02361,30.66512],[-108.02436,30.66684],[-108.02509,30.66846],[-108.02567,30.66984],[-108.02627,30.67121],[-108.027,30.67289],[-108.02768,30.67441],[-108.02838,30.67602],[-108.0291,30.67768],[-108.02984,30.67934],[-108.0306,30.68108],[-108.03137,30.6828],[-108.03207,30.6844],[-108.03277,30.68602],[-108.03347,30.68765],[-108.03424,30.68936],[-108.03495,30.69096],[-108.03566,30.69261],[-108.03636,30.69421],[-108.03702,30.69572],[-108.03778,30.69739],[-108.03852,30.69908],[-108.03903,30.70027],[-108.03975,30.70188],[-108.04045,30.70349],[-108.04121,30.70523],[-108.04171,30.70638],[-108.04236,30.70788],[-108.04311,30.70956],[-108.04382,30.71116],[-108.04454,30.71279],[-108.04528,30.71449],[-108.04598,30.7161],[-108.04674,30.7178],[-108.04747,30.71948],[-108.04823,30.72117],[-108.04892,30.72276],[-108.04961,30.72432],[-108.05033,30.72601],[-108.05108,30.7277],[-108.05181,30.72939],[-108.05252,30.73099],[-108.0533,30.73275],[-108.05395,30.73424],[-108.0546,30.73571],[-108.05524,30.7372],[-108.05591,30.7387],[-108.05654,30.74014],[-108.0581,30.742],[-108.05938,30.74347],[-108.06064,30.74491],[-108.06189,30.7463],[-108.06317,30.74778],[-108.06438,30.7492],[-108.06565,30.75062],[-108.0669,30.75206],[-108.06818,30.75352],[-108.06942,30.75492],[-108.07071,30.75636],[-108.07161,30.75739],[-108.07296,30.75893],[-108.07423,30.76038],[-108.0754,30.76167],[-108.07646,30.76286],[-108.078,30.76463],[-108.07921,30.76597],[-108.08062,30.76762],[-108.08188,30.76905],[-108.08317,30.77049],[-108.0844,30.77186],[-108.08564,30.77326],[-108.0869,30.77471],[-108.08813,30.77609],[-108.08934,30.77746],[-108.09043,30.77869],[-108.09175,30.78019],[-108.09296,30.78157],[-108.09409,30.78281],[-108.09545,30.78436],[-108.0967,30.78579],[-108.09793,30.78717],[-108.09921,30.78862],[-108.10055,30.79014],[-108.10181,30.79156],[-108.10302,30.79293],[-108.10429,30.79437],[-108.10552,30.79576],[-108.10677,30.79717],[-108.10813,30.79872],[-108.1095,30.80027],[-108.11067,30.80159],[-108.11191,30.80299],[-108.11325,30.80451],[-108.11452,30.80595],[-108.11581,30.80736],[-108.11673,30.80841],[-108.11803,30.80988],[-108.11927,30.8113],[-108.1205,30.81271],[-108.12174,30.81409],[-108.12301,30.81554],[-108.12431,30.81702],[-108.12561,30.81851],[-108.12667,30.81967],[-108.12795,30.82111],[-108.1292,30.82251],[-108.13117,30.82475],[-108.13234,30.82609],[-108.13343,30.82736],[-108.13457,30.8286],[-108.13577,30.82997],[-108.13702,30.83137],[-108.13829,30.8328],[-108.13952,30.83422],[-108.14075,30.83562],[-108.14195,30.83696],[-108.1432,30.83836],[-108.14451,30.83986],[-108.14577,30.84128],[-108.14708,30.84275],[-108.14826,30.84408],[-108.14953,30.84551],[-108.1507,30.84684],[-108.1519,30.84819],[-108.15293,30.84935],[-108.15433,30.85096],[-108.15565,30.85242],[-108.15695,30.85391],[-108.15823,30.85535],[-108.15926,30.8565],[-108.16056,30.85796],[-108.16183,30.8594],[-108.16288,30.86059],[-108.16391,30.86176],[-108.16502,30.86299],[-108.1659,30.864],[-108.16713,30.8654],[-108.16829,30.86672],[-108.16937,30.86796],[-108.17063,30.86933],[-108.17149,30.87031],[-108.17261,30.87157],[-108.17306,30.87287],[-108.17369,30.87471],[-108.1743,30.8765],[-108.17491,30.87822],[-108.17536,30.87954],[-108.17684,30.87956],[-108.17838,30.87954],[-108.17879,30.87929]]}}
Línea 115.0 kV | LineString | 115.0 kV | 1 |  |  | CFE |  |  |  |  | OpenStreetMap | {"type":"Feature","properties":{},"geometry":{"type":"LineString","coordinates":[[-107.90174,30.52418],[-107.90218,30.5242],[-107.90229,30.52374],[-107.90223,30.52306],[-107.90106,30.52206],[-107.89964,30.52083],[-107.89818,30.51956],[-107.89673,30.51826],[-107.89531,30.51703],[-107.89383,30.51576],[-107.89251,30.51462],[-107.89104,30.51332],[-107.88959,30.51204],[-107.88833,30.51094],[-107.88714,30.50991],[-107.88584,30.50877],[-107.88449,30.50759],[-107.88315,30.50642],[-107.88177,30.5052],[-107.88063,30.5042],[-107.88084,30.50246],[-107.88102,30.50094],[-107.8812,30.49949],[-107.88138,30.49793],[-107.88158,30.49631],[-107.88176,30.49471],[-107.88194,30.49319],[-107.88218,30.49146],[-107.88233,30.49017],[-107.88337,30.48919],[-107.88446,30.48821],[-107.88549,30.48723],[-107.88656,30.48625],[-107.88761,30.48527],[-107.88866,30.4843],[-107.88973,30.48331],[-107.89092,30.48221],[-107.89167,30.48152],[-107.89189,30.47993],[-107.89215,30.47832],[-107.89242,30.47671],[-107.89273,30.47491],[-107.89294,30.47358],[-107.89321,30.47185],[-107.89349,30.47017],[-107.89378,30.46847],[-107.89405,30.46679],[-107.89428,30.46521],[-107.89455,30.46362],[-107.89482,30.46193],[-107.89508,30.46034],[-107.89535,30.45883],[-107.89668,30.45783],[-107.89808,30.45677],[-107.89945,30.45575],[-107.89944,30.45555],[-107.89941,30.45413],[-107.89937,30.4525],[-107.89933,30.45124],[-107.8993,30.44988],[-107.89926,30.44819],[-107.89924,30.44674],[-107.8992,30.44531],[-107.89919,30.44393],[-107.89915,30.44251],[-107.89911,30.4409],[-107.89903,30.43906],[-107.899,30.43727],[-107.89895,30.43558],[-107.89894,30.43417],[-107.89891,30.43271],[-107.90063,30.43266],[-107.90178,30.43263],[-107.90295,30.43259],[-107.90287,30.43105],[-107.90282,30.42957],[-107.90274,30.42839],[-107.90283,30.42691],[-107.90285,30.4263],[-107.90357,30.4263],[-107.90418,30.42632],[-107.90556,30.42624],[-107.90554,30.42578],[-107.9061,30.42577]]}}
Línea 115.0 kV | LineString | 115.0 kV | 1 |  |  | CFE |  |  |  |  | OpenStreetMap | {"type":"Feature","properties":{},"geometry":{"type":"LineString","coordinates":[[-107.90172,30.5243],[-107.90238,30.52435],[-107.9025,30.52366],[-107.90259,30.523],[-107.90272,30.52235],[-107.90281,30.52163],[-107.90291,30.52092],[-107.90301,30.52016],[-107.90314,30.51936],[-107.90326,30.51859],[-107.90339,30.51781],[-107.90351,30.51705],[-107.90363,30.51625],[-107.90374,30.51548],[-107.90384,30.51469],[-107.90398,30.51392],[-107.9041,30.51317],[-107.90422,30.51237],[-107.90434,30.51159],[-107.90445,30.51085],[-107.90456,30.51003],[-107.90469,30.50925],[-107.9048,30.50848],[-107.90493,30.50768],[-107.90506,30.50688],[-107.90517,30.50613],[-107.90529,30.50532],[-107.90542,30.50453],[-107.90554,30.50376],[-107.90564,30.50297],[-107.90575,30.50224],[-107.90588,30.5015],[-107.90589,30.50076],[-107.90593,30.50001],[-107.90606,30.49927],[-107.90616,30.49853],[-107.90628,30.49779],[-107.90645,30.49723],[-107.90662,30.49666],[-107.90672,30.49595],[-107.90683,30.49524],[-107.90695,30.49451],[-107.90704,30.49379],[-107.90715,30.49316],[-107.90728,30.49243],[-107.90737,30.49175],[-107.90749,30.49103],[-107.9076,30.49031],[-107.90771,30.48957],[-107.90782,30.48884],[-107.90793,30.48811],[-107.90804,30.48739],[-107.90813,30.48674],[-107.90824,30.48598],[-107.90837,30.48532],[-107.90847,30.48463],[-107.90858,30.48387],[-107.9087,30.48309],[-107.9088,30.48236],[-107.90893,30.48158],[-107.90904,30.48083],[-107.90917,30.47999],[-107.9093,30.47925],[-107.90941,30.47852],[-107.90951,30.47778],[-107.90961,30.47705],[-107.90975,30.47623],[-107.90986,30.47543],[-107.91,30.4746],[-107.9101,30.47393],[-107.9102,30.47319],[-107.91034,30.47242],[-107.91045,30.47162],[-107.91058,30.4708],[-107.9107,30.47002],[-107.91082,30.4692],[-107.91094,30.46841],[-107.91107,30.46745],[-107.91118,30.46674],[-107.91132,30.46594],[-107.91145,30.46514],[-107.91157,30.46432],[-107.9117,30.46352],[-107.91181,30.46271],[-107.91194,30.4619],[-107.91206,30.46111],[-107.91218,30.46031],[-107.9123,30.45949],[-107.91242,30.4587],[-107.91254,30.45789],[-107.91268,30.45708],[-107.91279,30.45651],[-107.91286,30.45591],[-107.91292,30.45564],[-107.91301,30.45498],[-107.91308,30.45454],[-107.91313,30.45406],[-107.91319,30.45362],[-107.91327,30.45318],[-107.91335,30.45272],[-107.91341,30.45228],[-107.91346,30.4518],[-107.91352,30.45127],[-107.9135,30.4507],[-107.91349,30.45013],[-107.91346,30.44942],[-107.91346,30.44846],[-107.91345,30.44788],[-107.91343,30.44733],[-107.9134,30.44675],[-107.91334,30.44626],[-107.91331,30.4458],[-107.91328,30.44481],[-107.91327,30.44437],[-107.91327,30.44384],[-107.91326,30.44328],[-107.91325,30.44265],[-107.91323,30.44202],[-107.9132,30.44141],[-107.91319,30.44079],[-107.91319,30.44016],[-107.91316,30.43951],[-107.91315,30.43893],[-107.91312,30.4383],[-107.9131,30.43767],[-107.91308,30.43705],[-107.91308,30.43643],[-107.91306,30.43579],[-107.91303,30.43519],[-107.913,30.43461],[-107.91297,30.43396],[-107.91296,30.43334],[-107.91294,30.43275],[-107.91301,30.43219],[-107.913,30.43154],[-107.91298,30.4309],[-107.91295,30.4302],[-107.91294,30.42966],[-107.91293,30.42893],[-107.91291,30.42821],[-107.91287,30.42749],[-107.91286,30.42678],[-107.91285,30.42605],[-107.91282,30.42513],[-107.91177,30.42493],[-107.91056,30.42496],[-107.90944,30.42498],[-107.90818,30.42499],[-107.90698,30.42502],[-107.9058,30.42505]]}}
Línea 115.0 kV | LineString | 115.0 kV | 1 |  |  | CFE |  |  |  |  | OpenStreetMap | {"type":"Feature","properties":{},"geometry":{"type":"LineString","coordinates":[[-108.17914,30.87956],[-108.17962,30.87916],[-108.1804,30.88003],[-108.18116,30.8809],[-108.18195,30.8818],[-108.18341,30.88128],[-108.18531,30.88059],[-108.18729,30.87987],[-108.19065,30.87911],[-108.19401,30.87833],[-108.19749,30.87855],[-108.20099,30.87873],[-108.20448,30.87894],[-108.20796,30.87913],[-108.21146,30.87933],[-108.21474,30.88023],[-108.21804,30.88114],[-108.22134,30.88206],[-108.22474,30.88301],[-108.22815,30.88397],[-108.23188,30.88503],[-108.235,30.88591],[-108.23879,30.88697],[-108.24175,30.88776],[-108.24466,30.88856],[-108.24696,30.89061],[-108.24957,30.89291],[-108.25204,30.89511],[-108.25454,30.89733],[-108.25701,30.89953],[-108.25948,30.90172],[-108.26198,30.90393],[-108.26522,30.90394],[-108.26847,30.90396],[-108.27167,30.90396],[-108.27495,30.90397],[-108.27822,30.90399],[-108.28154,30.90399],[-108.28497,30.904],[-108.28827,30.90402],[-108.29174,30.90402],[-108.29508,30.90403],[-108.2984,30.90404],[-108.30114,30.90405],[-108.30454,30.90406],[-108.30803,30.90406],[-108.31153,30.90407],[-108.31508,30.90408],[-108.31864,30.90409],[-108.32224,30.90409],[-108.32588,30.9041],[-108.32914,30.90412],[-108.3324,30.90413],[-108.33571,30.90413],[-108.3384,30.90339],[-108.3411,30.90263],[-108.34463,30.90272],[-108.34884,30.90281],[-108.35262,30.90288],[-108.35547,30.90364],[-108.35937,30.90364],[-108.36364,30.90364],[-108.36755,30.90362],[-108.37134,30.90361],[-108.37446,30.90362],[-108.3779,30.90361],[-108.38148,30.9036],[-108.38461,30.90359],[-108.38523,30.90407],[-108.38677,30.90406],[-108.3883,30.90406],[-108.38989,30.90405],[-108.39137,30.90404],[-108.39291,30.90405],[-108.39439,30.90403],[-108.39496,30.90402],[-108.39674,30.90401],[-108.39851,30.90398],[-108.40027,30.90396],[-108.40168,30.90394],[-108.40306,30.9039],[-108.40467,30.9039],[-108.40626,30.90388],[-108.40785,30.90386],[-108.40944,30.90384],[-108.41059,30.90383],[-108.4122,30.90383],[-108.41386,30.90384],[-108.41552,30.90383],[-108.41718,30.90384],[-108.41885,30.90383],[-108.42051,30.90382],[-108.42217,30.90384],[-108.42384,30.90383],[-108.42549,30.90384],[-108.42716,30.90384],[-108.4288,30.90384],[-108.43027,30.90382],[-108.43172,30.90383],[-108.43318,30.90382],[-108.43461,30.90383],[-108.43627,30.90382],[-108.43793,30.90379],[-108.43959,30.90379],[-108.44125,30.90377],[-108.44291,30.90375],[-108.44457,30.90373],[-108.44622,30.90376],[-108.4478,30.90377],[-108.44936,30.90379],[-108.45091,30.90381],[-108.45248,30.90382],[-108.45319,30.90383],[-108.45486,30.90384],[-108.45653,30.90387],[-108.45821,30.90389],[-108.45988,30.90391],[-108.46155,30.90393],[-108.46323,30.90395],[-108.4649,30.90397],[-108.46658,30.90399],[-108.46825,30.90401],[-108.46993,30.90403],[-108.4716,30.90405],[-108.47328,30.90407],[-108.47495,30.90409],[-108.47662,30.90411],[-108.4783,30.90412],[-108.47997,30.90415],[-108.48165,30.90417],[-108.48332,30.90418],[-108.48499,30.9042],[-108.48667,30.90422],[-108.48835,30.90424],[-108.49002,30.90427],[-108.4917,30.90428],[-108.49337,30.9043],[-108.49504,30.90432],[-108.49672,30.90434],[-108.49839,30.90436],[-108.50006,30.90438],[-108.50163,30.9044],[-108.50313,30.90442],[-108.50477,30.90444],[-108.50633,30.90446],[-108.50789,30.90448],[-108.50946,30.9045],[-108.51103,30.90452],[-108.51258,30.90453],[-108.51415,30.90456],[-108.51586,30.90457],[-108.51758,30.90458],[-108.51929,30.90459],[-108.521,30.90461],[-108.5223,30.90457],[-108.52387,30.90448],[-108.52545,30.90435],[-108.52648,30.90425],[-108.52746,30.90415],[-108.52858,30.90405],[-108.52997,30.90392],[-108.53136,30.90378],[-108.53274,30.90365],[-108.53461,30.90347],[-108.53602,30.90336],[-108.53743,30.90325],[-108.53888,30.90314],[-108.54024,30.90304],[-108.54163,30.90293],[-108.54303,30.90282],[-108.54447,30.90271],[-108.54592,30.9026],[-108.54737,30.9025],[-108.54878,30.9025],[-108.55025,30.90251],[-108.55185,30.90247],[-108.55327,30.90247],[-108.55472,30.90246],[-108.55639,30.90245],[-108.55806,30.90245],[-108.55974,30.90244],[-108.5614,30.90243],[-108.56309,30.90243],[-108.56465,30.90241],[-108.56634,30.90242],[-108.56791,30.90238],[-108.56941,30.9024],[-108.57095,30.9024],[-108.57097,30.90375],[-108.57097,30.90423],[-108.57125,30.90428]]}}
Línea 115.0 kV | LineString | 115.0 kV | 1 |  |  | CFE |  |  |  |  | OpenStreetMap | {"type":"Feature","properties":{},"geometry":{"type":"LineString","coordinates":[[-107.83118,31.26012],[-107.8316,31.2604],[-107.83205,31.26073],[-107.83604,31.26202],[-107.84021,31.26338],[-107.84455,31.2648],[-107.84735,31.26571],[-107.85011,31.2666],[-107.85385,31.26781],[-107.85688,31.2688],[-107.86046,31.26991],[-107.864,31.27103],[-107.86758,31.27214],[-107.87111,31.27323],[-107.8744,31.27427],[-107.87785,31.27534],[-107.88126,31.27641],[-107.8845,31.27739],[-107.88631,31.2794],[-107.88856,31.28197],[-107.89063,31.28427],[-107.89287,31.28679],[-107.89508,31.28928],[-107.89729,31.29176],[-107.89951,31.29425],[-107.90169,31.29669],[-107.9039,31.29917],[-107.90608,31.30162],[-107.90811,31.30391],[-107.91028,31.30634],[-107.91238,31.3087],[-107.9147,31.31129],[-107.91676,31.31362],[-107.91873,31.31582],[-107.9209,31.31825],[-107.92294,31.32054],[-107.925,31.32286],[-107.92717,31.32529],[-107.92939,31.32777],[-107.93134,31.32997],[-107.93357,31.33249],[-107.93545,31.33458],[-107.93762,31.33701],[-107.93966,31.3393],[-107.94181,31.3417],[-107.94397,31.34414],[-107.94567,31.34604],[-107.94992,31.34604],[-107.95419,31.346],[-107.95813,31.34598],[-107.9617,31.34597],[-107.96528,31.34594],[-107.96872,31.34592],[-107.97226,31.3459],[-107.9733,31.3459],[-107.97537,31.34589],[-107.97879,31.34586],[-107.98234,31.34585],[-107.98505,31.34584],[-107.98909,31.34621],[-107.99328,31.3466],[-107.9938,31.34667]]}}
Línea 115.0 kV | LineString | 115.0 kV | 1 |  |  | CFE |  |  |  |  | OpenStreetMap | {"type":"Feature","properties":{},"geometry":{"type":"LineString","coordinates":[[-107.99729,31.07961],[-107.9971,31.08064],[-107.99692,31.08139],[-107.99671,31.08231],[-107.99638,31.0836],[-107.99615,31.08455],[-107.9959,31.08562],[-107.99573,31.08634],[-107.99555,31.08704],[-107.99538,31.08775],[-107.9952,31.08848],[-107.99504,31.08913],[-107.99489,31.08977],[-107.99467,31.09067],[-107.99454,31.09121],[-107.99441,31.09176],[-107.99424,31.09253],[-107.99406,31.09336],[-107.99395,31.09385],[-107.99378,31.09466],[-107.9936,31.09545],[-107.99342,31.09628],[-107.99323,31.09714],[-107.99304,31.098],[-107.99253,31.09792],[-107.99191,31.09782],[-107.99178,31.09838],[-107.99166,31.09889],[-107.99141,31.1],[-107.99124,31.10088],[-107.99087,31.1011],[-107.98995,31.10184],[-107.98952,31.10218],[-107.98906,31.10256],[-107.98858,31.10293],[-107.98809,31.10332],[-107.98758,31.10372],[-107.98712,31.10408],[-107.98665,31.10446],[-107.98618,31.10482],[-107.98549,31.10518],[-107.98369,31.10609],[-107.98185,31.10703],[-107.98,31.10797],[-107.9782,31.10889],[-107.9764,31.10981],[-107.9746,31.11072],[-107.97356,31.11126],[-107.97235,31.11188],[-107.97134,31.11239],[-107.97084,31.11349],[-107.97033,31.11461],[-107.96977,31.11582],[-107.96916,31.11715],[-107.96864,31.11828],[-107.96803,31.11961],[-107.9676,31.12054],[-107.96717,31.12149],[-107.96677,31.12235],[-107.96534,31.12363],[-107.96388,31.12492],[-107.96255,31.12612],[-107.96109,31.12741],[-107.95983,31.12853],[-107.95847,31.12974],[-107.95704,31.131],[-107.9556,31.1323],[-107.95415,31.13355],[-107.95283,31.13471],[-107.95155,31.13586],[-107.95013,31.13711],[-107.94881,31.13827],[-107.94735,31.13957],[-107.946,31.14077],[-107.94455,31.14207],[-107.94312,31.14333],[-107.94181,31.1445],[-107.94031,31.14582],[-107.9389,31.14707],[-107.93743,31.14837],[-107.93612,31.14954],[-107.93473,31.15076],[-107.93331,31.15204],[-107.93188,31.15328],[-107.93046,31.15455],[-107.92937,31.15552],[-107.9279,31.15681],[-107.92662,31.15794],[-107.92523,31.15917],[-107.92399,31.16027],[-107.9226,31.16151],[-107.92114,31.1628],[-107.91971,31.16405],[-107.91828,31.16532],[-107.91664,31.16677],[-107.91532,31.16795],[-107.91393,31.16916],[-107.91174,31.17112],[-107.91032,31.17239],[-107.90941,31.17319],[-107.90798,31.17445],[-107.90682,31.17548],[-107.9056,31.17657],[-107.90426,31.17774],[-107.90266,31.17916],[-107.90162,31.18006],[-107.90052,31.18103],[-107.89893,31.18246],[-107.89746,31.18375],[-107.896,31.18505],[-107.89445,31.18641],[-107.89305,31.18768],[-107.89162,31.18893],[-107.89043,31.18998],[-107.88902,31.19121],[-107.88776,31.19234],[-107.88636,31.19356],[-107.88494,31.19484],[-107.88352,31.1961],[-107.88214,31.19734],[-107.88076,31.19861],[-107.87951,31.19969],[-107.87797,31.20104],[-107.87643,31.20238],[-107.87497,31.20367],[-107.87343,31.20502],[-107.87193,31.20634],[-107.87069,31.20744],[-107.86947,31.20854],[-107.86793,31.20993],[-107.86695,31.21153],[-107.86594,31.21317],[-107.865,31.21472],[-107.86399,31.21639],[-107.86299,31.21808],[-107.862,31.21973],[-107.861,31.22137],[-107.8601,31.22282],[-107.85941,31.22401],[-107.85834,31.22577],[-107.85752,31.22714],[-107.85662,31.22862],[-107.85563,31.23026],[-107.85472,31.23178],[-107.85375,31.23334],[-107.85299,31.23462],[-107.85219,31.23594],[-107.85153,31.23702],[-107.85071,31.23839],[-107.84993,31.2397],[-107.84899,31.24127],[-107.84801,31.24265],[-107.84701,31.24411],[-107.84587,31.24568],[-107.84444,31.24767],[-107.84363,31.24891],[-107.84304,31.2497],[-107.8418,31.25081],[-107.84029,31.2522],[-107.83866,31.25371],[-107.83723,31.25502],[-107.83566,31.25647],[-107.83429,31.25772],[-107.83268,31.25923],[-107.8316,31.25963],[-107.83119,31.26005]]}}
Línea 115.0 kV | LineString | 115.0 kV | 2 |  |  | CFE |  |  |  |  | OpenStreetMap | {"type":"Feature","properties":{},"geometry":{"type":"LineString","coordinates":[[-107.969,31.04596],[-107.96912,31.04636],[-107.96932,31.04717],[-107.9692,31.04855],[-107.96908,31.04992],[-107.96992,31.05089],[-107.97073,31.05185],[-107.97172,31.05301],[-107.97269,31.05415],[-107.9737,31.05532],[-107.97471,31.05649],[-107.97572,31.05769],[-107.97673,31.05885],[-107.97774,31.06004],[-107.97871,31.06115],[-107.97971,31.06233],[-107.98071,31.06349],[-107.98172,31.06469],[-107.98272,31.06586],[-107.98346,31.06674],[-107.98431,31.06774],[-107.98535,31.06893],[-107.98634,31.07009],[-107.98735,31.07126],[-107.98826,31.07232],[-107.98981,31.07288],[-107.99133,31.07344],[-107.99286,31.074],[-107.99296,31.07455],[-107.99385,31.07578],[-107.99475,31.07703],[-107.99565,31.07827],[-107.99655,31.0795],[-107.99729,31.07961]]}}
Línea 115.0 kV | LineString | 115.0 kV | 1 |  |  | CFE |  |  |  |  | OpenStreetMap | {"type":"Feature","properties":{},"geometry":{"type":"LineString","coordinates":[[-107.99729,31.07961],[-107.99744,31.07963],[-107.9976,31.07937],[-107.9981,31.07854],[-107.99883,31.07735],[-107.99936,31.07648],[-108.00028,31.07495],[-108.00125,31.07335],[-108.00221,31.07176],[-108.00318,31.07016],[-108.0042,31.06848],[-108.00537,31.06889],[-108.0066,31.06932],[-108.00806,31.06983],[-108.00906,31.07018],[-108.00993,31.07057],[-108.0103,31.07084]]}}
Línea 115.0 kV | LineString | 115.0 kV | 1 |  |  | CFE |  |  |  |  | OpenStreetMap | {"type":"Feature","properties":{},"geometry":{"type":"LineString","coordinates":[[-108.17886,30.87937],[-108.17825,30.87976],[-108.17722,30.88051],[-108.17645,30.88107],[-108.17565,30.882],[-108.17611,30.88339],[-108.17662,30.88489],[-108.17707,30.88618],[-108.17753,30.88756],[-108.17798,30.88883],[-108.17833,30.88991],[-108.17884,30.89136],[-108.1793,30.89272],[-108.1786,30.89414],[-108.17804,30.89528],[-108.17751,30.89638],[-108.17671,30.89799],[-108.17596,30.89949],[-108.17532,30.9008],[-108.17456,30.90235],[-108.17382,30.90386],[-108.17311,30.9053],[-108.17233,30.90688],[-108.17156,30.90844],[-108.17079,30.91001],[-108.17016,30.91128],[-108.16939,30.91283],[-108.16864,30.91438],[-108.16797,30.91574],[-108.16721,30.91729],[-108.16642,30.91889],[-108.16564,30.92047],[-108.16486,30.92206],[-108.16409,30.92362],[-108.16329,30.92522],[-108.16256,30.9267],[-108.1618,30.92825],[-108.16102,30.92984],[-108.16021,30.93149],[-108.15942,30.93307],[-108.15868,30.93457],[-108.15796,30.93606],[-108.15722,30.93755],[-108.15648,30.93906],[-108.15582,30.94038],[-108.15508,30.94189],[-108.1543,30.94347],[-108.1536,30.94488],[-108.15302,30.94605],[-108.15241,30.9473],[-108.15168,30.94879],[-108.15094,30.95029],[-108.1503,30.9516],[-108.149,30.95284],[-108.14769,30.95407],[-108.14619,30.9555],[-108.14478,30.95685],[-108.14341,30.95816],[-108.14303,30.95959],[-108.14263,30.96108],[-108.14213,30.96294],[-108.1417,30.96461],[-108.14129,30.96613],[-108.14092,30.96753],[-108.14056,30.96885],[-108.14012,30.97055],[-108.13976,30.97195],[-108.13937,30.97337],[-108.13893,30.97507],[-108.13789,30.97651],[-108.13676,30.97806],[-108.1358,30.97934],[-108.13481,30.9807],[-108.13403,30.98181],[-108.13229,30.98415],[-108.13113,30.98575],[-108.12931,30.98701],[-108.12457,30.99032],[-108.12155,30.98997],[-108.11689,30.98947],[-108.11439,30.98918],[-108.1124,30.98895],[-108.11043,30.98874],[-108.10845,30.98851],[-108.10649,30.98829],[-108.10413,30.98802],[-108.1023,30.98782],[-108.10053,30.98763],[-108.09822,30.98735],[-108.09156,30.98663],[-108.08791,30.9862],[-108.08346,30.98571],[-108.08234,30.98698],[-108.08114,30.98838],[-108.07987,30.98982],[-108.0786,30.99128],[-108.07738,30.99265],[-108.07613,30.99411],[-108.07494,30.99548],[-108.07374,30.99685],[-108.0726,30.99815],[-108.07153,30.99939],[-108.07027,31.00083],[-108.06908,31.00219],[-108.06788,31.00358],[-108.06668,31.00496],[-108.06544,31.00634],[-108.06426,31.00772],[-108.06307,31.00908],[-108.06183,31.01056],[-108.06072,31.01187],[-108.05952,31.01324],[-108.05832,31.01462],[-108.05712,31.01599],[-108.05591,31.01737],[-108.05492,31.01854],[-108.05377,31.01982],[-108.05258,31.02119],[-108.05151,31.02242],[-108.05037,31.02372],[-108.04948,31.02475],[-108.04839,31.02599],[-108.04709,31.02729],[-108.04579,31.0286],[-108.04473,31.02963],[-108.04335,31.03101],[-108.04233,31.03205],[-108.04124,31.03313],[-108.04001,31.03437],[-108.03885,31.03554],[-108.03776,31.03664],[-108.03681,31.03759],[-108.03587,31.03868],[-108.03473,31.04001],[-108.03372,31.04115],[-108.03261,31.04246],[-108.03145,31.04379],[-108.03061,31.04479],[-108.02967,31.04586],[-108.02849,31.04725],[-108.0273,31.04863],[-108.02612,31.05],[-108.025,31.05131],[-108.02387,31.05261],[-108.0227,31.05399],[-108.02153,31.05534],[-108.02034,31.05673],[-108.01927,31.05802],[-108.01807,31.05939],[-108.0169,31.06077],[-108.01572,31.06212],[-108.01472,31.06329],[-108.0135,31.06471],[-108.01231,31.06608],[-108.01112,31.06748],[-108.00988,31.06892],[-108.00906,31.06988],[-108.01004,31.07051],[-108.01037,31.07075]]}}
Línea 115.0 kV | LineString | 115.0 kV | 1 |  |  | CFE |  |  |  |  | OpenStreetMap | {"type":"Feature","properties":{},"geometry":{"type":"LineString","coordinates":[[-108.17892,30.87944],[-108.17829,30.87985],[-108.17739,30.88084],[-108.17625,30.88209],[-108.1767,30.88338],[-108.17735,30.88522],[-108.17789,30.88684],[-108.17834,30.88814],[-108.17896,30.88997],[-108.17945,30.89137],[-108.17993,30.89275],[-108.17934,30.89396],[-108.17871,30.89525],[-108.17795,30.89681],[-108.17713,30.89849],[-108.17655,30.89966],[-108.17582,30.90115],[-108.17501,30.90282],[-108.17437,30.90411],[-108.17375,30.9054],[-108.17289,30.90714],[-108.17209,30.90876],[-108.1713,30.91041],[-108.17048,30.91207],[-108.16972,30.91362],[-108.16894,30.91523],[-108.16812,30.9169],[-108.16733,30.91851],[-108.16651,30.92017],[-108.16574,30.92175],[-108.1649,30.92348],[-108.16411,30.9251],[-108.16348,30.92637],[-108.16288,30.92757],[-108.16206,30.92927],[-108.16127,30.93089],[-108.16043,30.93259],[-108.15961,30.93427],[-108.15885,30.9358],[-108.15827,30.93699],[-108.1575,30.93857],[-108.15679,30.94002],[-108.15598,30.94168],[-108.15519,30.94329],[-108.15439,30.94492],[-108.15369,30.94638],[-108.15291,30.94793],[-108.15211,30.94959],[-108.15134,30.95116],[-108.15055,30.95275],[-108.14975,30.95439],[-108.14909,30.95575],[-108.14826,30.95745],[-108.14747,30.95909],[-108.14677,30.96053],[-108.14616,30.96172],[-108.14544,30.96317],[-108.14469,30.9647],[-108.14399,30.96615],[-108.14305,30.96805],[-108.14231,30.96958],[-108.14163,30.97097],[-108.14093,30.97238],[-108.1406,30.97304],[-108.14007,30.97414],[-108.1395,30.9753],[-108.13836,30.97693],[-108.1374,30.9783],[-108.13655,30.97953],[-108.1358,30.98061],[-108.13499,30.98174],[-108.13385,30.98339],[-108.13242,30.98545],[-108.13187,30.98624],[-108.13085,30.98769],[-108.1302,30.98863],[-108.12898,30.99037],[-108.12797,30.99183],[-108.12709,30.9931],[-108.12474,30.99294],[-108.12249,30.99279],[-108.12073,30.99269],[-108.11887,30.99256],[-108.11674,30.99244],[-108.11468,30.99231],[-108.11268,30.99219],[-108.11063,30.99204],[-108.10871,30.99191],[-108.10683,30.99182],[-108.10478,30.99167],[-108.1029,30.99156],[-108.10123,30.99144],[-108.09996,30.99136],[-108.09788,30.99123],[-108.09567,30.99109],[-108.09381,30.99096],[-108.09175,30.99084],[-108.0899,30.99072],[-108.08818,30.98962],[-108.08659,30.98863],[-108.08522,30.98775],[-108.0839,30.98692],[-108.0833,30.98653],[-108.08211,30.9879],[-108.08084,30.98936],[-108.07958,30.99082],[-108.07824,30.99238],[-108.07712,30.99366],[-108.07583,30.99515],[-108.0746,30.99657],[-108.07334,30.99802],[-108.07251,30.99899],[-108.07127,31.00042],[-108.07006,31.00182],[-108.06875,31.00334],[-108.06751,31.00476],[-108.06624,31.00625],[-108.06499,31.00768],[-108.06367,31.00917],[-108.06239,31.01075],[-108.06113,31.0122],[-108.05991,31.01362],[-108.05867,31.01506],[-108.05739,31.01654],[-108.05611,31.01802],[-108.05488,31.01943],[-108.05364,31.02086],[-108.05238,31.0223],[-108.05131,31.02354],[-108.05026,31.02477],[-108.0489,31.02632],[-108.04829,31.02746],[-108.04699,31.02893],[-108.04575,31.03035],[-108.04454,31.03177],[-108.04331,31.03318],[-108.0421,31.03458],[-108.04095,31.03591],[-108.03953,31.03753],[-108.03815,31.03912],[-108.03681,31.04066],[-108.03569,31.04197],[-108.03463,31.04316],[-108.0341,31.04377],[-108.03304,31.045],[-108.03176,31.04647],[-108.03051,31.04792],[-108.02922,31.0494],[-108.02795,31.05088],[-108.02664,31.05238],[-108.02532,31.0539],[-108.02443,31.05494],[-108.02317,31.05638],[-108.02204,31.05767],[-108.0206,31.05938],[-108.0193,31.06088],[-108.01803,31.06233],[-108.01677,31.06379],[-108.0155,31.06525],[-108.01443,31.06648],[-108.01358,31.06747],[-108.01284,31.06832],[-108.0114,31.06898],[-108.00997,31.06968],[-108.00994,31.07033],[-108.01044,31.07067]]}}
Línea 115.0 kV | LineString | 115.0 kV | 1 |  |  | CFE |  |  |  |  | OpenStreetMap | {"type":"Feature","properties":{},"geometry":{"type":"LineString","coordinates":[[-107.90167,30.52458],[-107.90234,30.52466],[-107.90215,30.52593],[-107.90195,30.52729],[-107.90182,30.52808],[-107.90165,30.52925],[-107.90149,30.53022],[-107.90136,30.53119],[-107.90118,30.53232],[-107.90103,30.53329],[-107.90086,30.53447],[-107.90068,30.53565],[-107.90053,30.53656],[-107.90038,30.53755],[-107.90024,30.53851],[-107.90011,30.53944],[-107.89996,30.54038],[-107.89984,30.54127],[-107.89968,30.54224],[-107.8995,30.54341],[-107.89931,30.54465],[-107.89918,30.54553],[-107.89904,30.54653],[-107.89889,30.54751],[-107.89875,30.54851],[-107.89858,30.5495],[-107.89843,30.55049],[-107.89829,30.5515],[-107.89812,30.5525],[-107.89793,30.55381],[-107.89782,30.55463],[-107.89766,30.55554],[-107.89753,30.55649],[-107.89737,30.55745],[-107.89723,30.55842],[-107.89713,30.55932],[-107.897,30.56024],[-107.89681,30.56145],[-107.89664,30.56253],[-107.89649,30.56354],[-107.89635,30.56448],[-107.89621,30.56537],[-107.89602,30.56662],[-107.89584,30.56779],[-107.89571,30.56875],[-107.89551,30.56954],[-107.89542,30.57062],[-107.89529,30.5715],[-107.89514,30.57241],[-107.89499,30.57341],[-107.89485,30.57434],[-107.89467,30.57554],[-107.8944,30.57642],[-107.89421,30.57768],[-107.89407,30.57857],[-107.89392,30.57959],[-107.89376,30.58064],[-107.89362,30.58154],[-107.89347,30.58252],[-107.89331,30.58354],[-107.89314,30.58464],[-107.89296,30.5859],[-107.89283,30.58677],[-107.89268,30.58774],[-107.89253,30.58872],[-107.89238,30.58965],[-107.89224,30.59061],[-107.8921,30.59155],[-107.89195,30.59256],[-107.89178,30.59356],[-107.89159,30.59487],[-107.89146,30.59567],[-107.89131,30.59667],[-107.89116,30.59763],[-107.89102,30.59862],[-107.89087,30.59955],[-107.89073,30.60051],[-107.89059,30.60141],[-107.89041,30.60259],[-107.89019,30.60396],[-107.88995,30.60505],[-107.88971,30.60607],[-107.88952,30.60687],[-107.88901,30.60751],[-107.88833,30.60836],[-107.88763,30.60925],[-107.88692,30.61012],[-107.88625,30.61093],[-107.88572,30.61161],[-107.88483,30.61269],[-107.88398,30.61371],[-107.88348,30.61433],[-107.88299,30.61494],[-107.8825,30.61557],[-107.88189,30.61631],[-107.88135,30.61698],[-107.88084,30.61761],[-107.88003,30.61863],[-107.87973,30.61947],[-107.87947,30.62013],[-107.87913,30.62107],[-107.87819,30.62172],[-107.87743,30.62222],[-107.8768,30.62263],[-107.87602,30.62318],[-107.87536,30.62362],[-107.87446,30.6242],[-107.87343,30.62475],[-107.87242,30.62526],[-107.87151,30.62574],[-107.87072,30.62615],[-107.87001,30.62652],[-107.86909,30.62699],[-107.86792,30.62758],[-107.86703,30.62801],[-107.86605,30.62849],[-107.86511,30.62895],[-107.86418,30.62941],[-107.86328,30.62986],[-107.86237,30.6303],[-107.86154,30.63071],[-107.86056,30.63119],[-107.85922,30.63185],[-107.8584,30.63224],[-107.85741,30.63274],[-107.85646,30.63321],[-107.85551,30.63368],[-107.85455,30.63414],[-107.85359,30.63463],[-107.85271,30.63506],[-107.85151,30.63564],[-107.85026,30.63626],[-107.84935,30.63671],[-107.84849,30.63713],[-107.84756,30.63759],[-107.8466,30.63807],[-107.84558,30.63856],[-107.84458,30.63905],[-107.84378,30.63944],[-107.84249,30.64009],[-107.84118,30.64074],[-107.84038,30.64112],[-107.83949,30.64157],[-107.83854,30.64202],[-107.83764,30.64247],[-107.83669,30.64294],[-107.83569,30.64343],[-107.83481,30.64386],[-107.83353,30.64451],[-107.83223,30.64515],[-107.83144,30.64553],[-107.83052,30.64599],[-107.8296,30.64645],[-107.82862,30.64692],[-107.82763,30.64741],[-107.82671,30.64786],[-107.8258,30.64831],[-107.82457,30.64892],[-107.82319,30.64959],[-107.82242,30.64997],[-107.82144,30.65045],[-107.82052,30.65091],[-107.81966,30.65133],[-107.81868,30.65181],[-107.8177,30.65229],[-107.81682,30.65273],[-107.81555,30.65335],[-107.81424,30.654],[-107.81339,30.65441],[-107.81244,30.65488],[-107.81147,30.65536],[-107.81058,30.65579],[-107.80967,30.65624],[-107.80869,30.65672],[-107.8078,30.65716],[-107.80653,30.65778],[-107.80518,30.65844],[-107.8044,30.65883],[-107.80336,30.65934],[-107.8025,30.65976],[-107.80149,30.66026],[-107.80051,30.66074],[-107.79958,30.6612],[-107.79873,30.66161],[-107.79753,30.6622],[-107.79631,30.66281],[-107.79552,30.66318],[-107.79466,30.66362],[-107.79371,30.66408],[-107.79282,30.66452],[-107.79193,30.66496],[-107.79114,30.66535],[-107.79023,30.6658],[-107.78901,30.66639],[-107.78777,30.667],[-107.78686,30.66745],[-107.78594,30.6679],[-107.78501,30.66836],[-107.7841,30.66881],[-107.78326,30.66921],[-107.78236,30.66966],[-107.78109,30.67029],[-107.77986,30.67088],[-107.77894,30.67134],[-107.77803,30.67179],[-107.77719,30.6722],[-107.77638,30.6726],[-107.77549,30.67303],[-107.77462,30.67346],[-107.77375,30.67388],[-107.77256,30.67447],[-107.77147,30.67518],[-107.77055,30.67577],[-107.76963,30.67636],[-107.76871,30.67696],[-107.76776,30.67757],[-107.76683,30.67818],[-107.76601,30.67871],[-107.76484,30.67947],[-107.76367,30.68023],[-107.76288,30.68074],[-107.76194,30.68135],[-107.76114,30.68186],[-107.76025,30.68244],[-107.75935,30.68302],[-107.75845,30.68361],[-107.75763,30.68413],[-107.75643,30.68491],[-107.75541,30.68558],[-107.75445,30.68619],[-107.75357,30.68676],[-107.75266,30.68736],[-107.75178,30.68792],[-107.75083,30.68854],[-107.75002,30.68906],[-107.74887,30.6898],[-107.74786,30.69043],[-107.74701,30.69095],[-107.74618,30.69147],[-107.74514,30.69198],[-107.74418,30.69244],[-107.74321,30.6929],[-107.74229,30.69335],[-107.74136,30.6938],[-107.74021,30.69436],[-107.73917,30.69474],[-107.73823,30.69509],[-107.73727,30.69544],[-107.736,30.6959],[-107.73492,30.69623],[-107.73408,30.69648],[-107.73318,30.69677],[-107.73203,30.69712],[-107.73064,30.69746],[-107.72966,30.69771],[-107.72826,30.69806],[-107.72685,30.69836],[-107.7259,30.69858],[-107.72474,30.69884],[-107.72374,30.69906],[-107.72263,30.69931],[-107.72158,30.69954],[-107.72029,30.69984],[-107.71894,30.70013],[-107.71793,30.70036],[-107.71703,30.70057],[-107.71605,30.70078],[-107.71499,30.70103],[-107.71396,30.70125],[-107.71293,30.7015],[-107.71162,30.70178],[-107.71046,30.70203],[-107.70967,30.70221],[-107.70874,30.70243],[-107.70774,30.70264],[-107.70676,30.70287],[-107.70577,30.70309],[-107.70461,30.70334],[-107.70331,30.70364],[-107.70208,30.70392],[-107.70108,30.70413],[-107.70025,30.70432],[-107.69935,30.70452],[-107.69835,30.70475],[-107.69736,30.70497],[-107.69648,30.70517],[-107.69492,30.70552],[-107.69379,30.70507],[-107.69064,30.70383],[-107.68717,30.70257],[-107.68409,30.70139],[-107.68121,30.70018],[-107.67818,30.69903],[-107.67522,30.69791],[-107.67205,30.6967],[-107.66894,30.69553],[-107.6656,30.69438],[-107.66232,30.69376],[-107.65942,30.69321],[-107.65635,30.69263],[-107.65335,30.69263],[-107.6501,30.69266],[-107.64684,30.69265],[-107.64344,30.69267],[-107.64022,30.69269],[-107.63721,30.6927],[-107.63409,30.69271],[-107.63221,30.69481],[-107.63041,30.69683],[-107.62831,30.69918],[-107.62648,30.70124],[-107.62489,30.70303],[-107.62174,30.70308],[-107.61854,30.70315],[-107.6153,30.70321],[-107.61214,30.70327],[-107.60897,30.70335],[-107.60567,30.7034],[-107.60237,30.70347],[-107.59913,30.70352],[-107.59574,30.7036],[-107.59173,30.70368],[-107.5886,30.70374],[-107.58555,30.70379],[-107.58228,30.70386],[-107.57897,30.70392],[-107.57601,30.70399],[-107.57323,30.70402],[-107.56951,30.70412],[-107.56683,30.70417],[-107.56081,30.70429],[-107.55844,30.70433],[-107.55404,30.70442],[-107.54786,30.70451],[-107.54477,30.70457],[-107.5417,30.70463],[-107.53751,30.70472],[-107.53395,30.70477],[-107.53108,30.70484],[-107.52754,30.70489],[-107.52422,30.70495],[-107.52037,30.70503],[-107.51649,30.70513],[-107.51335,30.70517],[-107.51019,30.70522],[-107.50686,30.70529],[-107.50313,30.70536],[-107.49967,30.70542],[-107.49644,30.70547],[-107.49309,30.70554],[-107.48977,30.70559],[-107.48675,30.70566],[-107.48334,30.70571],[-107.48074,30.70576],[-107.47765,30.70582],[-107.4743,30.70587],[-107.47095,30.70594],[-107.46809,30.70599],[-107.46432,30.70606],[-107.46013,30.70614],[-107.45725,30.70618],[-107.45353,30.70625],[-107.45039,30.70632],[-107.44726,30.70637],[-107.44367,30.70644],[-107.44003,30.7065],[-107.43676,30.70658],[-107.43353,30.70661],[-107.43025,30.70667],[-107.42684,30.70674],[-107.42408,30.70678],[-107.42054,30.70686],[-107.41723,30.70691],[-107.414,30.70696],[-107.41071,30.70702],[-107.40746,30.70708],[-107.40432,30.70714],[-107.40119,30.70719],[-107.39781,30.70726],[-107.39461,30.70731],[-107.39109,30.70737],[-107.38735,30.70744],[-107.38383,30.70751],[-107.38052,30.70756],[-107.37718,30.70762],[-107.37349,30.7077],[-107.37011,30.70775],[-107.36676,30.70782],[-107.36316,30.70774],[-107.36002,30.70793],[-107.35937,30.70795]]}}
Línea 115.0 kV | LineString | 115.0 kV | 1 |  |  | CFE |  |  |  |  | OpenStreetMap | {"type":"Feature","properties":{},"geometry":{"type":"LineString","coordinates":[[-107.83112,31.26012],[-107.83086,31.26035],[-107.8301,31.26157],[-107.82862,31.26292],[-107.82697,31.26443],[-107.82573,31.26558],[-107.82426,31.26694],[-107.82309,31.26803],[-107.82149,31.26953],[-107.82029,31.27062],[-107.81887,31.27197],[-107.81755,31.27315],[-107.81626,31.27433],[-107.81493,31.27556],[-107.81349,31.27689],[-107.8123,31.27796],[-107.811,31.27915],[-107.80957,31.28048],[-107.80806,31.28183],[-107.80678,31.28303],[-107.80537,31.28432],[-107.804,31.28564],[-107.80272,31.28675],[-107.80124,31.28811],[-107.79974,31.28949],[-107.79837,31.29073],[-107.79701,31.29199],[-107.79569,31.2932],[-107.79474,31.29384],[-107.79382,31.29443],[-107.79233,31.2958],[-107.79093,31.29708],[-107.78951,31.29839],[-107.78807,31.29974],[-107.78673,31.30094],[-107.78529,31.30225],[-107.78404,31.30341],[-107.78256,31.30478],[-107.78112,31.30608],[-107.7796,31.30748],[-107.77816,31.30879],[-107.77676,31.31006],[-107.77531,31.31141],[-107.77382,31.31277],[-107.77274,31.31377],[-107.7717,31.31473],[-107.77062,31.31571],[-107.76926,31.31695],[-107.76906,31.31835],[-107.76882,31.32022],[-107.76846,31.32283],[-107.76816,31.32509],[-107.76784,31.32748],[-107.7676,31.32922],[-107.76728,31.33152],[-107.76698,31.33378],[-107.7667,31.33584],[-107.76644,31.33771],[-107.76619,31.33961],[-107.76597,31.34121],[-107.76575,31.3428],[-107.76553,31.3444],[-107.76532,31.34601],[-107.7651,31.34762],[-107.76488,31.3493],[-107.76458,31.35145],[-107.76435,31.35319],[-107.76416,31.35457],[-107.764,31.35597],[-107.76366,31.35824],[-107.76336,31.36046],[-107.76316,31.3619],[-107.76294,31.36351],[-107.76267,31.36557],[-107.76241,31.36745],[-107.76216,31.36923],[-107.7619,31.37121],[-107.76167,31.37291],[-107.76141,31.37482],[-107.76116,31.37666],[-107.76094,31.37823],[-107.76063,31.38052],[-107.76055,31.38115],[-107.76031,31.38285],[-107.75893,31.38466],[-107.75788,31.38601],[-107.75663,31.38762],[-107.75553,31.38904],[-107.75446,31.39042],[-107.75327,31.39198],[-107.75243,31.39306],[-107.75118,31.39468],[-107.75002,31.39615],[-107.7491,31.39738],[-107.74822,31.39849],[-107.74707,31.39997],[-107.74556,31.40123],[-107.74406,31.40246],[-107.74255,31.40369],[-107.74075,31.40462],[-107.73908,31.40547],[-107.73735,31.40633],[-107.73582,31.40711],[-107.73396,31.40804],[-107.73211,31.40898],[-107.73029,31.4099],[-107.72839,31.41086],[-107.72671,31.41169],[-107.72536,31.41237],[-107.7235,31.4133],[-107.72168,31.41422],[-107.71982,31.41514],[-107.71801,31.41608],[-107.71624,31.41695],[-107.71442,31.41787],[-107.71257,31.4188],[-107.71071,31.41974],[-107.70885,31.42068],[-107.70714,31.42155],[-107.70527,31.42249],[-107.70341,31.42342],[-107.70155,31.42434],[-107.69969,31.42528],[-107.69787,31.4262],[-107.69602,31.42713],[-107.69411,31.4281],[-107.6923,31.429],[-107.69049,31.42991],[-107.68858,31.43087],[-107.68671,31.4318],[-107.68485,31.43275],[-107.68296,31.43372],[-107.68124,31.4346],[-107.67945,31.43549],[-107.67765,31.43638],[-107.67576,31.43732],[-107.67392,31.43824],[-107.67202,31.43918],[-107.67032,31.44002],[-107.6685,31.44091],[-107.66669,31.44183],[-107.66493,31.44273],[-107.66316,31.44362],[-107.66144,31.44449],[-107.65972,31.44535],[-107.6579,31.44627],[-107.65604,31.44721],[-107.65426,31.44808],[-107.65239,31.44902],[-107.65054,31.44995],[-107.6488,31.45082],[-107.64698,31.45173],[-107.64525,31.45259],[-107.6437,31.45338],[-107.64178,31.45434],[-107.64,31.45524],[-107.63817,31.45616],[-107.63627,31.45712],[-107.63442,31.45806],[-107.63269,31.45893],[-107.63057,31.45998],[-107.6288,31.46085],[-107.627,31.46179],[-107.62541,31.46259],[-107.62386,31.46335],[-107.62238,31.46408],[-107.62108,31.46436],[-107.61972,31.46465],[-107.61928,31.46489],[-107.61951,31.46524]]}}
Línea 115.0 kV | LineString | 115.0 kV | 1 |  |  | CFE |  |  |  |  | OpenStreetMap | {"type":"Feature","properties":{},"geometry":{"type":"LineString","coordinates":[[-106.47146,31.49736],[-106.47114,31.49741],[-106.47009,31.49735],[-106.46856,31.49596],[-106.46633,31.49588],[-106.46443,31.49581],[-106.46378,31.49578],[-106.46269,31.49574],[-106.46145,31.49569],[-106.46077,31.49567],[-106.45947,31.49562],[-106.45817,31.49557],[-106.45705,31.49552],[-106.45569,31.49567],[-106.45524,31.49563]]}}
Línea 115.0 kV | LineString | 115.0 kV | 1 |  |  | CFE |  |  |  |  | OpenStreetMap | {"type":"Feature","properties":{},"geometry":{"type":"LineString","coordinates":[[-106.83116,31.60472],[-106.83114,31.60446],[-106.83113,31.60402],[-106.83008,31.60406],[-106.82909,31.60409],[-106.82811,31.60411],[-106.82712,31.60415],[-106.82612,31.60418],[-106.82512,31.60421],[-106.82412,31.60425],[-106.82312,31.60428],[-106.82212,31.60431],[-106.82111,31.60434],[-106.82012,31.60437],[-106.81912,31.60441],[-106.81812,31.60444],[-106.81712,31.60447],[-106.81611,31.6045],[-106.81509,31.60453],[-106.81407,31.60457],[-106.81302,31.6046],[-106.81198,31.60464],[-106.81096,31.60467],[-106.80996,31.6047],[-106.80896,31.60474],[-106.80792,31.60476],[-106.80596,31.60483],[-106.80492,31.60487],[-106.80395,31.6049],[-106.80296,31.60493],[-106.80196,31.60496],[-106.80095,31.60499],[-106.79999,31.60503],[-106.79894,31.60506],[-106.79789,31.6051],[-106.79685,31.60512],[-106.7958,31.60516],[-106.79476,31.60519],[-106.7937,31.60523],[-106.79266,31.60526],[-106.79162,31.6053],[-106.79056,31.60533],[-106.78951,31.60536],[-106.78847,31.6054],[-106.78741,31.60543],[-106.78642,31.60547],[-106.78536,31.6055],[-106.78433,31.60553],[-106.78435,31.60611]]}}
Línea 115.0 kV | LineString | 115.0 kV | 1 |  |  | CFE |  |  |  |  | OpenStreetMap | {"type":"Feature","properties":{},"geometry":{"type":"LineString","coordinates":[[-106.78416,31.60609],[-106.78402,31.60549],[-106.78184,31.60557],[-106.77984,31.60564],[-106.77835,31.60568],[-106.77688,31.60573],[-106.7754,31.60578],[-106.77392,31.60582],[-106.77243,31.60588],[-106.77095,31.60592],[-106.76917,31.60598],[-106.768,31.60602],[-106.76644,31.60606],[-106.76502,31.60611],[-106.76353,31.60618],[-106.76206,31.60623],[-106.76058,31.60627],[-106.75911,31.60632],[-106.75763,31.60637],[-106.75615,31.60641],[-106.75467,31.60647],[-106.75319,31.60652],[-106.75172,31.60656],[-106.75023,31.60661],[-106.74879,31.60665],[-106.74728,31.60671],[-106.74608,31.60674],[-106.74431,31.6068],[-106.74283,31.60685],[-106.74136,31.60689],[-106.73942,31.60695],[-106.73745,31.60702],[-106.73596,31.60707],[-106.73444,31.60712],[-106.73296,31.60717],[-106.7314,31.60722],[-106.72986,31.60726],[-106.72835,31.60731],[-106.72686,31.60736],[-106.72535,31.6074],[-106.72385,31.60743],[-106.72233,31.60747],[-106.72104,31.60752],[-106.71933,31.60757],[-106.71775,31.60762],[-106.71628,31.60767],[-106.71476,31.60772],[-106.71326,31.60776],[-106.71175,31.60781],[-106.71027,31.60787],[-106.70874,31.60791],[-106.70724,31.60796],[-106.70564,31.60801],[-106.70411,31.60806],[-106.70281,31.60811],[-106.70149,31.60817],[-106.70002,31.60821],[-106.6986,31.60825],[-106.69718,31.60829],[-106.6958,31.60833],[-106.69442,31.60837],[-106.69313,31.6084],[-106.69166,31.60843],[-106.69141,31.60845],[-106.69122,31.60832],[-106.69009,31.60756],[-106.68897,31.60683],[-106.68784,31.60608],[-106.68672,31.60531],[-106.68556,31.60451],[-106.6854,31.60441],[-106.6854,31.60423],[-106.6854,31.6029],[-106.6854,31.60161],[-106.6854,31.60029],[-106.68539,31.599],[-106.68538,31.5977],[-106.68538,31.59639],[-106.68538,31.59511],[-106.68534,31.59446],[-106.68529,31.59378],[-106.68515,31.59313],[-106.68501,31.59246],[-106.68477,31.59179],[-106.68454,31.59114],[-106.68421,31.59053],[-106.68389,31.58992],[-106.68347,31.58933],[-106.68305,31.58875],[-106.68255,31.58821],[-106.68204,31.58768],[-106.68093,31.58674],[-106.67976,31.5859],[-106.67859,31.58504],[-106.67741,31.58418],[-106.67624,31.58333],[-106.67506,31.58246],[-106.67389,31.58161],[-106.67272,31.58074],[-106.67153,31.57988],[-106.67037,31.57904],[-106.66976,31.57844],[-106.66914,31.57782],[-106.6687,31.5775],[-106.66812,31.57708],[-106.66754,31.57664],[-106.66682,31.5761],[-106.66613,31.57561],[-106.66554,31.57516],[-106.66493,31.57472],[-106.66404,31.57444],[-106.66332,31.57391],[-106.66259,31.57338],[-106.66187,31.57285],[-106.66114,31.57232],[-106.66041,31.57178],[-106.6597,31.57126],[-106.65897,31.57073],[-106.65824,31.5702],[-106.65752,31.56967],[-106.6568,31.56915],[-106.65607,31.56862],[-106.65534,31.56809],[-106.65463,31.56757],[-106.6539,31.56704],[-106.65317,31.5665],[-106.65246,31.56598],[-106.65172,31.56544],[-106.651,31.56492],[-106.65029,31.5644],[-106.64955,31.56386],[-106.64882,31.56332],[-106.6481,31.5628],[-106.64738,31.56228],[-106.64665,31.56174],[-106.64592,31.56121],[-106.6452,31.56068],[-106.64447,31.56015],[-106.64376,31.55963],[-106.64303,31.55909],[-106.64231,31.55857],[-106.64159,31.55804],[-106.64086,31.55751],[-106.64013,31.55698],[-106.63941,31.55646],[-106.63869,31.55593],[-106.63797,31.55541],[-106.63724,31.55486],[-106.63651,31.55433],[-106.63579,31.5538],[-106.63507,31.55328],[-106.63434,31.55275],[-106.63361,31.55222],[-106.63288,31.55168],[-106.63215,31.55114],[-106.63143,31.55062],[-106.63071,31.55009],[-106.62998,31.54956],[-106.62926,31.54903],[-106.62854,31.54852],[-106.62781,31.54798],[-106.62709,31.54744],[-106.62635,31.54691],[-106.62563,31.54639],[-106.62491,31.54585],[-106.62419,31.54533],[-106.62347,31.54481],[-106.62274,31.54428],[-106.62201,31.54374],[-106.6213,31.54323],[-106.62057,31.54269],[-106.61984,31.54215],[-106.61913,31.5416],[-106.61808,31.54084],[-106.617,31.54005],[-106.61591,31.53925],[-106.61481,31.53845],[-106.61372,31.53765],[-106.61264,31.53687],[-106.61154,31.53606],[-106.61046,31.53527],[-106.60937,31.53447],[-106.60825,31.53366],[-106.60713,31.53283],[-106.606,31.53201],[-106.60488,31.53119],[-106.60374,31.53035],[-106.60264,31.52955],[-106.60152,31.52873],[-106.60039,31.52791],[-106.59927,31.52709],[-106.59815,31.52627],[-106.59703,31.52545],[-106.59591,31.52463],[-106.59478,31.52381],[-106.59367,31.52299],[-106.59254,31.52217],[-106.59142,31.52135],[-106.5903,31.52054],[-106.58918,31.51971],[-106.58806,31.51889],[-106.58694,31.51806],[-106.58581,31.51725],[-106.58469,31.51642],[-106.58357,31.5156],[-106.58244,31.51478],[-106.58132,31.51396],[-106.5802,31.51314],[-106.57908,31.51232],[-106.57796,31.5115],[-106.57683,31.51068],[-106.57569,31.50984],[-106.5746,31.50904],[-106.57349,31.50823],[-106.57237,31.50741],[-106.57121,31.50657],[-106.57012,31.50577],[-106.56899,31.50494],[-106.56788,31.50412],[-106.56675,31.5033],[-106.56563,31.50248],[-106.56451,31.50166],[-106.56339,31.50084],[-106.56226,31.50001],[-106.56114,31.49919],[-106.56001,31.49837],[-106.55894,31.49758],[-106.55734,31.49757],[-106.55561,31.49758],[-106.5537,31.49758],[-106.55218,31.49757],[-106.55066,31.49756],[-106.54913,31.49756],[-106.54762,31.49755],[-106.54609,31.49755],[-106.54457,31.49754],[-106.54305,31.49754],[-106.54152,31.49753],[-106.54001,31.49753],[-106.53848,31.49753],[-106.53696,31.49753],[-106.53544,31.49753],[-106.53391,31.49752],[-106.53233,31.49752],[-106.53076,31.49752],[-106.52918,31.49751],[-106.5276,31.4975],[-106.52602,31.4975],[-106.52445,31.49749],[-106.52287,31.49749],[-106.52129,31.49749],[-106.51972,31.49748],[-106.51814,31.49748],[-106.51656,31.49747],[-106.51498,31.49747],[-106.51341,31.49746],[-106.51183,31.49746],[-106.51029,31.49745],[-106.50868,31.49745],[-106.5071,31.49744],[-106.50552,31.49744],[-106.50394,31.49743],[-106.50236,31.49743],[-106.50079,31.49742],[-106.49921,31.49742],[-106.49763,31.49741],[-106.49606,31.49741],[-106.49448,31.49741],[-106.4929,31.49738],[-106.49143,31.4974],[-106.48996,31.49739],[-106.48849,31.49739],[-106.48703,31.49738],[-106.48556,31.49738],[-106.48407,31.49737],[-106.48258,31.49736],[-106.48109,31.49736],[-106.47961,31.49736],[-106.47812,31.49735],[-106.47663,31.49734],[-106.47514,31.49735],[-106.47365,31.49733],[-106.47213,31.49733],[-106.47186,31.49723],[-106.47157,31.49725]]}}
Línea 115.0 kV | LineString | 115.0 kV | 1 |  |  | CFE |  |  |  |  | OpenStreetMap | {"type":"Feature","properties":{},"geometry":{"type":"LineString","coordinates":[[-106.01238,28.64682],[-106.01207,28.64705],[-106.01134,28.64684],[-106.01011,28.64648],[-106.00895,28.64613],[-106.00783,28.6458],[-106.00832,28.64492],[-106.00884,28.64403],[-106.00935,28.64314],[-106.00961,28.64271],[-106.01002,28.6419],[-106.01005,28.64133],[-106.01063,28.64032],[-106.01121,28.63931],[-106.01162,28.63861]]}}
Línea 115.0 kV | LineString | 115.0 kV | 1 |  |  | CFE |  |  |  |  | OpenStreetMap | {"type":"Feature","properties":{},"geometry":{"type":"LineString","coordinates":[[-105.9956,28.61366],[-105.99543,28.61328],[-105.99523,28.61275],[-105.99378,28.61332],[-105.99154,28.61417],[-105.99075,28.61526],[-105.98995,28.61636],[-105.9888,28.61797],[-105.98764,28.61954],[-105.98646,28.62118],[-105.98566,28.6223],[-105.98458,28.6238],[-105.98338,28.62545],[-105.98263,28.62649],[-105.98145,28.62813],[-105.98035,28.62965],[-105.97911,28.63136],[-105.9779,28.63305],[-105.97687,28.63446],[-105.97578,28.636],[-105.97479,28.63737],[-105.97432,28.63803],[-105.97522,28.63974],[-105.97611,28.64147],[-105.97697,28.64315],[-105.97789,28.64493],[-105.97831,28.64571],[-105.97783,28.64637]]}}
Línea 115.0 kV | LineString | 115.0 kV | 1 |  |  | CFE |  |  |  |  | OpenStreetMap | {"type":"Feature","properties":{},"geometry":{"type":"LineString","coordinates":[[-105.97783,28.64637],[-105.97863,28.64631],[-105.9788,28.64664],[-105.97964,28.64829],[-105.98034,28.64961],[-105.98132,28.65152],[-105.98158,28.65203],[-105.98253,28.65383],[-105.98343,28.65561],[-105.98437,28.65744],[-105.98528,28.65915],[-105.98624,28.66095],[-105.98717,28.66276],[-105.98811,28.66456],[-105.989,28.66624],[-105.98972,28.66768],[-105.9906,28.66936],[-105.99149,28.67108],[-105.99238,28.67278],[-105.99308,28.67412],[-105.99402,28.67592],[-105.99498,28.67777],[-105.99575,28.67925],[-105.99669,28.68105],[-105.99769,28.68298],[-105.99825,28.68406],[-105.99926,28.68599],[-106.00024,28.68787],[-106.00114,28.68959],[-106.00201,28.69128],[-106.00298,28.69312],[-106.00394,28.69498],[-106.00483,28.69667],[-106.00414,28.69799],[-106.00341,28.69942],[-106.00254,28.70107],[-106.00166,28.70279],[-106.00083,28.70437],[-105.99991,28.70616],[-105.99935,28.70724],[-105.99853,28.70882],[-105.99763,28.71054],[-105.99687,28.71203],[-105.99564,28.71385],[-105.99443,28.71565],[-105.99373,28.71669],[-105.9925,28.71853],[-105.99149,28.72003],[-105.99034,28.72173],[-105.98953,28.72296],[-105.98845,28.72456],[-105.98751,28.72595],[-105.98658,28.72734],[-105.98564,28.72874],[-105.98467,28.73019],[-105.98472,28.73205],[-105.98475,28.73395],[-105.98479,28.73566],[-105.98482,28.73755],[-105.98447,28.73832],[-105.98402,28.73931],[-105.98436,28.74053],[-105.98459,28.74177],[-105.98431,28.74264],[-105.98378,28.74361],[-105.98311,28.74483],[-105.98223,28.74646],[-105.98132,28.74814],[-105.98041,28.74981],[-105.97954,28.75147],[-105.97879,28.75286],[-105.97777,28.75474],[-105.9768,28.75655],[-105.97592,28.75818],[-105.97502,28.75985],[-105.97404,28.76165],[-105.97465,28.76243],[-105.97421,28.76335],[-105.97309,28.76555],[-105.97216,28.7674],[-105.97123,28.76926],[-105.97043,28.77084],[-105.96964,28.77242],[-105.9687,28.77394],[-105.96753,28.77582],[-105.96681,28.77699],[-105.96565,28.77885],[-105.96497,28.78012],[-105.96397,28.78196],[-105.96303,28.7837],[-105.96213,28.78538],[-105.96119,28.78713],[-105.9602,28.78894],[-105.95923,28.79078],[-105.95822,28.79263],[-105.95739,28.79419],[-105.95637,28.79609],[-105.95559,28.79753],[-105.95455,28.79948],[-105.95397,28.80055],[-105.95343,28.80156],[-105.95281,28.80271],[-105.95103,28.8038],[-105.94927,28.80488],[-105.94784,28.80577],[-105.94612,28.80682],[-105.94441,28.80787],[-105.94287,28.80882],[-105.94128,28.80979],[-105.9398,28.8107],[-105.93814,28.81172],[-105.93661,28.81266],[-105.93495,28.81369],[-105.93342,28.81462],[-105.93202,28.81546],[-105.93022,28.81736],[-105.92888,28.81877],[-105.92705,28.82066],[-105.92467,28.82314],[-105.92423,28.82359],[-105.92396,28.82424],[-105.92332,28.82563],[-105.92283,28.82664],[-105.92243,28.82747],[-105.92206,28.82829],[-105.92179,28.82883],[-105.92136,28.82976],[-105.92228,28.83014],[-105.92198,28.83091],[-105.92168,28.83167],[-105.92138,28.83243],[-105.92108,28.8332],[-105.92078,28.83394],[-105.92056,28.83449],[-105.92035,28.83503],[-105.92003,28.83585],[-105.91944,28.83732],[-105.91906,28.83828],[-105.91875,28.83905],[-105.91846,28.83974],[-105.91819,28.84041],[-105.91785,28.84035]]}}
Línea 115.0 kV | LineString | 115.0 kV | 2 |  |  | CFE |  |  |  |  | OpenStreetMap | {"type":"Feature","properties":{},"geometry":{"type":"LineString","coordinates":[[-105.97783,28.64637],[-105.97816,28.64701],[-105.97847,28.64764],[-105.9788,28.64828],[-105.97913,28.64892],[-105.97952,28.64965],[-105.97996,28.65047],[-105.97998,28.65078],[-105.97967,28.6509]]}}
Línea 115.0 kV | LineString | 115.0 kV | 1 |  |  | CFE |  |  |  |  | OpenStreetMap | {"type":"Feature","properties":{},"geometry":{"type":"LineString","coordinates":[[-105.97945,28.65099],[-105.97963,28.65123],[-105.98007,28.65105],[-105.9803,28.65161],[-105.98043,28.65195],[-105.98039,28.6527],[-105.98039,28.65341],[-105.98038,28.65421],[-105.98038,28.65508],[-105.98038,28.65567],[-105.97959,28.65587],[-105.9787,28.65609],[-105.97792,28.65629],[-105.97712,28.65649],[-105.97703,28.6562],[-105.97656,28.65633]]}}
Línea 115.0 kV | LineString | 115.0 kV | 2 |  |  | CFE |  |  |  |  | OpenStreetMap | {"type":"Feature","properties":{},"geometry":{"type":"LineString","coordinates":[[-105.97945,28.65099],[-105.97959,28.65094]]}}
Línea 115.0 kV | LineString | 115.0 kV | 1 |  |  | CFE |  |  |  |  | OpenStreetMap | {"type":"Feature","properties":{},"geometry":{"type":"LineString","coordinates":[[-105.97945,28.65099],[-105.97921,28.65108]]}}
Línea 115.0 kV | LineString | 115.0 kV | 1 |  |  | CFE |  |  |  |  | OpenStreetMap | {"type":"Feature","properties":{},"geometry":{"type":"LineString","coordinates":[[-105.97317,28.65229],[-105.97304,28.65187]]}}
Línea 115.0 kV | LineString | 115.0 kV | 1 |  |  | CFE |  |  |  |  | OpenStreetMap | {"type":"Feature","properties":{},"geometry":{"type":"LineString","coordinates":[[-105.97191,28.64944],[-105.97171,28.64887],[-105.97212,28.64878]]}}
Línea 115.0 kV | LineString | 115.0 kV | 1 |  |  | CFE |  |  |  |  | OpenStreetMap | {"type":"Feature","properties":{},"geometry":{"type":"LineString","coordinates":[[-105.97317,28.65229],[-105.97277,28.65202],[-105.97234,28.65073],[-105.97191,28.64944],[-105.97225,28.64937]]}}
Línea 115.0 kV | LineString | 115.0 kV | 2 |  |  | CFE |  |  |  |  | OpenStreetMap | {"type":"Feature","properties":{},"geometry":{"type":"LineString","coordinates":[[-105.97332,28.66047],[-105.97299,28.66065],[-105.97261,28.66076]]}}
Línea 115.0 kV | LineString | 115.0 kV | 1 |  |  | CFE |  |  |  |  | OpenStreetMap | {"type":"Feature","properties":{},"geometry":{"type":"LineString","coordinates":[[-105.97332,28.66047],[-105.97282,28.66056],[-105.97257,28.66063]]}}
Línea 115.0 kV | LineString | 115.0 kV | 3 |  |  | CFE |  |  |  |  | OpenStreetMap | {"type":"Feature","properties":{},"geometry":{"type":"LineString","coordinates":[[-105.97084,28.65285],[-105.97125,28.65414],[-105.97168,28.65542],[-105.9721,28.6567],[-105.97251,28.65798],[-105.97293,28.65927],[-105.97332,28.66047]]}}
Línea 115.0 kV | LineString | 115.0 kV | 1 |  |  | CFE |  |  |  |  | OpenStreetMap | {"type":"Feature","properties":{},"geometry":{"type":"LineString","coordinates":[[-105.97084,28.65285],[-105.9723,28.65246],[-105.97317,28.65229],[-105.97445,28.65196],[-105.97566,28.65163],[-105.97687,28.65132],[-105.97808,28.651],[-105.97935,28.65067],[-105.97945,28.65099]]}}
Línea 115.0 kV | LineString | 115.0 kV | 2 |  |  | CFE |  |  |  |  | OpenStreetMap | {"type":"Feature","properties":{},"geometry":{"type":"LineString","coordinates":[[-105.9504,28.64103],[-105.95064,28.64131],[-105.95082,28.64152],[-105.94977,28.64225],[-105.94936,28.64346],[-105.94895,28.64466],[-105.94853,28.64589],[-105.94831,28.64649],[-105.94922,28.64629],[-105.95042,28.64602],[-105.95151,28.64577],[-105.95177,28.64655],[-105.95281,28.64628],[-105.95309,28.64717],[-105.95332,28.64785],[-105.95484,28.64745],[-105.95637,28.64705],[-105.9579,28.64665],[-105.95944,28.64624],[-105.96097,28.64584],[-105.9625,28.64544],[-105.96405,28.64503],[-105.96557,28.64463],[-105.9669,28.6443],[-105.96745,28.64416],[-105.96794,28.64402],[-105.96815,28.64465],[-105.96832,28.64513],[-105.96867,28.64613],[-105.9691,28.64747],[-105.96955,28.64882],[-105.96999,28.65016],[-105.97042,28.65151],[-105.97084,28.65285]]}}
Línea 115.0 kV | LineString | 115.0 kV | 1 |  |  | CFE |  |  |  |  | OpenStreetMap | {"type":"Feature","properties":{},"geometry":{"type":"LineString","coordinates":[[-105.99564,28.6134],[-105.99499,28.6136],[-105.99341,28.61418],[-105.99303,28.61585],[-105.99254,28.61798],[-105.99199,28.62046],[-105.9937,28.62144],[-105.99588,28.6227],[-105.9979,28.62387],[-106.00013,28.62516],[-106.00247,28.62651],[-106.00442,28.62764],[-106.00666,28.62893],[-106.00731,28.62874],[-106.00964,28.63007],[-106.0117,28.63124],[-106.01371,28.63236],[-106.01583,28.63359],[-106.01811,28.63488],[-106.02008,28.63601],[-106.0223,28.63727],[-106.02454,28.63853],[-106.02682,28.63915],[-106.0293,28.63983],[-106.03137,28.64038],[-106.03336,28.64092],[-106.03421,28.6413],[-106.03484,28.64157],[-106.03563,28.64193],[-106.03663,28.64238],[-106.03749,28.64276],[-106.03826,28.64314],[-106.03903,28.64345],[-106.04039,28.64408],[-106.04102,28.64437],[-106.04228,28.64492],[-106.04339,28.64539],[-106.045,28.64714],[-106.04613,28.64834],[-106.04829,28.65062],[-106.04965,28.65207],[-106.05152,28.65402],[-106.05163,28.65409],[-106.05188,28.65377],[-106.05198,28.65385],[-106.05193,28.65395]]}}
Línea 115.0 kV | LineString | 115.0 kV | 1 |  |  | CFE |  |  |  |  | OpenStreetMap | {"type":"Feature","properties":{},"geometry":{"type":"LineString","coordinates":[[-106.05214,28.65417],[-106.0521,28.65457],[-106.05339,28.65522],[-106.05472,28.65582],[-106.05615,28.65643],[-106.05704,28.65671],[-106.05737,28.65683],[-106.05742,28.65677],[-106.05754,28.65663],[-106.05829,28.65588],[-106.05912,28.65506],[-106.05997,28.65422],[-106.06068,28.65351],[-106.06158,28.65424],[-106.06227,28.65478],[-106.06259,28.65553],[-106.06295,28.65633],[-106.06302,28.65646]]}}
Línea 115.0 kV | LineString | 115.0 kV | 1 |  |  | CFE |  |  |  |  | OpenStreetMap | {"type":"Feature","properties":{},"geometry":{"type":"LineString","coordinates":[[-106.05184,28.65433],[-106.05199,28.6544]]}}
Línea 115.0 kV | LineString | 115.0 kV | 3 |  |  | CFE |  |  |  |  | OpenStreetMap | {"type":"Feature","properties":{},"geometry":{"type":"LineString","coordinates":[[-106.05184,28.65433],[-106.05195,28.65407]]}}
Línea 115.0 kV | LineString | 115.0 kV | 4 |  |  | CFE |  |  |  |  | OpenStreetMap | {"type":"Feature","properties":{},"geometry":{"type":"LineString","coordinates":[[-106.05124,28.65532],[-106.05184,28.65433]]}}
Línea 115.0 kV | LineString | 115.0 kV | 4 |  |  | CFE |  |  |  |  | OpenStreetMap | {"type":"Feature","properties":{},"geometry":{"type":"LineString","coordinates":[[-106.04969,28.65768],[-106.05012,28.65702],[-106.05124,28.65532]]}}
Línea 115.0 kV | LineString | 115.0 kV | 1 |  |  | CFE |  |  |  |  | OpenStreetMap | {"type":"Feature","properties":{},"geometry":{"type":"LineString","coordinates":[[-106.03716,28.66568],[-106.0372,28.66539],[-106.03629,28.66479],[-106.03524,28.66407],[-106.03428,28.66342],[-106.03339,28.66277],[-106.03379,28.66208],[-106.03448,28.66088],[-106.03505,28.65989],[-106.03562,28.65889],[-106.03621,28.65788],[-106.0367,28.65691],[-106.04028,28.65612],[-106.041,28.65596],[-106.04376,28.6565],[-106.04536,28.65681],[-106.0495,28.65797],[-106.04969,28.65768]]}}
Línea 115.0 kV | LineString | 115.0 kV | 1 |  |  | CFE |  |  |  |  | OpenStreetMap | {"type":"Feature","properties":{},"geometry":{"type":"LineString","coordinates":[[-106.01318,28.64503],[-106.01388,28.64546],[-106.01332,28.64647],[-106.01285,28.64732],[-106.01237,28.64716],[-106.01248,28.64687]]}}
Línea 115.0 kV | LineString | 115.0 kV | 3 |  |  | CFE |  |  |  |  | OpenStreetMap | {"type":"Feature","properties":{},"geometry":{"type":"LineString","coordinates":[[-106.01318,28.64503],[-106.01488,28.64556],[-106.01635,28.64599],[-106.01758,28.64637],[-106.01906,28.64682],[-106.02034,28.64721],[-106.02192,28.64767],[-106.02351,28.64813],[-106.02346,28.64834],[-106.02268,28.6494],[-106.02214,28.65015],[-106.02134,28.65125],[-106.02053,28.65238],[-106.0198,28.65339],[-106.02031,28.65368],[-106.01975,28.65445],[-106.01915,28.65527],[-106.02046,28.65598],[-106.02173,28.65666],[-106.0235,28.65636],[-106.02462,28.65728],[-106.03039,28.65903],[-106.03233,28.65894],[-106.03317,28.65802],[-106.03412,28.65699],[-106.03583,28.6567],[-106.03705,28.65652],[-106.0386,28.65626],[-106.04003,28.65602],[-106.04113,28.65584],[-106.04266,28.65582],[-106.0442,28.65578],[-106.04522,28.65609],[-106.04618,28.65638],[-106.04712,28.65671],[-106.04806,28.65703],[-106.04969,28.65768]]}}
Línea 115.0 kV | LineString | 115.0 kV | 2 |  |  | CFE |  |  |  |  | OpenStreetMap | {"type":"Feature","properties":{},"geometry":{"type":"LineString","coordinates":[[-105.95105,28.64059],[-105.95132,28.64088],[-105.95178,28.64094]]}}
Línea 115.0 kV | LineString | 115.0 kV | 2 |  |  | CFE |  |  |  |  | OpenStreetMap | {"type":"Feature","properties":{},"geometry":{"type":"LineString","coordinates":[[-105.95082,28.64074],[-105.95118,28.64113],[-105.95178,28.64094]]}}
Línea 115.0 kV | LineString | 115.0 kV | 4 |  |  | CFE |  |  |  |  | OpenStreetMap | {"type":"Feature","properties":{},"geometry":{"type":"LineString","coordinates":[[-105.95178,28.64094],[-105.95302,28.6401],[-105.95437,28.63919],[-105.95641,28.6378],[-105.95706,28.63622],[-105.95704,28.63536],[-105.95862,28.63511],[-105.96004,28.63488],[-105.96105,28.63472],[-105.96199,28.63523],[-105.9627,28.63554],[-105.9634,28.6358],[-105.9651,28.63602],[-105.96662,28.63621],[-105.96828,28.63642],[-105.96973,28.63661],[-105.9709,28.63675],[-105.9719,28.63688]]}}
Línea 115.0 kV | LineString | 115.0 kV | 2 |  |  | CFE |  |  |  |  | OpenStreetMap | {"type":"Feature","properties":{},"geometry":{"type":"LineString","coordinates":[[-105.9719,28.63688],[-105.97216,28.6368],[-105.97338,28.63627],[-105.97477,28.63529],[-105.9758,28.63471],[-105.97673,28.63419]]}}
Línea 115.0 kV | LineString | 115.0 kV | 4 |  |  | CFE |  |  |  |  | OpenStreetMap | {"type":"Feature","properties":{},"geometry":{"type":"LineString","coordinates":[[-105.97673,28.63419],[-105.9776,28.63445],[-105.97902,28.63489],[-105.98053,28.63533],[-105.98212,28.63582],[-105.98361,28.63625],[-105.98522,28.63673],[-105.98667,28.63716],[-105.98831,28.63766],[-105.98976,28.63809],[-105.99139,28.63857],[-105.99302,28.63905],[-105.99453,28.63951],[-105.99616,28.63999],[-105.99741,28.64035],[-105.99884,28.64078],[-106.00057,28.6413],[-106.00235,28.64183],[-106.00334,28.64213],[-106.0048,28.64256],[-106.00609,28.64295],[-106.00802,28.64352],[-106.00976,28.64403],[-106.01074,28.64432],[-106.01236,28.6448],[-106.01318,28.64503]]}}
Línea 115.0 kV | LineString | 115.0 kV | 2 |  |  | CFE |  |  |  |  | OpenStreetMap | {"type":"Feature","properties":{},"geometry":{"type":"LineString","coordinates":[[-105.9719,28.63688],[-105.97231,28.63692],[-105.97363,28.63653],[-105.97498,28.63565],[-105.97586,28.6349],[-105.97673,28.63419]]}}
Línea 115.0 kV | LineString | 115.0 kV | 1 |  |  | CFE |  |  |  |  | OpenStreetMap | {"type":"Feature","properties":{},"geometry":{"type":"LineString","coordinates":[[-105.99581,28.61358],[-105.99557,28.61309],[-105.99401,28.61363],[-105.99312,28.61395],[-105.99264,28.61532],[-105.99206,28.61688],[-105.99139,28.61868],[-105.99066,28.62069],[-105.99017,28.62204],[-105.99199,28.62344],[-105.99285,28.6241],[-105.99431,28.62524],[-105.9959,28.62647],[-105.99751,28.62771],[-105.99891,28.6288],[-106.00058,28.63009],[-106.00199,28.63117],[-106.00339,28.63225],[-106.00506,28.63355],[-106.00666,28.63479],[-106.00828,28.63604],[-106.00947,28.63696],[-106.01162,28.63861],[-106.01251,28.63931],[-106.01401,28.64046],[-106.01469,28.63977],[-106.01482,28.63958]]}}
Línea 115.0 kV | LineString | 115.0 kV | 2 |  |  | CFE |  |  |  |  | OpenStreetMap | {"type":"Feature","properties":{},"geometry":{"type":"LineString","coordinates":[[-106.00481,28.60275],[-106.00492,28.60195],[-106.00455,28.60194]]}}
Línea 115.0 kV | LineString | 115.0 kV | 1 |  |  | CFE |  |  |  |  | OpenStreetMap | {"type":"Feature","properties":{},"geometry":{"type":"LineString","coordinates":[[-106.00481,28.60275],[-106.00542,28.60276],[-106.00693,28.60277],[-106.00904,28.60279],[-106.01127,28.6028],[-106.01301,28.60282],[-106.01525,28.60284],[-106.0171,28.60286],[-106.01906,28.60288],[-106.02115,28.6029],[-106.02348,28.60292],[-106.0258,28.60293],[-106.02808,28.60295],[-106.03063,28.60298],[-106.03186,28.60299],[-106.03308,28.60299],[-106.03556,28.60301],[-106.03732,28.60303],[-106.04084,28.60305]]}}
Línea 115.0 kV | LineString | 115.0 kV | 1 |  |  | CFE |  |  |  |  | OpenStreetMap | {"type":"Feature","properties":{},"geometry":{"type":"LineString","coordinates":[[-105.99594,28.61379],[-105.99629,28.61369],[-105.99721,28.61335],[-105.99839,28.61296],[-105.99793,28.61201],[-105.99748,28.61106],[-105.99786,28.61011],[-105.99814,28.60942],[-105.99844,28.60872],[-105.99871,28.60802],[-105.99907,28.60709],[-105.99954,28.60598],[-106.0002,28.60434],[-106.00048,28.60366],[-106.00087,28.6027],[-106.00198,28.60271],[-106.00288,28.60272],[-106.00379,28.60273],[-106.00481,28.60275]]}}
Línea 115.0 kV | LineString | 115.0 kV | 1 |  |  | CFE |  |  |  |  | OpenStreetMap | {"type":"Feature","properties":{},"geometry":{"type":"LineString","coordinates":[[-105.50474,27.86781],[-105.50347,27.86658],[-105.50232,27.86531],[-105.50118,27.86405],[-105.50007,27.86281],[-105.49924,27.86189],[-105.49865,27.86124],[-105.49839,27.86094],[-105.49815,27.86067],[-105.49853,27.8589],[-105.49886,27.85722],[-105.49912,27.856],[-105.49931,27.85506],[-105.49823,27.85388],[-105.49766,27.85259],[-105.49756,27.85258]]}}
Línea 115.0 kV | LineString | 115.0 kV | 1 |  |  | CFE |  |  |  |  | OpenStreetMap | {"type":"Feature","properties":{},"geometry":{"type":"LineString","coordinates":[[-105.50474,27.86781],[-105.50456,27.86799],[-105.50495,27.86881],[-105.50481,27.86924]]}}
Línea 115.0 kV | LineString | 115.0 kV | 1 |  |  | CFE |  |  |  |  | OpenStreetMap | {"type":"Feature","properties":{},"geometry":{"type":"LineString","coordinates":[[-105.70191,28.07428],[-105.70247,28.07455],[-105.70268,28.07446],[-105.70346,28.07383],[-105.70321,28.07357],[-105.70282,28.07316],[-105.70147,28.07177],[-105.70021,28.07048],[-105.69888,28.06912],[-105.69754,28.06774],[-105.69622,28.06637],[-105.69483,28.06497],[-105.69343,28.06351],[-105.69211,28.06215],[-105.69075,28.06075],[-105.68955,28.05952],[-105.68822,28.05814],[-105.68687,28.05676],[-105.6855,28.05534],[-105.68461,28.05442],[-105.68344,28.05322],[-105.68211,28.05186],[-105.6809,28.05061],[-105.67992,28.04961],[-105.67905,28.04872],[-105.67816,28.0478],[-105.67691,28.04649],[-105.67557,28.04512],[-105.67424,28.04376],[-105.6729,28.04238],[-105.67156,28.041],[-105.67024,28.03964],[-105.66891,28.03827],[-105.66757,28.0369],[-105.66624,28.03553],[-105.66496,28.03421],[-105.66363,28.03284],[-105.66255,28.03174],[-105.66137,28.03051],[-105.66006,28.02917],[-105.65873,28.0278],[-105.65739,28.02642],[-105.65606,28.02504],[-105.65523,28.0242],[-105.65381,28.02277],[-105.65259,28.02151],[-105.65156,28.02045],[-105.65027,28.01912],[-105.6489,28.01768],[-105.64763,28.01639],[-105.64629,28.01502],[-105.64495,28.01366],[-105.64361,28.01229],[-105.6423,28.01092],[-105.64098,28.00955],[-105.63965,28.00816],[-105.63832,28.00681],[-105.63697,28.00544],[-105.63563,28.00408],[-105.63433,28.00269],[-105.63301,28.00131],[-105.63168,27.99995],[-105.63041,27.99865],[-105.62908,27.99728],[-105.62775,27.99592],[-105.62648,27.99461],[-105.62511,27.99321],[-105.62403,27.99209],[-105.62299,27.99101],[-105.62167,27.98964],[-105.62034,27.98825],[-105.61898,27.98686],[-105.61766,27.98549],[-105.61633,27.98412],[-105.615,27.98276],[-105.61368,27.98138],[-105.61236,27.98],[-105.61103,27.97861],[-105.60972,27.97724],[-105.60835,27.9759],[-105.60702,27.97453],[-105.6057,27.97317],[-105.60435,27.97178],[-105.60304,27.9704],[-105.60171,27.96903],[-105.60039,27.96766],[-105.59915,27.9664],[-105.59783,27.96503],[-105.59648,27.96365],[-105.59514,27.96229],[-105.59383,27.96093],[-105.5925,27.95955],[-105.59117,27.95818],[-105.58984,27.95682],[-105.58854,27.9555],[-105.58721,27.95409],[-105.58589,27.95274],[-105.58453,27.95134],[-105.58319,27.94998],[-105.58187,27.94861],[-105.58057,27.94726],[-105.57923,27.94586],[-105.57788,27.94447],[-105.57657,27.9431],[-105.57524,27.94172],[-105.57391,27.94034],[-105.57258,27.93896],[-105.57125,27.93759],[-105.56991,27.93622],[-105.5686,27.93488],[-105.56724,27.93351],[-105.56598,27.93223],[-105.56461,27.93073],[-105.56329,27.92936],[-105.562,27.92803],[-105.56063,27.92662],[-105.55931,27.92526],[-105.55797,27.92391],[-105.55665,27.92253],[-105.55533,27.92115],[-105.554,27.91978],[-105.55268,27.9184],[-105.55135,27.91704],[-105.55003,27.91568],[-105.5487,27.91431],[-105.54737,27.91295],[-105.54605,27.91159],[-105.54471,27.91021],[-105.54344,27.9089],[-105.54207,27.90748],[-105.54074,27.9061],[-105.53941,27.90473],[-105.53809,27.90336],[-105.53675,27.90198],[-105.53543,27.90061],[-105.53411,27.89925],[-105.53277,27.89787],[-105.53144,27.8965],[-105.53011,27.89513],[-105.52879,27.89374],[-105.52749,27.89238],[-105.52622,27.89105],[-105.5249,27.88969],[-105.52358,27.88832],[-105.52223,27.88692],[-105.52089,27.88554],[-105.51957,27.88417],[-105.51826,27.88281],[-105.51693,27.88143],[-105.51559,27.88005],[-105.51433,27.87865],[-105.51305,27.87723],[-105.5118,27.87584],[-105.51059,27.8745],[-105.50931,27.87308],[-105.50805,27.87167],[-105.50626,27.86969],[-105.50576,27.86912],[-105.50474,27.86781]]}}
Línea 115.0 kV | LineString | 115.0 kV | 1 |  |  | CFE |  |  |  |  | OpenStreetMap | {"type":"Feature","properties":{},"geometry":{"type":"LineString","coordinates":[[-105.44474,28.16736],[-105.44568,28.16725]]}}
Línea 115.0 kV | LineString | 115.0 kV | 1 |  |  | CFE |  |  |  |  | OpenStreetMap | {"type":"Feature","properties":{},"geometry":{"type":"LineString","coordinates":[[-105.44473,28.16718],[-105.44568,28.16725]]}}
Línea 115.0 kV | LineString | 115.0 kV | 1 |  |  | CFE |  |  |  |  | OpenStreetMap | {"type":"Feature","properties":{},"geometry":{"type":"LineString","coordinates":[[-105.44948,28.18116],[-105.44894,28.18056],[-105.44826,28.17985],[-105.44764,28.17923],[-105.44701,28.17862],[-105.44639,28.17799],[-105.44576,28.17734],[-105.44511,28.17677],[-105.44462,28.17618],[-105.44416,28.17557],[-105.44385,28.17495],[-105.44416,28.17495]]}}
Línea 115.0 kV | LineString | 115.0 kV | 1 |  |  | CFE |  |  |  |  | OpenStreetMap | {"type":"Feature","properties":{},"geometry":{"type":"LineString","coordinates":[[-105.48926,28.17423],[-105.48949,28.17399],[-105.48989,28.17364],[-105.49092,28.17424],[-105.49141,28.17453],[-105.49189,28.17481],[-105.49241,28.17513],[-105.49279,28.17534],[-105.49297,28.17561],[-105.49304,28.17581],[-105.49324,28.17632],[-105.49347,28.17686],[-105.49371,28.17742],[-105.49393,28.17796],[-105.49437,28.17897],[-105.49437,28.18004],[-105.49437,28.18067],[-105.49439,28.1813],[-105.49439,28.18193],[-105.4944,28.18255],[-105.49441,28.18341],[-105.49431,28.18409],[-105.49432,28.18465],[-105.49432,28.18522],[-105.49432,28.18577],[-105.49432,28.18646],[-105.49433,28.18713],[-105.49435,28.18782],[-105.49436,28.18851],[-105.49434,28.18941],[-105.49432,28.1903],[-105.49434,28.19107],[-105.49447,28.19183],[-105.49462,28.19261],[-105.49476,28.19338],[-105.49496,28.19426],[-105.4951,28.19507],[-105.49526,28.19589],[-105.49538,28.19667],[-105.49554,28.1975],[-105.49568,28.19832],[-105.49583,28.19914],[-105.49599,28.2],[-105.49613,28.20077],[-105.49628,28.20157],[-105.49642,28.20237],[-105.49657,28.20318],[-105.49672,28.20398],[-105.49686,28.20478],[-105.49702,28.20559],[-105.49718,28.20639],[-105.49733,28.20721],[-105.49747,28.20796],[-105.4976,28.20872],[-105.49775,28.20948],[-105.4979,28.2103],[-105.49804,28.21101],[-105.49818,28.21177],[-105.49834,28.21254],[-105.49847,28.2133],[-105.49861,28.2141],[-105.49876,28.21491],[-105.49891,28.21571],[-105.49905,28.21651],[-105.49912,28.21707],[-105.49928,28.21788],[-105.49941,28.21854],[-105.49956,28.21925],[-105.49969,28.21991],[-105.49984,28.22069],[-105.50001,28.22152],[-105.5001,28.22228],[-105.50024,28.22304],[-105.50038,28.2238],[-105.50052,28.22456],[-105.50066,28.22532],[-105.50081,28.22611],[-105.50097,28.22693],[-105.50111,28.22774],[-105.50126,28.22853],[-105.5014,28.22933],[-105.50154,28.22993],[-105.5017,28.23052],[-105.50173,28.23126],[-105.50175,28.23192],[-105.50178,28.23275],[-105.50182,28.2335],[-105.50186,28.2344],[-105.50289,28.2353],[-105.50383,28.23634],[-105.50487,28.23749],[-105.50557,28.2382],[-105.50638,28.23903],[-105.50695,28.2396],[-105.50752,28.24018],[-105.50808,28.24076],[-105.50865,28.24133],[-105.50922,28.2419],[-105.5097,28.24238],[-105.5103,28.243],[-105.51091,28.2436],[-105.51151,28.24421],[-105.51217,28.24488],[-105.51264,28.24536],[-105.51321,28.24595],[-105.51331,28.24605],[-105.51325,28.24633],[-105.51382,28.24689],[-105.51434,28.24743],[-105.51506,28.24815],[-105.51577,28.24868],[-105.51687,28.24799],[-105.51776,28.24724],[-105.51829,28.24681],[-105.51883,28.24638],[-105.51937,28.24594],[-105.51991,28.24551],[-105.52055,28.24505],[-105.52119,28.24458],[-105.52173,28.24506],[-105.52228,28.24553],[-105.52281,28.24599],[-105.52336,28.24647],[-105.524,28.24683],[-105.52459,28.24741],[-105.52516,28.248],[-105.52574,28.24859],[-105.52632,28.24918],[-105.52692,28.24977],[-105.52752,28.25038],[-105.52811,28.25098],[-105.52855,28.25146],[-105.52915,28.25205],[-105.52975,28.25265],[-105.53035,28.25324],[-105.53093,28.25382],[-105.5315,28.25439],[-105.53207,28.25497],[-105.53263,28.25554],[-105.5332,28.25612],[-105.53375,28.25669],[-105.53431,28.25727],[-105.53479,28.25776],[-105.53525,28.25825],[-105.5357,28.25871],[-105.53617,28.2592],[-105.53664,28.25967],[-105.53724,28.2603],[-105.53784,28.26092],[-105.53844,28.26153],[-105.53904,28.26215],[-105.53964,28.26278],[-105.54018,28.26332],[-105.54078,28.26394],[-105.54138,28.26455],[-105.54198,28.26517],[-105.54252,28.26583],[-105.54313,28.26645],[-105.54372,28.26706],[-105.54418,28.26754],[-105.54478,28.26816],[-105.54519,28.26859],[-105.54561,28.26902],[-105.54561,28.26978],[-105.54561,28.27056],[-105.54559,28.27132],[-105.54561,28.2721],[-105.54561,28.27288],[-105.5456,28.27364],[-105.54561,28.27442],[-105.54562,28.27519],[-105.54561,28.27596],[-105.54561,28.27674],[-105.54561,28.27751],[-105.54562,28.27828],[-105.54561,28.27909],[-105.5456,28.27986],[-105.5456,28.28062],[-105.54559,28.28139],[-105.54558,28.28215],[-105.5456,28.28293],[-105.54558,28.28351],[-105.54542,28.28438],[-105.54545,28.28508],[-105.54572,28.28614],[-105.54573,28.28689],[-105.54574,28.28754],[-105.54574,28.28836],[-105.54574,28.28917],[-105.54574,28.28998],[-105.54575,28.2908],[-105.54575,28.29164],[-105.54574,28.29241],[-105.54576,28.29322],[-105.54576,28.29406],[-105.54577,28.29485],[-105.54577,28.29549],[-105.54577,28.29612],[-105.54578,28.29675],[-105.54578,28.29738],[-105.54578,28.2981],[-105.54579,28.29881],[-105.54579,28.29959],[-105.54579,28.30036],[-105.54579,28.30114],[-105.54579,28.30192],[-105.5458,28.30269],[-105.5458,28.30338],[-105.5458,28.30417],[-105.5458,28.30496],[-105.54581,28.30576],[-105.54581,28.30656],[-105.54581,28.30736],[-105.54581,28.308],[-105.54581,28.3088],[-105.54583,28.3096],[-105.54582,28.31039],[-105.54582,28.3112],[-105.54582,28.312],[-105.54541,28.31247],[-105.54542,28.31313],[-105.54543,28.31378],[-105.54543,28.31451],[-105.54542,28.31524],[-105.54542,28.31596],[-105.54541,28.31669],[-105.54542,28.31743],[-105.54543,28.31815],[-105.5454,28.31882],[-105.54544,28.31923],[-105.54544,28.31996],[-105.54544,28.32067],[-105.54545,28.32149],[-105.54544,28.3223],[-105.54544,28.32332],[-105.54547,28.32449],[-105.54545,28.32553],[-105.54437,28.32567],[-105.54437,28.32588],[-105.54454,28.3259]]}}
Línea 115.0 kV | LineString | 115.0 kV | 1 |  |  | CFE |  |  |  |  | OpenStreetMap | {"type":"Feature","properties":{},"geometry":{"type":"LineString","coordinates":[[-105.50738,28.29893],[-105.50827,28.2998],[-105.5106,28.30153],[-105.51346,28.30362],[-105.51618,28.30561],[-105.51897,28.30765],[-105.52183,28.30975],[-105.52451,28.3117],[-105.52742,28.31384],[-105.53018,28.31585],[-105.53279,28.31776],[-105.53572,28.3199],[-105.5385,28.32194],[-105.54133,28.32401],[-105.54401,28.32597],[-105.54453,28.326]]}}
Línea 115.0 kV | LineString | 115.0 kV | 2 |  |  | CFE |  |  |  |  | OpenStreetMap | {"type":"Feature","properties":{},"geometry":{"type":"LineString","coordinates":[[-105.50738,28.29893],[-105.50795,28.2983],[-105.5085,28.2977],[-105.5088,28.29738]]}}
Línea 115.0 kV | LineString | 115.0 kV | 1 |  |  | CFE |  |  |  |  | OpenStreetMap | {"type":"Feature","properties":{},"geometry":{"type":"LineString","coordinates":[[-105.46944,28.27669],[-105.47086,28.27735],[-105.47223,28.27795],[-105.4736,28.27855],[-105.47497,28.27915],[-105.47634,28.27976],[-105.47771,28.28036],[-105.47909,28.28096],[-105.48051,28.28158],[-105.48183,28.28216],[-105.48319,28.28276],[-105.48456,28.28336],[-105.48594,28.28397],[-105.4874,28.28461],[-105.48863,28.28544],[-105.49131,28.28741],[-105.49308,28.28822],[-105.49496,28.28906],[-105.49637,28.28971],[-105.49744,28.29189],[-105.49979,28.29361],[-105.50247,28.29557],[-105.50502,28.29744],[-105.50624,28.29834],[-105.50738,28.29893]]}}
Línea 115.0 kV | LineString | 115.0 kV | 2 |  |  | CFE |  |  |  |  | OpenStreetMap | {"type":"Feature","properties":{},"geometry":{"type":"LineString","coordinates":[[-105.46944,28.27669],[-105.46957,28.27643],[-105.46942,28.27628]]}}
Línea 115.0 kV | LineString | 115.0 kV | 1 |  |  | CFE |  |  |  |  | OpenStreetMap | {"type":"Feature","properties":{},"geometry":{"type":"LineString","coordinates":[[-105.43472,28.19567],[-105.43496,28.19567],[-105.43499,28.19616],[-105.43525,28.19726],[-105.43557,28.19861],[-105.43597,28.20026],[-105.4362,28.20133],[-105.43654,28.20276],[-105.43693,28.20418],[-105.43725,28.2057],[-105.43761,28.20706],[-105.43796,28.20846],[-105.43826,28.20974],[-105.43861,28.21132],[-105.43896,28.21276],[-105.43929,28.21423],[-105.43997,28.21705],[-105.44072,28.22026],[-105.44148,28.22346],[-105.44226,28.22676],[-105.443,28.22984],[-105.4437,28.23268],[-105.44436,28.23402],[-105.4449,28.23512],[-105.44434,28.23541],[-105.44465,28.23666],[-105.44496,28.23804],[-105.4453,28.23941],[-105.44563,28.24084],[-105.44598,28.24224],[-105.4463,28.24358],[-105.44662,28.24498],[-105.44695,28.2464],[-105.4473,28.24773],[-105.44927,28.25056],[-105.45124,28.25346],[-105.45374,28.25699],[-105.45645,28.26083],[-105.4584,28.26358],[-105.46026,28.26624],[-105.46195,28.26862],[-105.46406,28.27165],[-105.46615,28.27462],[-105.46795,28.27716],[-105.46944,28.27669]]}}
Línea 115.0 kV | LineString | 115.0 kV | 1 |  |  | CFE |  |  |  |  | OpenStreetMap | {"type":"Feature","properties":{},"geometry":{"type":"LineString","coordinates":[[-105.44948,28.18116],[-105.4488,28.18156],[-105.44927,28.18228],[-105.44853,28.18264],[-105.44876,28.18308],[-105.44744,28.18363],[-105.44594,28.18427],[-105.44451,28.18488],[-105.44306,28.1855],[-105.44162,28.18611],[-105.44019,28.18672],[-105.43876,28.18733],[-105.43728,28.18796],[-105.43583,28.18857],[-105.43468,28.18907],[-105.43293,28.1898],[-105.43404,28.19252],[-105.43492,28.19476],[-105.43497,28.19549],[-105.43473,28.19549]]}}
Línea 115.0 kV | LineString | 115.0 kV | 1 |  |  | CFE |  |  |  |  | OpenStreetMap | {"type":"Feature","properties":{},"geometry":{"type":"LineString","coordinates":[[-105.45045,28.18219],[-105.44992,28.18159],[-105.44948,28.18116]]}}
Línea 115.0 kV | LineString | 115.0 kV | 1 |  |  | CFE |  |  |  |  | OpenStreetMap | {"type":"Feature","properties":{},"geometry":{"type":"LineString","coordinates":[[-105.44475,28.16752],[-105.44505,28.16757],[-105.44573,28.16755],[-105.44631,28.16753],[-105.44713,28.16874],[-105.4479,28.1699],[-105.44862,28.17096],[-105.44935,28.17202],[-105.45012,28.17314],[-105.45014,28.17443],[-105.45015,28.17582],[-105.45014,28.17701],[-105.45022,28.17851],[-105.45022,28.17996],[-105.45023,28.18143],[-105.45045,28.18219]]}}
Línea 115.0 kV | LineString | 115.0 kV | 1 |  |  | CFE |  |  |  |  | OpenStreetMap | {"type":"Feature","properties":{},"geometry":{"type":"LineString","coordinates":[[-105.44474,28.16744],[-105.44634,28.16739],[-105.44649,28.16758],[-105.44703,28.16835],[-105.44762,28.1693],[-105.44826,28.17022],[-105.44893,28.17117],[-105.44958,28.17213],[-105.45011,28.17293],[-105.45063,28.17371],[-105.45105,28.17432],[-105.45154,28.17503],[-105.45193,28.17561],[-105.45313,28.17568],[-105.45327,28.1768],[-105.45336,28.17773],[-105.45344,28.17871],[-105.45343,28.17963],[-105.45343,28.18063],[-105.45361,28.18084],[-105.4543,28.18055],[-105.45517,28.18016],[-105.45605,28.17978],[-105.45695,28.1794],[-105.45784,28.17901],[-105.45874,28.17864],[-105.45962,28.17826],[-105.46055,28.17786],[-105.46152,28.17745],[-105.46261,28.17698],[-105.46366,28.17653],[-105.4644,28.17624],[-105.46539,28.1758],[-105.466,28.17553],[-105.46672,28.17523],[-105.46746,28.17492],[-105.46831,28.17456],[-105.46898,28.17427],[-105.46979,28.17392],[-105.47063,28.17357],[-105.47143,28.17322],[-105.47219,28.1729],[-105.47278,28.17263],[-105.47341,28.17237],[-105.47416,28.17235],[-105.47489,28.17212],[-105.47564,28.17187],[-105.47604,28.1717],[-105.47701,28.17128],[-105.47794,28.17089],[-105.47876,28.17054],[-105.47997,28.17002],[-105.48135,28.16944],[-105.48224,28.16907],[-105.4828,28.16954],[-105.4839,28.17018],[-105.48476,28.17068],[-105.48595,28.17137],[-105.48688,28.17192],[-105.48781,28.17247],[-105.48877,28.17303],[-105.4895,28.17342],[-105.48934,28.17391],[-105.48914,28.17412]]}}
Línea 115.0 kV | LineString | 115.0 kV | 1 |  |  | CFE |  |  |  |  | OpenStreetMap | {"type":"Feature","properties":{},"geometry":{"type":"LineString","coordinates":[[-105.50869,28.29705],[-105.50891,28.29678],[-105.50926,28.297],[-105.50997,28.29748],[-105.51053,28.29842],[-105.51103,28.29866],[-105.51122,28.29845],[-105.51095,28.2983]]}}
Línea 115.0 kV | LineString | 115.0 kV | 1 |  |  | CFE |  |  |  |  | OpenStreetMap | {"type":"Feature","properties":{},"geometry":{"type":"LineString","coordinates":[[-105.06534,27.65839],[-105.06555,27.65853],[-105.06657,27.65759],[-105.06654,27.65629],[-105.06645,27.65485],[-105.06638,27.65343],[-105.06629,27.65251],[-105.06618,27.65081],[-105.0661,27.64905],[-105.06599,27.64742],[-105.06589,27.64571],[-105.0658,27.64412],[-105.06569,27.64244],[-105.06565,27.64101],[-105.06553,27.63922],[-105.0642,27.63829],[-105.06288,27.63736],[-105.06132,27.63629],[-105.05978,27.63521],[-105.05826,27.63414],[-105.05672,27.63306],[-105.05551,27.63221],[-105.0539,27.6311],[-105.05238,27.63005],[-105.05085,27.62897],[-105.04934,27.6279],[-105.04749,27.62662],[-105.04603,27.62558],[-105.04479,27.62472],[-105.04317,27.6236],[-105.04172,27.62257],[-105.04029,27.62161],[-105.03836,27.62025],[-105.03731,27.61948],[-105.03588,27.61842],[-105.03399,27.61715],[-105.03247,27.61607],[-105.0312,27.61521],[-105.02959,27.61408],[-105.02803,27.61299],[-105.02685,27.61218],[-105.02532,27.61108],[-105.02371,27.60997],[-105.02215,27.60888],[-105.0207,27.60787],[-105.0191,27.60676],[-105.01739,27.60555],[-105.01586,27.60448],[-105.01416,27.60327],[-105.01264,27.60223],[-105.01163,27.60152],[-105.01035,27.60064],[-105.00948,27.59999],[-105.00786,27.59885],[-105.00622,27.59768],[-105.00442,27.59645],[-105.00383,27.59602],[-105.00225,27.59491],[-105.00071,27.59385],[-104.99905,27.59267],[-104.99739,27.59152],[-104.99572,27.59035],[-104.99399,27.58912],[-104.99238,27.58799],[-104.99143,27.58737],[-104.99062,27.58681],[-104.98973,27.58618],[-104.98874,27.58548],[-104.98778,27.5848],[-104.98699,27.58425],[-104.98618,27.58369],[-104.98514,27.58298],[-104.98413,27.58224],[-104.9831,27.58152],[-104.98226,27.58087],[-104.98073,27.5798],[-104.97918,27.57873],[-104.9782,27.57804],[-104.9769,27.57712],[-104.97643,27.57679],[-104.97562,27.57629],[-104.97465,27.57559],[-104.97369,27.57493],[-104.9728,27.57431],[-104.97194,27.5737],[-104.97103,27.57306],[-104.97009,27.5724],[-104.96918,27.57176],[-104.96839,27.57121],[-104.96756,27.57063],[-104.96681,27.57012],[-104.96602,27.56951],[-104.96441,27.56836],[-104.96284,27.56724],[-104.96134,27.56621],[-104.95965,27.56505],[-104.95828,27.56374],[-104.95703,27.56256],[-104.95616,27.56173],[-104.9555,27.56079],[-104.95483,27.55984],[-104.9543,27.55909],[-104.95385,27.5584],[-104.9534,27.55768],[-104.95284,27.5568],[-104.95296,27.55672],[-104.95389,27.55605],[-104.95473,27.55547],[-104.95558,27.55487],[-104.95625,27.55444],[-104.95764,27.55315],[-104.95863,27.55221],[-104.95816,27.55042],[-104.95773,27.54874],[-104.95729,27.5471],[-104.95685,27.54546],[-104.95619,27.54383],[-104.95551,27.54222],[-104.95487,27.5406],[-104.95425,27.5391],[-104.95564,27.53799],[-104.95718,27.53675],[-104.95846,27.53573],[-104.96014,27.53438],[-104.95912,27.53286],[-104.95819,27.53145],[-104.95725,27.53001],[-104.95629,27.52856],[-104.9554,27.52724],[-104.95443,27.52574],[-104.95364,27.52454],[-104.95282,27.52332],[-104.95264,27.52218],[-104.95244,27.52093],[-104.95222,27.51967],[-104.95202,27.51841],[-104.95167,27.51666],[-104.95132,27.51498],[-104.95097,27.51326],[-104.95067,27.51173],[-104.95032,27.51005],[-104.94998,27.50837],[-104.94965,27.5067],[-104.94941,27.50559],[-104.94919,27.50445],[-104.94885,27.50276],[-104.94851,27.50108],[-104.94816,27.49934],[-104.94785,27.49779],[-104.94755,27.49628],[-104.94721,27.49469],[-104.94686,27.49294],[-104.94658,27.49147],[-104.94569,27.49123],[-104.94541,27.48982],[-104.94514,27.48841],[-104.94488,27.48713],[-104.94458,27.48567],[-104.94424,27.48398],[-104.94391,27.4823],[-104.94365,27.48106],[-104.94331,27.47932],[-104.94301,27.47785],[-104.94264,27.47604],[-104.94229,27.4743],[-104.94194,27.47255],[-104.9416,27.47085],[-104.94125,27.46913],[-104.94097,27.4677],[-104.94069,27.46625],[-104.9413,27.46515],[-104.94098,27.4636],[-104.94061,27.46178],[-104.94032,27.46031],[-104.93998,27.45861],[-104.93966,27.45702],[-104.93932,27.45533],[-104.939,27.45368],[-104.93867,27.45209],[-104.93833,27.4504],[-104.93799,27.44871],[-104.93777,27.44755],[-104.93742,27.44585],[-104.93712,27.44435],[-104.93678,27.44267],[-104.93643,27.4409],[-104.93604,27.43899],[-104.93698,27.43865],[-104.93791,27.43831],[-104.93885,27.43796],[-104.93965,27.43767],[-104.93994,27.43756],[-104.94008,27.43751],[-104.93991,27.43667],[-104.93974,27.43583],[-104.93957,27.43498],[-104.93941,27.43413],[-104.93924,27.43329],[-104.93906,27.43245],[-104.9389,27.4316],[-104.93873,27.43077],[-104.93856,27.42992],[-104.93839,27.42907],[-104.93822,27.42823],[-104.93806,27.42739],[-104.93788,27.42654],[-104.93771,27.4257],[-104.93755,27.42485],[-104.93738,27.424],[-104.93722,27.42316],[-104.93703,27.42232],[-104.93686,27.42201],[-104.93653,27.42034],[-104.93618,27.41861],[-104.93585,27.41693],[-104.93551,27.41524],[-104.9352,27.41368],[-104.93487,27.41204],[-104.93453,27.41034],[-104.93419,27.40866],[-104.93386,27.40697],[-104.93358,27.40555],[-104.93329,27.40413],[-104.93302,27.4028],[-104.93267,27.40106],[-104.93237,27.39955],[-104.93203,27.39787],[-104.93173,27.39635],[-104.9314,27.39466],[-104.93106,27.39302],[-104.93074,27.39137],[-104.93037,27.38955],[-104.93,27.38772],[-104.92969,27.38614],[-104.92924,27.38394],[-104.9289,27.38222],[-104.92857,27.38057],[-104.92822,27.37884],[-104.9279,27.3772],[-104.92759,27.37564],[-104.92723,27.37392],[-104.92699,27.37268],[-104.92666,27.37104],[-104.92633,27.36939],[-104.926,27.3677],[-104.92565,27.36597],[-104.92543,27.3649],[-104.9251,27.36322],[-104.92476,27.36153],[-104.92443,27.35989],[-104.92413,27.35843],[-104.92386,27.35709],[-104.92229,27.35617],[-104.92071,27.35526],[-104.91914,27.35434],[-104.91755,27.35341],[-104.91598,27.3525],[-104.91554,27.35077],[-104.91509,27.34907],[-104.91466,27.3474],[-104.91426,27.34587],[-104.91389,27.34441],[-104.91345,27.34274],[-104.91316,27.3416],[-104.91272,27.33998],[-104.91231,27.33834],[-104.91186,27.33663],[-104.91143,27.33497],[-104.911,27.33329],[-104.91056,27.33162],[-104.91015,27.33003],[-104.90971,27.32837],[-104.90931,27.32679],[-104.9089,27.3252],[-104.90848,27.32363],[-104.90803,27.32191],[-104.90765,27.32042],[-104.90734,27.31921],[-104.90713,27.31752],[-104.90693,27.31592],[-104.90673,27.31425],[-104.90653,27.31259],[-104.90631,27.3108],[-104.90611,27.30919],[-104.90591,27.30753],[-104.9057,27.30582],[-104.9055,27.30416],[-104.9053,27.30249],[-104.90516,27.30133],[-104.90495,27.29963],[-104.90474,27.29791],[-104.90453,27.29618],[-104.90435,27.29461],[-104.90415,27.29299],[-104.90394,27.29122],[-104.90376,27.28955],[-104.90355,27.28775],[-104.90335,27.28613],[-104.90316,27.28453],[-104.90297,27.2831],[-104.90275,27.28119],[-104.9026,27.27997],[-104.9024,27.27832],[-104.90222,27.2768],[-104.90204,27.2754],[-104.90184,27.27363],[-104.90171,27.27255],[-104.90151,27.27093],[-104.90131,27.26933],[-104.90111,27.26765],[-104.90094,27.26629],[-104.90072,27.2645],[-104.90049,27.26263],[-104.9003,27.26093],[-104.90008,27.25924],[-104.89988,27.25753],[-104.89968,27.25583],[-104.89948,27.25416],[-104.89926,27.25251],[-104.89906,27.2508],[-104.89885,27.2491],[-104.89864,27.24734],[-104.89845,27.24573],[-104.89824,27.24398],[-104.89803,27.24228],[-104.89782,27.24057],[-104.8976,27.23881],[-104.89743,27.23735],[-104.89722,27.23566],[-104.89703,27.23402],[-104.89682,27.23229],[-104.89661,27.23057],[-104.89638,27.22876],[-104.89618,27.22712],[-104.89603,27.22577],[-104.89583,27.22412],[-104.89567,27.22281],[-104.89547,27.22113],[-104.89525,27.21939],[-104.89505,27.2177],[-104.8948,27.21599],[-104.89462,27.21433],[-104.89444,27.21267],[-104.89424,27.21098],[-104.89404,27.20931],[-104.89383,27.20762],[-104.89361,27.2059],[-104.89348,27.20485],[-104.89329,27.20316],[-104.89308,27.20146],[-104.89287,27.19979],[-104.89267,27.1981],[-104.89246,27.19643],[-104.89226,27.19473],[-104.89205,27.19303],[-104.89185,27.19128],[-104.89165,27.18962],[-104.89144,27.18797],[-104.89124,27.18629],[-104.8911,27.1851],[-104.89095,27.18388],[-104.892,27.1825],[-104.8931,27.18106],[-104.89419,27.17964],[-104.89512,27.1784],[-104.89609,27.17713],[-104.89723,27.17565],[-104.89802,27.17458],[-104.8991,27.17318],[-104.90004,27.17196],[-104.90095,27.17076],[-104.902,27.16938],[-104.90288,27.16822],[-104.90405,27.16669],[-104.90496,27.16551],[-104.90601,27.16408],[-104.90688,27.16295],[-104.90831,27.16109],[-104.90753,27.16027],[-104.90677,27.15945],[-104.90516,27.15776],[-104.90445,27.15706],[-104.90457,27.15628],[-104.90474,27.15534],[-104.9049,27.15438],[-104.90611,27.15323],[-104.90757,27.1519],[-104.90798,27.15083],[-104.9084,27.14976],[-104.90896,27.14908],[-104.90967,27.14811],[-104.91017,27.14746],[-104.91027,27.1473],[-104.90957,27.14669],[-104.90891,27.14612],[-104.90825,27.14555],[-104.90752,27.14492],[-104.90671,27.14425],[-104.90694,27.14403],[-104.9077,27.14316],[-104.90837,27.14242],[-104.90891,27.1418],[-104.90926,27.1414],[-104.90941,27.14124],[-104.90967,27.14142],[-104.90977,27.14133]]}}
Línea 115.0 kV | LineString | 115.0 kV | 2 |  |  | CFE |  |  |  |  | OpenStreetMap | {"type":"Feature","properties":{},"geometry":{"type":"LineString","coordinates":[[-104.92997,27.15841],[-104.92749,27.15633],[-104.92499,27.15421],[-104.92256,27.15216],[-104.92037,27.15031],[-104.91817,27.14848],[-104.91632,27.14693],[-104.91438,27.14529],[-104.91209,27.14337],[-104.91048,27.14201],[-104.90976,27.14152],[-104.90988,27.14142]]}}
Línea 115.0 kV | LineString | 115.0 kV | 1 |  |  | CFE |  |  |  |  | OpenStreetMap | {"type":"Feature","properties":{},"geometry":{"type":"LineString","coordinates":[[-104.84513,27.32249],[-104.84465,27.32265],[-104.84382,27.32294],[-104.84332,27.32178],[-104.84257,27.32012],[-104.8418,27.31836],[-104.84343,27.3177],[-104.84462,27.31722],[-104.84668,27.31639],[-104.84851,27.31564],[-104.85035,27.3149],[-104.85175,27.31433],[-104.85339,27.31367],[-104.85533,27.31288],[-104.85723,27.31212],[-104.8593,27.31129],[-104.86033,27.31087],[-104.86258,27.3106],[-104.86443,27.31036],[-104.86632,27.31012],[-104.86835,27.30987],[-104.871,27.30954],[-104.87314,27.30927],[-104.87453,27.3091],[-104.87589,27.30895],[-104.87686,27.30805],[-104.87787,27.30713],[-104.87901,27.30608],[-104.88066,27.30586],[-104.88208,27.30566],[-104.88367,27.30543],[-104.88568,27.30516],[-104.88881,27.3047],[-104.89089,27.30439],[-104.89292,27.30411],[-104.89433,27.3039],[-104.8963,27.30364],[-104.8981,27.30338],[-104.89978,27.30315],[-104.90177,27.30287],[-104.90373,27.30261],[-104.90554,27.30236],[-104.90685,27.30189],[-104.90816,27.30146],[-104.90943,27.30104],[-104.91161,27.30032],[-104.91172,27.29854],[-104.91182,27.29703],[-104.91191,27.29551],[-104.91397,27.29527],[-104.91603,27.295],[-104.91812,27.29477],[-104.92011,27.29452],[-104.92193,27.2943],[-104.92394,27.29405],[-104.92597,27.29381],[-104.92804,27.29355],[-104.93009,27.29331],[-104.93216,27.29306],[-104.93424,27.2928],[-104.93419,27.29123],[-104.93414,27.28946],[-104.93409,27.2879],[-104.93404,27.28616],[-104.93399,27.28436],[-104.93393,27.2827],[-104.93387,27.28095],[-104.93382,27.27912],[-104.93376,27.27727],[-104.93369,27.27536],[-104.93364,27.27365],[-104.9336,27.27226],[-104.93354,27.27048],[-104.93348,27.26863],[-104.93342,27.26692],[-104.93336,27.26525],[-104.9333,27.26352],[-104.93325,27.26175],[-104.93319,27.25987],[-104.93315,27.25856],[-104.93309,27.25681],[-104.93304,27.25502],[-104.93297,27.25318],[-104.93292,27.25136],[-104.93286,27.24956],[-104.9328,27.24776],[-104.93274,27.24591],[-104.93269,27.24414],[-104.93263,27.24238],[-104.93349,27.24201],[-104.93344,27.24047],[-104.93338,27.23863],[-104.93331,27.23681],[-104.93324,27.23495],[-104.93319,27.23317],[-104.93313,27.23146],[-104.93307,27.22967],[-104.93303,27.22815],[-104.93299,27.22737],[-104.93296,27.22632],[-104.93291,27.22471],[-104.93286,27.22304],[-104.9328,27.22144],[-104.93275,27.21983],[-104.9327,27.21823],[-104.93265,27.21696],[-104.93261,27.21608],[-104.93258,27.21446],[-104.93252,27.21274],[-104.93246,27.21114],[-104.93242,27.20978],[-104.93236,27.20814],[-104.93232,27.20678],[-104.93227,27.20519],[-104.93222,27.20394],[-104.93217,27.20227],[-104.93211,27.20036],[-104.93205,27.19871],[-104.932,27.19709],[-104.93194,27.19544],[-104.93192,27.19477],[-104.93187,27.19279],[-104.93181,27.19108],[-104.93175,27.18929],[-104.93169,27.18775],[-104.93163,27.18585],[-104.93157,27.18409],[-104.93151,27.18225],[-104.93145,27.1804],[-104.93138,27.17859],[-104.93133,27.17688],[-104.93127,27.17527],[-104.93123,27.17366],[-104.93118,27.17238],[-104.93113,27.17078],[-104.93107,27.16912],[-104.93101,27.16741],[-104.93095,27.16558],[-104.93089,27.16396],[-104.93084,27.16245],[-104.93079,27.161],[-104.93077,27.15982],[-104.92997,27.15841]]}}
Línea 115.0 kV | LineString | 115.0 kV | 1 |  |  | CFE |  |  |  |  | OpenStreetMap | {"type":"Feature","properties":{},"geometry":{"type":"LineString","coordinates":[[-104.84458,27.32248],[-104.84506,27.32231]]}}
Línea 115.0 kV | LineString | 115.0 kV | 1 |  |  | CFE |  |  |  |  | OpenStreetMap | {"type":"Feature","properties":{},"geometry":{"type":"LineString","coordinates":[[-104.84527,27.32254],[-104.84497,27.32262],[-104.84401,27.32295],[-104.8447,27.32445],[-104.84532,27.32582],[-104.84594,27.3272],[-104.8466,27.32867],[-104.84748,27.33057],[-104.84776,27.33118],[-104.84855,27.33291],[-104.8493,27.33458],[-104.85006,27.33626],[-104.85084,27.33797],[-104.85147,27.33934],[-104.85209,27.34068],[-104.85287,27.34239],[-104.85363,27.34407],[-104.85427,27.34549],[-104.85507,27.3472],[-104.85583,27.34893],[-104.85663,27.35069],[-104.8572,27.35194],[-104.85799,27.35366],[-104.85911,27.35612],[-104.85986,27.3578],[-104.86065,27.35952],[-104.86139,27.36116],[-104.86216,27.36282],[-104.86294,27.36456],[-104.8636,27.36601],[-104.86442,27.36782],[-104.86524,27.36958],[-104.866,27.37127],[-104.86691,27.37324],[-104.8677,27.37451],[-104.86863,27.37596],[-104.86957,27.37741],[-104.87041,27.37874],[-104.87152,27.38046],[-104.87225,27.38161],[-104.87327,27.38323],[-104.87428,27.38479],[-104.87533,27.38645],[-104.87644,27.38817],[-104.87752,27.38986],[-104.87847,27.39135],[-104.87954,27.39301],[-104.88057,27.39461],[-104.88137,27.39586],[-104.88238,27.39744],[-104.88328,27.39887],[-104.88429,27.40043],[-104.88517,27.40179],[-104.88619,27.4034],[-104.88723,27.40501],[-104.88811,27.40639],[-104.88914,27.40801],[-104.88995,27.40926],[-104.89095,27.41083],[-104.89193,27.41236],[-104.89295,27.41397],[-104.89395,27.41554],[-104.89497,27.41715],[-104.89596,27.41869],[-104.89683,27.42005],[-104.89786,27.42166],[-104.89889,27.42325],[-104.89969,27.42451],[-104.9007,27.42607],[-104.90167,27.42761],[-104.90274,27.42925],[-104.90376,27.43087],[-104.90478,27.4325],[-104.90581,27.43412],[-104.90681,27.43567],[-104.90787,27.43731],[-104.90832,27.43879],[-104.9088,27.44032],[-104.9093,27.44199],[-104.90988,27.44385],[-104.91051,27.4459],[-104.91096,27.44733],[-104.91145,27.44893],[-104.91202,27.45075],[-104.91235,27.45181],[-104.9127,27.45298],[-104.91329,27.45484],[-104.91386,27.45671],[-104.91445,27.45858],[-104.91502,27.46045],[-104.91556,27.46221],[-104.91613,27.464],[-104.91668,27.46578],[-104.91723,27.46756],[-104.9178,27.46944],[-104.91824,27.47082],[-104.9188,27.4726],[-104.91934,27.47434],[-104.91989,27.47612],[-104.92035,27.4776],[-104.9209,27.47939],[-104.92147,27.48125],[-104.92206,27.48309],[-104.9226,27.48489],[-104.92316,27.48668],[-104.92375,27.48857],[-104.92416,27.48992],[-104.92473,27.49175],[-104.92527,27.49349],[-104.92581,27.49523],[-104.92639,27.49711],[-104.9269,27.49875],[-104.92731,27.50009],[-104.92785,27.50184],[-104.92842,27.50367],[-104.92889,27.50519],[-104.92936,27.50676],[-104.92993,27.50854],[-104.93039,27.51003],[-104.93094,27.51175],[-104.93141,27.51328],[-104.93192,27.51495],[-104.93237,27.51641],[-104.93276,27.51768],[-104.93332,27.5195],[-104.9339,27.52136],[-104.93443,27.52307],[-104.93502,27.52499],[-104.93557,27.52677],[-104.93614,27.52855],[-104.93667,27.53029],[-104.93724,27.53214],[-104.93794,27.53425],[-104.93836,27.53573],[-104.93922,27.53707],[-104.94025,27.53865],[-104.9413,27.54026],[-104.94204,27.54139],[-104.94303,27.54294],[-104.94408,27.54456],[-104.94506,27.54606],[-104.94608,27.54764],[-104.94715,27.54927],[-104.94822,27.55091],[-104.94928,27.55255],[-104.95032,27.55417],[-104.95138,27.55577],[-104.95243,27.5574],[-104.95344,27.55896],[-104.95441,27.56046],[-104.95538,27.56194],[-104.95646,27.56359],[-104.95786,27.56458],[-104.95915,27.56548],[-104.96088,27.5667],[-104.96244,27.56777],[-104.96402,27.5689],[-104.96546,27.56991],[-104.96686,27.57089],[-104.96825,27.57186],[-104.9696,27.57282],[-104.97095,27.57376],[-104.9724,27.57478],[-104.97375,27.57572],[-104.97518,27.57672],[-104.97633,27.57753],[-104.97804,27.57873],[-104.97968,27.57987],[-104.98103,27.58083],[-104.98236,27.58174],[-104.98371,27.5827],[-104.98506,27.58365],[-104.9864,27.5846],[-104.98772,27.58552],[-104.98892,27.58635],[-104.99015,27.58723],[-104.99143,27.58814],[-104.99247,27.58884],[-104.99425,27.59012],[-104.99582,27.59119],[-104.99745,27.59234],[-104.99924,27.59361],[-104.99991,27.5941],[-105.00152,27.59519],[-105.00318,27.59635],[-105.00456,27.59732],[-105.00639,27.59861],[-105.00814,27.59984],[-105.00905,27.60047],[-105.01065,27.60159],[-105.01229,27.60273],[-105.01386,27.60383],[-105.01558,27.60504],[-105.01698,27.60603],[-105.01838,27.60702],[-105.01994,27.60812],[-105.02147,27.60918],[-105.02307,27.61031],[-105.02474,27.61148],[-105.02635,27.61259],[-105.02805,27.6138],[-105.02973,27.61497],[-105.03157,27.61625],[-105.03325,27.61743],[-105.03513,27.61875],[-105.03654,27.61974],[-105.03816,27.62087],[-105.03994,27.62212],[-105.04157,27.62326],[-105.04318,27.62438],[-105.04548,27.62599],[-105.04728,27.62725],[-105.04927,27.62864],[-105.05043,27.62946],[-105.05247,27.63088],[-105.05407,27.632],[-105.05564,27.6331],[-105.05714,27.63414],[-105.05864,27.63519],[-105.06023,27.6363],[-105.06186,27.63743],[-105.06369,27.63871],[-105.06512,27.63971],[-105.06524,27.64153],[-105.06537,27.64388],[-105.06547,27.64567],[-105.06558,27.64758],[-105.06571,27.64948],[-105.06583,27.65147],[-105.06597,27.65366],[-105.0661,27.65586],[-105.06618,27.65778],[-105.06555,27.65845],[-105.06541,27.65831]]}}
Línea 115.0 kV | LineString | 115.0 kV | 1 |  |  | CFE |  |  |  |  | OpenStreetMap | {"type":"Feature","properties":{},"geometry":{"type":"LineString","coordinates":[[-105.06502,27.65872],[-105.06545,27.65904],[-105.06297,27.66133],[-105.05732,27.66059],[-105.05489,27.66022],[-105.05162,27.6617],[-105.04743,27.66361],[-105.04448,27.66499],[-105.04126,27.66648],[-105.03812,27.66794],[-105.03512,27.6693],[-105.03115,27.67112],[-105.0281,27.67254],[-105.02372,27.67453],[-105.02087,27.67584],[-105.01778,27.67727],[-105.01436,27.67882],[-105.0114,27.68017],[-105.00843,27.68005],[-105.00425,27.67982],[-105.00076,27.67964],[-104.99695,27.67941],[-104.99311,27.67924],[-104.9893,27.67903],[-104.98495,27.67881],[-104.98108,27.6786],[-104.97736,27.67836],[-104.97346,27.67817],[-104.96941,27.67795],[-104.96603,27.6778],[-104.96333,27.67966],[-104.96043,27.68164],[-104.95725,27.68381],[-104.95394,27.6861],[-104.95089,27.6882],[-104.94786,27.69027],[-104.94505,27.69223],[-104.94264,27.69386],[-104.9395,27.696],[-104.93691,27.69777],[-104.93456,27.6994],[-104.93224,27.701],[-104.92941,27.70315],[-104.92654,27.70532],[-104.9233,27.70779],[-104.92021,27.71015],[-104.91708,27.71252],[-104.91432,27.71462],[-104.91144,27.71682],[-104.90835,27.71919],[-104.90522,27.72161],[-104.90218,27.72391],[-104.89927,27.72612],[-104.89632,27.72832],[-104.89339,27.73059],[-104.89048,27.73281],[-104.88748,27.7351],[-104.88456,27.73732],[-104.88161,27.73954],[-104.87871,27.74177],[-104.87579,27.74398],[-104.87272,27.74637],[-104.86985,27.74851],[-104.86693,27.75073],[-104.864,27.75297],[-104.86107,27.75522],[-104.85815,27.75745],[-104.8553,27.75959],[-104.85236,27.76184],[-104.84943,27.76405],[-104.84644,27.76634],[-104.84345,27.7686],[-104.8405,27.77086],[-104.83748,27.77314],[-104.83451,27.77539],[-104.83164,27.77758],[-104.8287,27.77981],[-104.8258,27.78203],[-104.82274,27.78435],[-104.81975,27.78662],[-104.8169,27.78878],[-104.81385,27.79111],[-104.81078,27.79343],[-104.80778,27.79572],[-104.80479,27.79798],[-104.8018,27.80026],[-104.79882,27.80253],[-104.79578,27.80483],[-104.79277,27.80712],[-104.78981,27.80936],[-104.78699,27.81152],[-104.78402,27.81377],[-104.7811,27.81598],[-104.77822,27.81819],[-104.77508,27.82055],[-104.77204,27.82288],[-104.76891,27.82525],[-104.7658,27.82762],[-104.76254,27.83009],[-104.75956,27.83263],[-104.7568,27.83497],[-104.75398,27.83738],[-104.75116,27.83979],[-104.74835,27.84217],[-104.74561,27.84449],[-104.74292,27.84679],[-104.74043,27.84891],[-104.73795,27.85103],[-104.73519,27.85344],[-104.73239,27.85577],[-104.72952,27.85819],[-104.72673,27.86056],[-104.72391,27.86297],[-104.7211,27.86536],[-104.71862,27.86747],[-104.71548,27.87014],[-104.71217,27.87297],[-104.70939,27.87533],[-104.70589,27.87829],[-104.70371,27.8802],[-104.7013,27.8822],[-104.69887,27.8843],[-104.69661,27.88621],[-104.69424,27.88826],[-104.69182,27.89026],[-104.68875,27.89289],[-104.68549,27.89564],[-104.6827,27.89802],[-104.68006,27.90019],[-104.67728,27.90262],[-104.67445,27.90503],[-104.67166,27.90742],[-104.66891,27.90977],[-104.66583,27.91235],[-104.66279,27.91496],[-104.66046,27.91787],[-104.6582,27.92079],[-104.656,27.9236],[-104.65386,27.92636],[-104.65173,27.92908],[-104.64975,27.93159],[-104.64749,27.93442],[-104.6453,27.93723],[-104.64329,27.93976],[-104.64096,27.94278],[-104.6401,27.94667],[-104.63939,27.94995],[-104.63858,27.95362],[-104.63774,27.95749],[-104.63703,27.96071],[-104.63629,27.96411],[-104.63563,27.96713],[-104.63477,27.97103],[-104.63403,27.97409],[-104.63348,27.977],[-104.6328,27.98003],[-104.63224,27.98261],[-104.63162,27.98553],[-104.63087,27.98895],[-104.62993,27.99311],[-104.62922,27.99642],[-104.62845,27.99991],[-104.62768,28.00335],[-104.62695,28.00672],[-104.62621,28.01006],[-104.62547,28.01347],[-104.62473,28.01683],[-104.624,28.02018],[-104.62326,28.0235],[-104.62252,28.02686],[-104.62179,28.03023],[-104.62105,28.03362],[-104.62031,28.03698],[-104.61958,28.04036],[-104.61878,28.0439],[-104.61803,28.04735],[-104.6173,28.05071],[-104.61656,28.054],[-104.61584,28.05741],[-104.61509,28.06084],[-104.61437,28.06413],[-104.61366,28.06737],[-104.61291,28.07082],[-104.61223,28.07392],[-104.61155,28.07703],[-104.61079,28.08048],[-104.61007,28.08383],[-104.60934,28.08724],[-104.60858,28.09063],[-104.60784,28.094],[-104.60708,28.09744],[-104.60632,28.10082],[-104.60559,28.10416],[-104.60483,28.10766],[-104.60403,28.1113],[-104.60327,28.11473],[-104.60253,28.11815],[-104.60179,28.1215],[-104.60106,28.12486],[-104.60032,28.12821],[-104.59957,28.13169],[-104.5988,28.13513],[-104.59806,28.13847],[-104.59733,28.14185],[-104.59657,28.14528],[-104.59581,28.14867],[-104.59512,28.15189],[-104.59442,28.15507],[-104.59374,28.15818],[-104.59295,28.16179],[-104.5922,28.16516],[-104.59156,28.16818],[-104.59085,28.1714],[-104.59012,28.17464],[-104.58937,28.17808],[-104.58863,28.18148],[-104.5879,28.1848],[-104.58725,28.18774],[-104.58664,28.19049],[-104.58595,28.19364],[-104.58517,28.19723],[-104.58409,28.2021],[-104.58335,28.20548],[-104.58257,28.20899],[-104.58193,28.21188],[-104.58098,28.21618],[-104.58027,28.21944],[-104.57954,28.2228],[-104.57881,28.22613],[-104.57813,28.22917],[-104.5774,28.23251],[-104.57669,28.2358],[-104.57585,28.23959],[-104.57506,28.24312],[-104.57441,28.24612],[-104.57361,28.24978],[-104.57284,28.25326],[-104.57213,28.25649],[-104.57152,28.25924],[-104.57088,28.26214],[-104.57033,28.26471],[-104.57171,28.268],[-104.57314,28.27137],[-104.57427,28.27408],[-104.57556,28.27709],[-104.57685,28.28015],[-104.5783,28.28357],[-104.57736,28.28797],[-104.57654,28.29178],[-104.57517,28.29823],[-104.57429,28.30225],[-104.57359,28.30563],[-104.57279,28.30944],[-104.57187,28.3137],[-104.57085,28.31847],[-104.5688,28.32045],[-104.56541,28.3209],[-104.5618,28.32152],[-104.55786,28.32195],[-104.5572,28.32185]]}}
Línea 115.0 kV | LineString | 115.0 kV | 1 |  |  | CFE |  |  |  |  | OpenStreetMap | {"type":"Feature","properties":{},"geometry":{"type":"LineString","coordinates":[[-105.06514,27.65859],[-105.06555,27.65895],[-105.06709,27.65972],[-105.0711,27.66244],[-105.07448,27.66288],[-105.07838,27.6634],[-105.08217,27.66393],[-105.08603,27.66446],[-105.08989,27.66499],[-105.09393,27.66558],[-105.09781,27.66611],[-105.10125,27.66657],[-105.10435,27.667],[-105.10571,27.66792],[-105.10638,27.66717],[-105.10813,27.66518],[-105.11007,27.66299],[-105.11276,27.65994],[-105.11548,27.65686],[-105.11627,27.65597],[-105.11881,27.65546],[-105.12163,27.65489],[-105.12456,27.65429],[-105.12765,27.65368],[-105.13112,27.65298],[-105.1347,27.65226],[-105.13731,27.65211],[-105.14073,27.6519],[-105.14392,27.65171],[-105.14667,27.65386],[-105.14906,27.65573],[-105.15113,27.65734],[-105.15224,27.65951]]}}
Línea 115.0 kV | LineString | 115.0 kV | 1 |  |  | CFE |  |  |  |  | OpenStreetMap | {"type":"Feature","properties":{},"geometry":{"type":"LineString","coordinates":[[-105.06562,27.65858],[-105.06741,27.65954],[-105.071,27.66223],[-105.07189,27.66236],[-105.07384,27.66263],[-105.07574,27.66285],[-105.0775,27.66309],[-105.07941,27.66336],[-105.08127,27.66362],[-105.08317,27.66385],[-105.08514,27.66409],[-105.08704,27.66439],[-105.09009,27.66481],[-105.09194,27.66509],[-105.09375,27.66532],[-105.09564,27.6656],[-105.09747,27.66585],[-105.09935,27.6661],[-105.10305,27.6666],[-105.10563,27.6684],[-105.10703,27.66939],[-105.10845,27.67038],[-105.10988,27.67138],[-105.11135,27.67241],[-105.11282,27.67343],[-105.11427,27.67445],[-105.11578,27.6755],[-105.11724,27.67652],[-105.11877,27.6776],[-105.12009,27.67722],[-105.12232,27.67658],[-105.12425,27.67606],[-105.12673,27.67538],[-105.13098,27.67427]]}}
Línea 115.0 kV | LineString | 115.0 kV | 1 |  |  | CFE |  |  |  |  | OpenStreetMap | {"type":"Feature","properties":{},"geometry":{"type":"LineString","coordinates":[[-105.07223,27.66216],[-105.07387,27.66238],[-105.07577,27.66263],[-105.07753,27.66289],[-105.07945,27.66315],[-105.08131,27.6634],[-105.0832,27.66364],[-105.08501,27.66387],[-105.08707,27.66417],[-105.09012,27.6646],[-105.09199,27.66489],[-105.09379,27.66511],[-105.09567,27.66538],[-105.09751,27.66563],[-105.09938,27.66589],[-105.10316,27.66638],[-105.10578,27.66822],[-105.10719,27.6692],[-105.10862,27.6702],[-105.11004,27.67119],[-105.11151,27.67223],[-105.11297,27.67325],[-105.11444,27.67428],[-105.11593,27.67532],[-105.11741,27.67636],[-105.11882,27.67734],[-105.12067,27.67683],[-105.12242,27.67634],[-105.12435,27.67579],[-105.12585,27.67537],[-105.1274,27.67495],[-105.13078,27.67404],[-105.13243,27.67275],[-105.13351,27.67167],[-105.13691,27.66828],[-105.1385,27.66673]]}}
Línea 115.0 kV | LineString | 115.0 kV | 2 |  |  | CFE |  |  |  |  | OpenStreetMap | {"type":"Feature","properties":{},"geometry":{"type":"LineString","coordinates":[[-105.16944,27.6459],[-105.17055,27.64645],[-105.17133,27.64684],[-105.1721,27.64721],[-105.17288,27.64761],[-105.17365,27.648],[-105.17442,27.64839],[-105.17519,27.64877],[-105.17597,27.64917],[-105.17675,27.64955],[-105.17751,27.64994],[-105.17828,27.65032],[-105.1794,27.65088],[-105.17902,27.65148],[-105.17889,27.65169]]}}
Línea 115.0 kV | LineString | 115.0 kV | 1 |  |  | CFE |  |  |  |  | OpenStreetMap | {"type":"Feature","properties":{},"geometry":{"type":"LineString","coordinates":[[-105.16944,27.6459],[-105.17114,27.64519],[-105.17295,27.64447],[-105.17479,27.6437],[-105.17663,27.64292],[-105.17847,27.64216],[-105.18032,27.6414],[-105.18215,27.64064],[-105.18398,27.63985],[-105.18675,27.63867],[-105.18834,27.63805],[-105.19098,27.63688],[-105.19254,27.63624],[-105.19446,27.63542],[-105.19638,27.6346],[-105.19833,27.63383],[-105.20081,27.63279],[-105.20267,27.63205],[-105.20465,27.63118],[-105.20648,27.63037],[-105.20856,27.62952],[-105.21045,27.62877],[-105.21228,27.62799],[-105.21412,27.62723],[-105.21595,27.62645],[-105.21778,27.62567],[-105.21976,27.62485],[-105.2216,27.62408],[-105.22347,27.6233],[-105.22529,27.62252],[-105.22785,27.62144],[-105.22998,27.6206],[-105.23193,27.61973],[-105.23473,27.61856],[-105.2366,27.61777],[-105.23852,27.61697],[-105.24046,27.61616],[-105.24231,27.6154],[-105.24413,27.61462],[-105.24596,27.61385],[-105.24781,27.61309],[-105.24963,27.61231],[-105.25147,27.61154],[-105.2533,27.61077],[-105.25522,27.60999],[-105.25743,27.60907],[-105.26001,27.60799],[-105.26236,27.60702],[-105.2643,27.6062],[-105.26612,27.60545],[-105.26771,27.60479],[-105.26954,27.60404],[-105.27149,27.60322],[-105.27341,27.60242],[-105.27666,27.60108],[-105.27846,27.60032],[-105.28032,27.59955],[-105.28214,27.59879],[-105.28399,27.59802],[-105.28594,27.59723],[-105.28794,27.59638],[-105.29017,27.59543],[-105.29224,27.59456],[-105.29432,27.5937],[-105.29653,27.59278],[-105.29851,27.59196],[-105.30053,27.59113],[-105.30241,27.59035],[-105.30438,27.58951],[-105.30629,27.58871],[-105.3081,27.58796],[-105.31085,27.58681],[-105.31299,27.58592],[-105.31492,27.58512],[-105.31702,27.58425],[-105.31915,27.58336],[-105.32121,27.5825],[-105.32425,27.58124],[-105.32764,27.57981],[-105.32977,27.57892],[-105.33174,27.5781],[-105.33407,27.57712],[-105.33593,27.57635],[-105.33777,27.57558],[-105.33961,27.57482],[-105.34145,27.57405],[-105.34328,27.57328],[-105.34512,27.57252],[-105.34786,27.57137],[-105.35018,27.57041],[-105.35224,27.56955],[-105.35429,27.56871],[-105.35612,27.56795],[-105.35779,27.56724],[-105.3598,27.56641],[-105.36118,27.56582],[-105.36393,27.56468],[-105.36668,27.56355],[-105.36921,27.56249],[-105.37223,27.56123],[-105.37354,27.56064],[-105.37536,27.55982],[-105.37714,27.55896],[-105.37893,27.55811],[-105.38099,27.55712],[-105.38322,27.55605],[-105.38547,27.55497],[-105.38583,27.55479],[-105.38786,27.55382],[-105.39042,27.55258],[-105.39216,27.55174],[-105.39467,27.55056],[-105.39649,27.5497],[-105.39791,27.549],[-105.40034,27.54781],[-105.40172,27.54714],[-105.40369,27.54627],[-105.40612,27.54519],[-105.40712,27.54544],[-105.40914,27.546]]}}
Línea 115.0 kV | LineString | 115.0 kV | 1 |  |  | CFE |  |  |  |  | OpenStreetMap | {"type":"Feature","properties":{},"geometry":{"type":"LineString","coordinates":[[-105.15226,27.66029],[-105.15319,27.65994],[-105.15328,27.65917],[-105.15345,27.65792],[-105.15364,27.65636],[-105.15378,27.65532],[-105.1539,27.65426],[-105.15555,27.65311],[-105.15722,27.65195],[-105.15889,27.65077],[-105.16056,27.64958],[-105.16238,27.64885],[-105.16379,27.64825],[-105.16562,27.6475],[-105.16747,27.64673],[-105.16851,27.64626],[-105.16944,27.6459]]}}
Línea 115.0 kV | LineString | 115.0 kV | 1 |  |  | CFE |  |  |  |  | OpenStreetMap | {"type":"Feature","properties":{},"geometry":{"type":"LineString","coordinates":[[-105.06508,27.65865],[-105.06534,27.65884],[-105.06717,27.65855],[-105.06852,27.65832],[-105.07177,27.65768],[-105.07485,27.65709],[-105.07886,27.65631],[-105.0828,27.65554],[-105.08669,27.65479],[-105.08737,27.65437],[-105.08856,27.65364],[-105.08987,27.65283],[-105.09119,27.65202],[-105.0925,27.65121],[-105.09368,27.6505],[-105.09499,27.64969],[-105.09625,27.6489],[-105.09746,27.64818],[-105.09851,27.6475],[-105.10073,27.64611],[-105.10149,27.64508],[-105.10182,27.64319],[-105.10491,27.641],[-105.10783,27.63888],[-105.10892,27.63988],[-105.11005,27.64085],[-105.11121,27.64176],[-105.11228,27.64272],[-105.11339,27.64371],[-105.11446,27.64466],[-105.1156,27.64567],[-105.11645,27.64642],[-105.11757,27.64741],[-105.11867,27.64838],[-105.11977,27.64936],[-105.12085,27.65031],[-105.12201,27.65134],[-105.12313,27.65234],[-105.12426,27.65334],[-105.12531,27.65427],[-105.12622,27.65508],[-105.12714,27.65589],[-105.12826,27.65689],[-105.12915,27.65768],[-105.13028,27.65868],[-105.13131,27.65959],[-105.13238,27.66054],[-105.13344,27.66148],[-105.13444,27.66237],[-105.13567,27.66347],[-105.13679,27.66447],[-105.13771,27.66529],[-105.13885,27.6663],[-105.13983,27.66547],[-105.14088,27.66457],[-105.14184,27.66378],[-105.14241,27.66328],[-105.1435,27.66331],[-105.14469,27.66335],[-105.14624,27.66271],[-105.1477,27.66211],[-105.14919,27.6615],[-105.15069,27.66089],[-105.1514,27.66037],[-105.15122,27.66001],[-105.15244,27.65961],[-105.15266,27.65998],[-105.15219,27.66018]]}}
Línea 115.0 kV | LineString | 115.0 kV | 1 |  |  | CFE |  |  |  |  | OpenStreetMap | {"type":"Feature","properties":{},"geometry":{"type":"LineString","coordinates":[[-105.07034,27.65501],[-105.07005,27.65521],[-105.06862,27.65638],[-105.06708,27.65764],[-105.06589,27.6586],[-105.06552,27.65827]]}}
Línea 115.0 kV | LineString | 115.0 kV | 1 |  |  | CFE |  |  |  |  | OpenStreetMap | {"type":"Feature","properties":{},"geometry":{"type":"LineString","coordinates":[[-105.81037,26.86255],[-105.81067,26.86265],[-105.81172,26.86304],[-105.81412,26.86415],[-105.81521,26.86469],[-105.81716,26.86566],[-105.8186,26.86638],[-105.82058,26.86737],[-105.82252,26.86833],[-105.82433,26.86924],[-105.82616,26.87015],[-105.82798,26.87105],[-105.82942,26.87178],[-105.83104,26.87258],[-105.83133,26.8738],[-105.8317,26.87552],[-105.83197,26.87669],[-105.83221,26.87772],[-105.83259,26.87944],[-105.83298,26.88116],[-105.83344,26.88332],[-105.83358,26.88348],[-105.83389,26.88343]]}}
Línea 115.0 kV | LineString | 115.0 kV | 1 |  |  | CFE |  |  |  |  | OpenStreetMap | {"type":"Feature","properties":{},"geometry":{"type":"LineString","coordinates":[[-105.67649,26.94011],[-105.67664,26.94061],[-105.67737,26.94177],[-105.67727,26.94211],[-105.67861,26.94372],[-105.68,26.94594],[-105.68229,26.9495],[-105.68301,26.95065],[-105.68416,26.95245],[-105.68551,26.95456],[-105.68634,26.95589],[-105.68701,26.95686],[-105.68886,26.95966],[-105.69097,26.96283],[-105.69211,26.96455],[-105.69261,26.96512],[-105.69317,26.96611],[-105.69426,26.9678],[-105.69548,26.96955],[-105.69682,26.97163],[-105.69831,26.97386],[-105.69979,26.97602],[-105.70006,26.97644]]}}
Línea 115.0 kV | LineString | 115.0 kV | 2 |  |  | CFE |  |  |  |  | OpenStreetMap | {"type":"Feature","properties":{},"geometry":{"type":"LineString","coordinates":[[-105.69685,26.9327],[-105.6968,26.93181],[-105.69675,26.9309],[-105.6967,26.93002],[-105.69664,26.92909],[-105.69662,26.9284],[-105.69657,26.9279],[-105.69636,26.92736],[-105.69606,26.92686],[-105.69551,26.92632],[-105.69466,26.9257],[-105.69379,26.92513],[-105.69293,26.92454],[-105.69204,26.92393],[-105.69146,26.92336],[-105.69114,26.92261],[-105.69086,26.92185],[-105.69059,26.92126],[-105.69017,26.92074],[-105.68919,26.92015],[-105.68855,26.91999],[-105.68809,26.91994],[-105.68761,26.91987],[-105.68757,26.92019]]}}
Línea 115.0 kV | LineString | 115.0 kV | 1 |  |  | CFE |  |  |  |  | OpenStreetMap | {"type":"Feature","properties":{},"geometry":{"type":"LineString","coordinates":[[-105.69685,26.9327],[-105.69657,26.93293],[-105.69489,26.93355],[-105.69365,26.93398],[-105.69256,26.93405],[-105.69167,26.93412],[-105.69152,26.93468],[-105.69132,26.93543],[-105.69124,26.93569],[-105.68981,26.93534],[-105.68978,26.93544],[-105.68596,26.93675],[-105.68279,26.93786],[-105.68032,26.93877],[-105.67632,26.93968],[-105.67645,26.94001]]}}
Línea 115.0 kV | LineString | 115.0 kV | 1 |  |  | CFE |  |  |  |  | OpenStreetMap | {"type":"Feature","properties":{},"geometry":{"type":"LineString","coordinates":[[-105.70006,26.97644],[-105.70106,26.9755],[-105.702,26.97462],[-105.70256,26.97413],[-105.70347,26.97326],[-105.70784,26.9687],[-105.71138,26.96506],[-105.71439,26.96195],[-105.71876,26.95743],[-105.71939,26.95678],[-105.72168,26.9544],[-105.72387,26.95214],[-105.7266,26.9493],[-105.72753,26.94835],[-105.72918,26.94665],[-105.73081,26.94495],[-105.73312,26.94256],[-105.73421,26.94145],[-105.73554,26.94009],[-105.73705,26.93855],[-105.73907,26.93642],[-105.74032,26.93506],[-105.74182,26.93349],[-105.74335,26.9319],[-105.74464,26.93056],[-105.74678,26.92836],[-105.74828,26.92679],[-105.7498,26.92524],[-105.75108,26.9239],[-105.75298,26.92192],[-105.75488,26.91997],[-105.7581,26.91662],[-105.76122,26.91345],[-105.76254,26.91209],[-105.76396,26.91062],[-105.76549,26.90903],[-105.76699,26.90747],[-105.76849,26.90592],[-105.76999,26.90437],[-105.77149,26.90281],[-105.77299,26.90126],[-105.77447,26.89973],[-105.7757,26.89846],[-105.7774,26.89671],[-105.77918,26.89485],[-105.7806,26.89338],[-105.78225,26.89168],[-105.7836,26.89029],[-105.78522,26.88863],[-105.78695,26.88684],[-105.78837,26.88538],[-105.78973,26.88392],[-105.79114,26.88246],[-105.79231,26.88127],[-105.79347,26.88007],[-105.79525,26.87824],[-105.79624,26.87722],[-105.79774,26.87567],[-105.79925,26.8741],[-105.80092,26.87238],[-105.80241,26.87084],[-105.80391,26.86927],[-105.80554,26.86757],[-105.80625,26.86685],[-105.80757,26.86548],[-105.80851,26.86449],[-105.80993,26.86301],[-105.80892,26.8625],[-105.80885,26.86253],[-105.80847,26.86298]]}}
Línea 115.0 kV | LineString | 115.0 kV | 1 |  |  | CFE |  |  |  |  | OpenStreetMap | {"type":"Feature","properties":{},"geometry":{"type":"LineString","coordinates":[[-105.68743,26.92017],[-105.68745,26.91985],[-105.68713,26.92004],[-105.687,26.92118],[-105.6871,26.92227],[-105.68689,26.92287],[-105.68672,26.92315]]}}
Línea 115.0 kV | LineString | 115.0 kV | 1 |  |  | CFE |  |  |  |  | OpenStreetMap | {"type":"Feature","properties":{},"geometry":{"type":"LineString","coordinates":[[-105.8084,26.8629],[-105.80885,26.86253],[-105.80939,26.86205],[-105.81037,26.86255]]}}
Línea 115.0 kV | LineString | 115.0 kV | 1 |  |  | CFE |  |  |  |  | OpenStreetMap | {"type":"Feature","properties":{},"geometry":{"type":"LineString","coordinates":[[-105.3839,27.53012],[-105.38271,27.52858],[-105.38141,27.52692]]}}
Línea 115.0 kV | LineString | 115.0 kV | 1 |  |  | CFE |  |  |  |  | OpenStreetMap | {"type":"Feature","properties":{},"geometry":{"type":"LineString","coordinates":[[-105.3839,27.53012],[-105.38267,27.5286],[-105.38141,27.52692]]}}
Línea 115.0 kV | LineString | 115.0 kV | 2 |  |  | CFE |  |  |  |  | OpenStreetMap | {"type":"Feature","properties":{},"geometry":{"type":"LineString","coordinates":[[-105.41096,27.54652],[-105.40854,27.54572],[-105.40726,27.54517],[-105.40537,27.54431],[-105.40376,27.54358],[-105.40244,27.543],[-105.40068,27.54219],[-105.39828,27.54107],[-105.3966,27.5403],[-105.39518,27.53967],[-105.39149,27.53797],[-105.39047,27.53733],[-105.38949,27.53646],[-105.38803,27.53481],[-105.38656,27.53316],[-105.38533,27.53176],[-105.3839,27.53012]]}}
Línea 115.0 kV | LineString | 115.0 kV | 2 |  |  | CFE |  |  |  |  | OpenStreetMap | {"type":"Feature","properties":{},"geometry":{"type":"LineString","coordinates":[[-105.38496,27.48216],[-105.38585,27.48071],[-105.38659,27.47954],[-105.38746,27.47812],[-105.3886,27.47627],[-105.38957,27.4747],[-105.39069,27.47288],[-105.39208,27.47066],[-105.39295,27.46921],[-105.39392,27.46765],[-105.39488,27.46607],[-105.39595,27.46432],[-105.39705,27.46254],[-105.39768,27.46151],[-105.39876,27.45976],[-105.39971,27.45821],[-105.4007,27.45661],[-105.4018,27.4548],[-105.40287,27.45307],[-105.40388,27.4514],[-105.40495,27.44968],[-105.40601,27.44796],[-105.40796,27.44478],[-105.40897,27.44315],[-105.41009,27.44134],[-105.41121,27.43952],[-105.41215,27.43798],[-105.41299,27.4366],[-105.41409,27.4348],[-105.41514,27.43311],[-105.41599,27.43171],[-105.41677,27.43045],[-105.41775,27.42886],[-105.41873,27.42728],[-105.41979,27.42552],[-105.42088,27.42374],[-105.42198,27.42196],[-105.42306,27.4202],[-105.42415,27.41853],[-105.42502,27.41711],[-105.42578,27.41583],[-105.42664,27.41447],[-105.4276,27.41291],[-105.42858,27.41132],[-105.42968,27.40947],[-105.43073,27.40774],[-105.43179,27.40602],[-105.43278,27.40443],[-105.43374,27.40287],[-105.43444,27.4016],[-105.43535,27.4001],[-105.43618,27.39876],[-105.43716,27.39718],[-105.43815,27.39557],[-105.43911,27.39399],[-105.44008,27.39243],[-105.44105,27.39084],[-105.44201,27.38925],[-105.44299,27.3877],[-105.44401,27.38602],[-105.44489,27.3846],[-105.44582,27.38307],[-105.44664,27.38175],[-105.44751,27.38033],[-105.44847,27.37876],[-105.44945,27.37718],[-105.45043,27.37559],[-105.45141,27.37394],[-105.45229,27.37255],[-105.45336,27.37081],[-105.45443,27.36905],[-105.45555,27.36723],[-105.45661,27.3655],[-105.45745,27.36416],[-105.4585,27.36243],[-105.45945,27.36088],[-105.4604,27.35932],[-105.46131,27.35783],[-105.46229,27.35623],[-105.46341,27.35449],[-105.46443,27.35277],[-105.46546,27.35109],[-105.46621,27.34986],[-105.46715,27.34833],[-105.46841,27.34629],[-105.46963,27.34426],[-105.47087,27.3422],[-105.47215,27.34019],[-105.47334,27.33824],[-105.4744,27.33651],[-105.47534,27.33497],[-105.47633,27.33338],[-105.47742,27.33163],[-105.47865,27.3296],[-105.47968,27.32793],[-105.48074,27.32619],[-105.48201,27.3241],[-105.48328,27.32201],[-105.48455,27.31998],[-105.48563,27.31819],[-105.4869,27.31612],[-105.48813,27.3141],[-105.48938,27.31208],[-105.49027,27.31066],[-105.49152,27.30857],[-105.49202,27.30776],[-105.49318,27.30585],[-105.49408,27.30438],[-105.4952,27.30261],[-105.49628,27.3008],[-105.49743,27.29894],[-105.49857,27.2971],[-105.49962,27.29538],[-105.5007,27.29365],[-105.50178,27.29185],[-105.50277,27.29024],[-105.50386,27.28847],[-105.50498,27.28665],[-105.50601,27.28497],[-105.50706,27.28324],[-105.50806,27.2816],[-105.50908,27.27998],[-105.51026,27.27802],[-105.51122,27.27647],[-105.51217,27.27489],[-105.51317,27.2733],[-105.51408,27.27179],[-105.5151,27.27012],[-105.51635,27.26807],[-105.51753,27.26617],[-105.51876,27.26414],[-105.51995,27.2623],[-105.52109,27.26074],[-105.5222,27.25921],[-105.52329,27.2577],[-105.52429,27.2563],[-105.52543,27.25469],[-105.52662,27.25308],[-105.52775,27.2515],[-105.5288,27.25004],[-105.52985,27.24859],[-105.53086,27.2472],[-105.53205,27.24557],[-105.53335,27.24377],[-105.53469,27.2419],[-105.53578,27.24041],[-105.53708,27.23857],[-105.53818,27.23706],[-105.53927,27.23556],[-105.54048,27.23387],[-105.54171,27.23214],[-105.54294,27.23046],[-105.54416,27.22875],[-105.54541,27.22705],[-105.54658,27.22539],[-105.54769,27.22389],[-105.5488,27.22234],[-105.54989,27.22087],[-105.55106,27.21923],[-105.55213,27.21772],[-105.55308,27.21642],[-105.55448,27.21446],[-105.55569,27.21281],[-105.55699,27.211],[-105.5583,27.20917],[-105.55964,27.20734],[-105.56097,27.2055],[-105.5621,27.20395],[-105.56316,27.20247],[-105.56426,27.20094],[-105.56547,27.19928],[-105.56647,27.1979],[-105.56767,27.19623],[-105.56886,27.19456],[-105.5701,27.19287],[-105.57107,27.1915],[-105.57205,27.19014],[-105.57314,27.18862],[-105.57433,27.18701],[-105.57553,27.18531],[-105.57666,27.18372],[-105.57763,27.18239],[-105.57872,27.18088],[-105.5797,27.17953],[-105.58078,27.178],[-105.58192,27.17644],[-105.58305,27.17485],[-105.58416,27.17333],[-105.58504,27.1721],[-105.58623,27.17042],[-105.58742,27.16873],[-105.58831,27.16735],[-105.58919,27.16595],[-105.59002,27.16452],[-105.59082,27.16307],[-105.59149,27.16179],[-105.59215,27.16043],[-105.5929,27.15888],[-105.59378,27.15706],[-105.59463,27.1553],[-105.59554,27.1534],[-105.59634,27.15176],[-105.59714,27.15013],[-105.59794,27.14847],[-105.59874,27.14682],[-105.59944,27.14535],[-105.60022,27.14375],[-105.6011,27.14192],[-105.60199,27.1401],[-105.60283,27.13837],[-105.6037,27.13656],[-105.60441,27.13507],[-105.60518,27.13351],[-105.60604,27.13171],[-105.60694,27.12985],[-105.60781,27.12807],[-105.60868,27.1263],[-105.60955,27.1245],[-105.61038,27.12276],[-105.61119,27.12107],[-105.61205,27.11936],[-105.61284,27.11764],[-105.61371,27.11586],[-105.61461,27.11404],[-105.61548,27.11224],[-105.61635,27.11042],[-105.61712,27.10884],[-105.61791,27.10719],[-105.61854,27.1059],[-105.61941,27.10409],[-105.6203,27.10225],[-105.621,27.10082],[-105.62164,27.09949],[-105.62244,27.09783],[-105.62321,27.09621],[-105.62415,27.09432],[-105.62509,27.09234],[-105.62605,27.09038],[-105.62696,27.08857],[-105.62784,27.08678],[-105.62859,27.08523],[-105.62949,27.08333],[-105.6303,27.08171],[-105.6313,27.07959],[-105.63215,27.07786],[-105.63298,27.07614],[-105.63384,27.07436],[-105.63471,27.07254],[-105.63581,27.07026],[-105.63665,27.06848],[-105.63743,27.06689],[-105.6385,27.06469],[-105.63934,27.06295],[-105.64018,27.06115],[-105.64106,27.05938],[-105.64193,27.05759],[-105.64278,27.05578],[-105.64363,27.05403],[-105.64416,27.05301],[-105.64495,27.05134],[-105.64593,27.04937],[-105.6468,27.04755],[-105.64762,27.04585],[-105.64855,27.04393],[-105.64959,27.04176],[-105.65062,27.03962],[-105.65161,27.03757],[-105.65261,27.03555],[-105.65355,27.0336],[-105.65443,27.03176],[-105.65534,27.02991],[-105.6562,27.02808],[-105.65707,27.02627],[-105.65794,27.02447],[-105.65881,27.02265],[-105.65967,27.02085],[-105.66053,27.01903],[-105.66111,27.01785],[-105.6619,27.0162],[-105.66257,27.01482],[-105.66342,27.01308],[-105.66423,27.01168],[-105.66503,27.01044],[-105.66596,27.00916],[-105.667,27.00792],[-105.66809,27.00677],[-105.66894,27.00595],[-105.66989,27.00504],[-105.67113,27.00389],[-105.67252,27.00257],[-105.67392,27.00123],[-105.67488,27.00031],[-105.67595,26.99933],[-105.67721,26.99811],[-105.67826,26.99711],[-105.67962,26.99582],[-105.68053,26.99498],[-105.68164,26.99393],[-105.68267,26.99296],[-105.68372,26.99198],[-105.6846,26.99111],[-105.68551,26.99024],[-105.6865,26.98929],[-105.68757,26.98831],[-105.68855,26.98743],[-105.68975,26.98625],[-105.69113,26.98495],[-105.69227,26.98386],[-105.69401,26.9822],[-105.69511,26.98117],[-105.69603,26.98029],[-105.69693,26.97944],[-105.69839,26.97806],[-105.69923,26.97724],[-105.70006,26.97644]]}}
Línea 115.0 kV | LineString | 115.0 kV | 1 |  |  | CFE |  |  |  |  | OpenStreetMap | {"type":"Feature","properties":{},"geometry":{"type":"LineString","coordinates":[[-105.3827,27.48584],[-105.38382,27.48397],[-105.38496,27.48216]]}}
Línea 115.0 kV | LineString | 115.0 kV | 1 |  |  | CFE |  |  |  |  | OpenStreetMap | {"type":"Feature","properties":{},"geometry":{"type":"LineString","coordinates":[[-105.3827,27.48584],[-105.38387,27.48399],[-105.38496,27.48216]]}}
Línea 115.0 kV | LineString | 115.0 kV | 2 |  |  | CFE |  |  |  |  | OpenStreetMap | {"type":"Feature","properties":{},"geometry":{"type":"LineString","coordinates":[[-105.38141,27.52692],[-105.38022,27.52528],[-105.37898,27.52357],[-105.37776,27.52191],[-105.3764,27.52005],[-105.37513,27.5183],[-105.37402,27.51682],[-105.37321,27.51543],[-105.37258,27.51398],[-105.37212,27.51247],[-105.37179,27.51101],[-105.37158,27.50967],[-105.37149,27.50852],[-105.37146,27.50714],[-105.37158,27.5058],[-105.37193,27.50421],[-105.37248,27.50269],[-105.3732,27.50129],[-105.37427,27.49954],[-105.37534,27.49781],[-105.37642,27.49607],[-105.3775,27.49433],[-105.3784,27.49281],[-105.37952,27.49098],[-105.3806,27.48925],[-105.38177,27.48735],[-105.3827,27.48584]]}}
Línea 115.0 kV | LineString | 115.0 kV | 1 |  |  | CFE |  |  |  |  | OpenStreetMap | {"type":"Feature","properties":{},"geometry":{"type":"LineString","coordinates":[[-105.40515,27.54455],[-105.40337,27.54374],[-105.40211,27.54318],[-105.40071,27.54255],[-105.39891,27.54174],[-105.39739,27.54106],[-105.3962,27.54053],[-105.39489,27.53994],[-105.39276,27.53896],[-105.38955,27.53752],[-105.38808,27.53635],[-105.38615,27.53483],[-105.38483,27.53378],[-105.38364,27.53283],[-105.3818,27.53137],[-105.38048,27.53035],[-105.37901,27.52919],[-105.37764,27.5281],[-105.37651,27.5272],[-105.37452,27.52566],[-105.37257,27.5241],[-105.37224,27.52383],[-105.37095,27.52283],[-105.36962,27.52179],[-105.36835,27.52079],[-105.36693,27.51966],[-105.36555,27.51856],[-105.36408,27.51741],[-105.36268,27.5163],[-105.36137,27.51526],[-105.36,27.51417],[-105.35874,27.5132],[-105.35738,27.51211],[-105.35599,27.51101],[-105.35444,27.50981],[-105.35306,27.50871],[-105.35157,27.50752],[-105.35001,27.5063],[-105.34848,27.50509],[-105.34681,27.50379],[-105.34544,27.50269],[-105.34402,27.50156],[-105.34266,27.50048],[-105.34136,27.49946],[-105.34003,27.49842],[-105.33885,27.49749],[-105.33743,27.49636],[-105.33604,27.49527],[-105.33463,27.49416],[-105.33324,27.49305],[-105.33188,27.49198],[-105.33047,27.49087],[-105.32925,27.4899],[-105.32793,27.48886],[-105.32656,27.48778],[-105.32524,27.48673],[-105.32394,27.48573],[-105.32224,27.48437],[-105.321,27.48338],[-105.31974,27.48238],[-105.3183,27.48126],[-105.31693,27.48017],[-105.31553,27.47907],[-105.31415,27.47797],[-105.31275,27.47686],[-105.31143,27.47582],[-105.30999,27.47466],[-105.30848,27.47347],[-105.30707,27.47236],[-105.30571,27.47128],[-105.30431,27.4702],[-105.30293,27.4691],[-105.30156,27.46802],[-105.30017,27.46692],[-105.29879,27.46582],[-105.29742,27.46475],[-105.29603,27.46366],[-105.29469,27.4626],[-105.29329,27.4615],[-105.29191,27.46041],[-105.29053,27.4593],[-105.28915,27.45823],[-105.28776,27.45711],[-105.28639,27.45603],[-105.28499,27.45492],[-105.28361,27.45381],[-105.28225,27.45274],[-105.2809,27.45167],[-105.27954,27.4506],[-105.27814,27.44949],[-105.27679,27.44842],[-105.2754,27.44733],[-105.27402,27.44623],[-105.27263,27.44514],[-105.27123,27.44405],[-105.26994,27.44302],[-105.26856,27.44192],[-105.26718,27.44082],[-105.2658,27.43972],[-105.26439,27.43857],[-105.26303,27.43747],[-105.26173,27.43642],[-105.26063,27.43545],[-105.25909,27.4342],[-105.25724,27.43267],[-105.25612,27.43173],[-105.25459,27.43043],[-105.25289,27.429],[-105.25132,27.42772],[-105.25018,27.42676],[-105.24894,27.42572],[-105.24728,27.42436],[-105.24638,27.4236],[-105.24458,27.42211],[-105.24323,27.42098],[-105.24188,27.41985],[-105.24053,27.41872],[-105.23921,27.41762],[-105.23784,27.41647],[-105.23649,27.41535],[-105.23517,27.41425],[-105.23373,27.41305],[-105.23235,27.41189],[-105.23101,27.41077],[-105.22967,27.40965],[-105.22831,27.40852],[-105.22698,27.40741],[-105.22564,27.4063],[-105.22428,27.40516],[-105.22295,27.40404],[-105.22162,27.40294],[-105.22025,27.40179],[-105.21892,27.40067],[-105.21755,27.39953],[-105.21622,27.39842],[-105.21486,27.39728],[-105.2135,27.39615],[-105.2122,27.39506],[-105.21082,27.39391],[-105.2095,27.39281],[-105.20814,27.39167],[-105.20679,27.39055],[-105.20546,27.38943],[-105.20414,27.38832],[-105.20277,27.3872],[-105.20148,27.38611],[-105.20013,27.38497],[-105.1988,27.38385],[-105.19743,27.38272],[-105.19566,27.38118],[-105.19452,27.38025],[-105.19333,27.37929],[-105.192,27.37818],[-105.1907,27.37709],[-105.18906,27.37571],[-105.18761,27.37451],[-105.18615,27.37329],[-105.18467,27.37205],[-105.18306,27.3707],[-105.18145,27.36936],[-105.17967,27.36788],[-105.17831,27.36673],[-105.17703,27.36566],[-105.17567,27.36453],[-105.17433,27.36341],[-105.17297,27.36228],[-105.17171,27.36122],[-105.17042,27.36015],[-105.16922,27.35915],[-105.1676,27.35779],[-105.1661,27.35654],[-105.16479,27.35544],[-105.16342,27.3543],[-105.1621,27.35319],[-105.16078,27.35208],[-105.15945,27.35097],[-105.15809,27.34983],[-105.15673,27.3487],[-105.1554,27.34758],[-105.15418,27.34657],[-105.15299,27.34557],[-105.15181,27.34458],[-105.15063,27.34359],[-105.14945,27.34261],[-105.14827,27.34162],[-105.14709,27.34064],[-105.14591,27.33965],[-105.14471,27.33858],[-105.14352,27.33761],[-105.14234,27.3366],[-105.14117,27.33561],[-105.13998,27.33464],[-105.13879,27.33366],[-105.13763,27.33269],[-105.13641,27.33165],[-105.13527,27.33069],[-105.13408,27.32972],[-105.13291,27.32872],[-105.13173,27.32774],[-105.13055,27.32674],[-105.12937,27.32576],[-105.12819,27.32478],[-105.127,27.32379],[-105.12583,27.32279],[-105.12466,27.32181],[-105.12348,27.32081],[-105.12229,27.31984],[-105.12112,27.31885],[-105.11993,27.31788],[-105.11876,27.31687],[-105.1176,27.3159],[-105.11639,27.31489],[-105.11521,27.31391],[-105.11412,27.31299],[-105.11286,27.31193],[-105.11168,27.31096],[-105.11052,27.30997],[-105.10933,27.30898],[-105.10814,27.30799],[-105.10697,27.30701],[-105.10609,27.30628],[-105.10522,27.30554],[-105.10433,27.3048],[-105.10299,27.30367],[-105.10165,27.30254],[-105.10029,27.30141],[-105.09895,27.30027],[-105.09762,27.29914],[-105.0963,27.29802],[-105.09494,27.29691],[-105.09358,27.29578],[-105.09223,27.29464],[-105.09089,27.29352],[-105.08954,27.2924],[-105.08819,27.29127],[-105.08683,27.29014],[-105.08552,27.28904],[-105.08421,27.28793],[-105.08291,27.28685],[-105.08165,27.28578],[-105.0803,27.28465],[-105.07901,27.28357],[-105.07775,27.28251],[-105.07643,27.28141],[-105.07507,27.28027],[-105.07373,27.27916],[-105.07242,27.27807],[-105.07108,27.27693],[-105.06973,27.27578],[-105.06838,27.27467],[-105.06709,27.27358],[-105.06572,27.27244],[-105.0644,27.27132],[-105.06289,27.27006],[-105.06155,27.26896],[-105.06022,27.26786],[-105.0589,27.26677],[-105.05756,27.26564],[-105.05624,27.26453],[-105.05493,27.26344],[-105.05359,27.26231],[-105.05228,27.26121],[-105.05084,27.26001],[-105.0495,27.25888],[-105.04817,27.25776],[-105.04681,27.25662],[-105.04546,27.25549],[-105.04412,27.25437],[-105.0428,27.25325],[-105.04146,27.25213],[-105.04025,27.25111],[-105.03886,27.24994],[-105.03754,27.24884],[-105.03629,27.24779],[-105.03499,27.2467],[-105.03357,27.2455],[-105.03224,27.24439],[-105.03091,27.24328],[-105.02956,27.24216],[-105.02822,27.24104],[-105.02691,27.23993],[-105.02556,27.2388],[-105.02421,27.23768],[-105.02287,27.23654],[-105.02152,27.2354],[-105.02019,27.23428],[-105.01883,27.23315],[-105.0175,27.23203],[-105.01614,27.23089],[-105.01479,27.22976],[-105.01344,27.22863],[-105.01209,27.22749],[-105.01075,27.22636],[-105.00945,27.22527],[-105.00813,27.22417],[-105.00682,27.22307],[-105.00549,27.22194],[-105.00414,27.2208],[-105.00278,27.21968],[-105.00144,27.21855],[-105.00009,27.21742],[-104.99875,27.21628],[-104.9974,27.21515],[-104.99606,27.21403],[-104.99475,27.21293],[-104.99342,27.21181],[-104.99207,27.21067],[-104.99074,27.20955],[-104.98937,27.2084],[-104.98804,27.20728],[-104.98668,27.20615],[-104.98535,27.20502],[-104.98401,27.20389],[-104.9827,27.20279],[-104.98136,27.20166],[-104.98002,27.20053],[-104.97866,27.19939],[-104.97732,27.19826],[-104.97597,27.19714],[-104.97463,27.19601],[-104.97335,27.19493],[-104.972,27.19379],[-104.97069,27.1927],[-104.96935,27.19157],[-104.968,27.19043],[-104.96667,27.1893],[-104.96532,27.18817],[-104.96398,27.18704],[-104.96263,27.18591],[-104.96127,27.18478],[-104.95995,27.18365],[-104.95859,27.18251],[-104.95725,27.18138],[-104.95595,27.18027],[-104.95462,27.17916],[-104.95334,27.17808],[-104.95199,27.17695],[-104.95064,27.17581],[-104.94917,27.17457],[-104.94776,27.17338],[-104.94639,27.17224],[-104.94505,27.17111],[-104.94371,27.16997],[-104.94237,27.16885],[-104.94101,27.1677],[-104.93969,27.16658],[-104.93833,27.16544],[-104.93699,27.16431],[-104.93564,27.16318],[-104.93431,27.16207],[-104.93295,27.16093],[-104.93172,27.15989],[-104.92997,27.15841]]}}
Línea 115.0 kV | LineString | 115.0 kV | 1 |  |  | CFE |  |  |  |  | OpenStreetMap | {"type":"Feature","properties":{},"geometry":{"type":"LineString","coordinates":[[-106.01583,26.80913],[-106.01556,26.80908],[-106.01526,26.80945],[-106.01476,26.81088],[-106.01433,26.81214],[-106.014,26.81312],[-106.01293,26.81624],[-106.01267,26.81698],[-106.0127,26.81765],[-106.01293,26.82195],[-106.0115,26.82613],[-106.01007,26.83034],[-106.00847,26.83367],[-106.00622,26.83848],[-106.00475,26.84158],[-106.00307,26.84512],[-106.00266,26.84598],[-106.00164,26.8487],[-106.00082,26.85086],[-105.99984,26.8534],[-105.9963,26.85662],[-105.99313,26.8595],[-105.99194,26.86058],[-105.99121,26.86124],[-105.98872,26.86285],[-105.98821,26.86317],[-105.98448,26.86556],[-105.98286,26.8666],[-105.98007,26.86838],[-105.97752,26.87003],[-105.97498,26.87163],[-105.97133,26.87425],[-105.97023,26.87502],[-105.96909,26.87583],[-105.96659,26.8776],[-105.96574,26.87821],[-105.96502,26.87872],[-105.96305,26.88011],[-105.96156,26.88116],[-105.95939,26.8827],[-105.95894,26.88302],[-105.95547,26.88509],[-105.95476,26.88551],[-105.95295,26.88659],[-105.95101,26.88774],[-105.94859,26.8873],[-105.94343,26.88625],[-105.94236,26.88605],[-105.93908,26.88544],[-105.93736,26.8856],[-105.93283,26.88606],[-105.93149,26.88618],[-105.92909,26.88641],[-105.92695,26.88661],[-105.92475,26.8868],[-105.92278,26.88702],[-105.92157,26.88715],[-105.92076,26.88722],[-105.91951,26.88794],[-105.91815,26.88872],[-105.91591,26.88998],[-105.91226,26.89128],[-105.90719,26.89242],[-105.90546,26.89338],[-105.90129,26.89567],[-105.90034,26.89618],[-105.89736,26.89779],[-105.89645,26.89828],[-105.89485,26.89917],[-105.89341,26.89995],[-105.89167,26.90035],[-105.88815,26.90116],[-105.88502,26.90188],[-105.88156,26.90268],[-105.88056,26.90291],[-105.8786,26.90335],[-105.87681,26.90376],[-105.87577,26.90399],[-105.87275,26.90469],[-105.86976,26.90539],[-105.86825,26.90574],[-105.86682,26.90607],[-105.86505,26.90647],[-105.8632,26.90691],[-105.86154,26.90729],[-105.85948,26.90777],[-105.85807,26.90809],[-105.85687,26.90672],[-105.85579,26.90547],[-105.85446,26.90396],[-105.85359,26.90296],[-105.85265,26.90189],[-105.85186,26.90098],[-105.85057,26.8995],[-105.84969,26.8985],[-105.84787,26.89641],[-105.84676,26.8959],[-105.84532,26.89524],[-105.84392,26.89459],[-105.84179,26.89361],[-105.83981,26.89269],[-105.83741,26.89158],[-105.83623,26.89104],[-105.83509,26.89051],[-105.83451,26.88791],[-105.8341,26.88603],[-105.83387,26.88505],[-105.83357,26.88376],[-105.8336,26.88356],[-105.83392,26.88352]]}}
Línea 115.0 kV | LineString | 115.0 kV | 1 |  |  | CFE |  |  |  |  | OpenStreetMap | {"type":"Feature","properties":{},"geometry":{"type":"LineString","coordinates":[[-106.58306,26.21335],[-106.58292,26.21317],[-106.58283,26.21324],[-106.58218,26.21365],[-106.58157,26.21392],[-106.57938,26.21468],[-106.57757,26.21531],[-106.57608,26.21583],[-106.5745,26.21638],[-106.55994,26.21729],[-106.55573,26.21755],[-106.55344,26.21772],[-106.55184,26.21915],[-106.55041,26.22037],[-106.54923,26.22141],[-106.54425,26.22571],[-106.54209,26.22525],[-106.54216,26.22315],[-106.54238,26.21997],[-106.54084,26.21782],[-106.54103,26.21622],[-106.54589,26.21052],[-106.54445,26.20654],[-106.54353,26.20543],[-106.54145,26.20297],[-106.53921,26.20036],[-106.53373,26.19831],[-106.52831,26.19413],[-106.52808,26.19327],[-106.52705,26.18963],[-106.52538,26.18415],[-106.52464,26.18223],[-106.52429,26.18129],[-106.5235,26.18015],[-106.52237,26.17856],[-106.52086,26.17643],[-106.51967,26.17483],[-106.5189,26.17271],[-106.51847,26.17153],[-106.51758,26.16924],[-106.51783,26.16786],[-106.51805,26.16646],[-106.5179,26.16519],[-106.5176,26.16335],[-106.51821,26.16248],[-106.52438,26.15864],[-106.52443,26.15502],[-106.52411,26.15367],[-106.52286,26.15204],[-106.52159,26.15044],[-106.52023,26.14875],[-106.51906,26.14729],[-106.51842,26.14585],[-106.51793,26.14466],[-106.5169,26.14231],[-106.51633,26.14102],[-106.516,26.14026],[-106.51543,26.13538],[-106.51466,26.12742],[-106.52072,26.11942],[-106.51773,26.10854],[-106.5173,26.10696],[-106.51626,26.10329],[-106.51523,26.10147],[-106.51385,26.09891],[-106.51447,26.09673],[-106.52889,26.08292],[-106.52867,26.08161],[-106.52725,26.08031],[-106.52509,26.07833],[-106.52497,26.07077],[-106.52265,26.06683],[-106.52521,26.06192],[-106.52488,26.06008],[-106.5242,26.05787],[-106.52323,26.05491],[-106.52291,26.05401],[-106.52276,26.05313],[-106.52074,26.05254],[-106.51885,26.05197],[-106.51627,26.05061],[-106.51495,26.04992],[-106.51386,26.04478],[-106.51363,26.04365],[-106.51349,26.04185],[-106.51334,26.0379],[-106.51135,26.03512],[-106.51031,26.03434],[-106.50422,26.03362],[-106.50363,26.03312],[-106.50307,26.03314],[-106.50286,26.03323]]}}
Línea 115.0 kV | LineString | 115.0 kV | 1 |  |  | CFE |  |  |  |  | OpenStreetMap | {"type":"Feature","properties":{},"geometry":{"type":"LineString","coordinates":[[-106.35618,26.52303],[-106.35653,26.52164],[-106.35695,26.51999],[-106.35845,26.5142],[-106.35872,26.51302],[-106.35903,26.51185],[-106.3595,26.51005],[-106.35981,26.50883],[-106.36033,26.50683],[-106.36103,26.5041],[-106.36193,26.50058],[-106.36244,26.49864],[-106.36275,26.49743],[-106.36361,26.49413],[-106.36565,26.49178],[-106.36711,26.49012],[-106.36829,26.48876],[-106.36923,26.48768],[-106.37017,26.48661],[-106.37128,26.48533],[-106.37243,26.484],[-106.37372,26.48253],[-106.37454,26.48134],[-106.37551,26.47992],[-106.37648,26.47851],[-106.37792,26.4764],[-106.37914,26.47462],[-106.37946,26.47288],[-106.37977,26.47118],[-106.37995,26.47019],[-106.38039,26.46778],[-106.38062,26.46655],[-106.38081,26.46548],[-106.38141,26.46223],[-106.38166,26.46085],[-106.38196,26.4592],[-106.38239,26.45683],[-106.38273,26.45508],[-106.38297,26.45366],[-106.38329,26.45187],[-106.38363,26.45006],[-106.38395,26.44828],[-106.38429,26.44644],[-106.38462,26.44465],[-106.38489,26.44313],[-106.38527,26.44105],[-106.38593,26.43751],[-106.38664,26.43694],[-106.38843,26.43551],[-106.39031,26.43396],[-106.39159,26.43293],[-106.39296,26.43182],[-106.39393,26.43104],[-106.39483,26.43029],[-106.39617,26.42922],[-106.39902,26.42691],[-106.40078,26.42548],[-106.40154,26.42342],[-106.40218,26.42167],[-106.40263,26.42047],[-106.40326,26.41874],[-106.40387,26.41708],[-106.40489,26.41577],[-106.40586,26.41452],[-106.40695,26.4131],[-106.40805,26.41171],[-106.40908,26.41036],[-106.41018,26.40894],[-106.41151,26.4072],[-106.41242,26.40602],[-106.41346,26.40469],[-106.41443,26.40343],[-106.41539,26.40219],[-106.41506,26.39955],[-106.41488,26.39803],[-106.41472,26.3967],[-106.41449,26.39487],[-106.41429,26.39322],[-106.41408,26.39156],[-106.4161,26.39046],[-106.41752,26.38968],[-106.41928,26.38872],[-106.42322,26.38654],[-106.42542,26.38535],[-106.42843,26.38369],[-106.43352,26.3809],[-106.43451,26.38035],[-106.43665,26.37669],[-106.43822,26.37398],[-106.43891,26.37279],[-106.43956,26.37167],[-106.44059,26.36992],[-106.44199,26.3675],[-106.4426,26.36646],[-106.44337,26.36514],[-106.44379,26.3644],[-106.44421,26.36368],[-106.444,26.36275],[-106.44379,26.3618],[-106.4432,26.35915],[-106.44217,26.35463],[-106.44407,26.35149],[-106.44472,26.35022],[-106.44594,26.34736],[-106.44794,26.3435],[-106.44823,26.34237],[-106.44851,26.34074],[-106.4484,26.33964],[-106.4482,26.33786],[-106.44812,26.33691],[-106.44857,26.33615],[-106.44912,26.33528],[-106.44993,26.33396],[-106.45147,26.33149],[-106.45232,26.33016],[-106.4535,26.3282],[-106.45461,26.32642],[-106.45667,26.32311],[-106.45813,26.32074],[-106.45957,26.3183],[-106.46636,26.30739],[-106.46719,26.30665],[-106.46946,26.3046],[-106.47249,26.30232],[-106.48118,26.29736],[-106.48938,26.28353],[-106.49652,26.27984],[-106.50498,26.2734],[-106.50538,26.26762],[-106.51113,26.26205],[-106.51318,26.25934]]}}
Línea 115.0 kV | LineString | 115.0 kV | 1 |  |  | CFE |  |  |  |  | OpenStreetMap | {"type":"Feature","properties":{},"geometry":{"type":"LineString","coordinates":[[-106.01585,26.80904],[-106.01557,26.80899],[-106.01556,26.80855],[-106.01634,26.80631],[-106.01698,26.80443],[-106.01793,26.80271],[-106.01885,26.80104],[-106.01966,26.79956],[-106.02044,26.79814],[-106.02096,26.79721],[-106.0218,26.79567],[-106.02265,26.79412],[-106.02354,26.79252],[-106.02438,26.79099],[-106.02521,26.78949],[-106.02605,26.78795],[-106.02656,26.78703],[-106.02729,26.7857],[-106.02784,26.7847],[-106.02899,26.78381],[-106.03027,26.78279],[-106.03163,26.78173],[-106.03312,26.78056],[-106.03477,26.77926],[-106.03606,26.77827],[-106.03789,26.77683],[-106.03936,26.77567],[-106.0408,26.77453],[-106.04216,26.77348],[-106.04276,26.773],[-106.04318,26.77111],[-106.04355,26.76943],[-106.04387,26.76801],[-106.04426,26.76618],[-106.04455,26.76485],[-106.04489,26.76331],[-106.04551,26.76048],[-106.0458,26.75912],[-106.04645,26.75797],[-106.04714,26.75675],[-106.04812,26.75501],[-106.049,26.75344],[-106.04983,26.75194],[-106.05063,26.75054],[-106.05128,26.74938],[-106.05205,26.748],[-106.05288,26.74652],[-106.05366,26.74513],[-106.05469,26.7433],[-106.05549,26.74192],[-106.05632,26.74044],[-106.05732,26.73866],[-106.05825,26.73699],[-106.05907,26.73554],[-106.05977,26.73429],[-106.06089,26.73228],[-106.06174,26.73079],[-106.06251,26.7294],[-106.06346,26.72766],[-106.06404,26.72651],[-106.06461,26.72533],[-106.06531,26.72385],[-106.06633,26.72174],[-106.06723,26.71987],[-106.06789,26.71852],[-106.06906,26.71609],[-106.06971,26.71475],[-106.07043,26.71323],[-106.07113,26.71176],[-106.07232,26.71154],[-106.0735,26.71133],[-106.07688,26.71068],[-106.07962,26.71018],[-106.08119,26.70987],[-106.08333,26.70946],[-106.08488,26.70917],[-106.08673,26.70937],[-106.08843,26.70957],[-106.0898,26.70971],[-106.09247,26.71002],[-106.09817,26.71063],[-106.10017,26.71085],[-106.10181,26.71102],[-106.10397,26.71127],[-106.10506,26.71139],[-106.1072,26.71163],[-106.11063,26.712],[-106.11242,26.7122],[-106.11489,26.71247],[-106.11648,26.71265],[-106.11833,26.71285],[-106.11945,26.71299],[-106.12058,26.71311],[-106.12544,26.71365],[-106.12861,26.71334],[-106.13317,26.71289],[-106.13487,26.71272],[-106.13652,26.71257],[-106.13772,26.71226],[-106.13867,26.71201],[-106.14583,26.7101],[-106.147,26.70977],[-106.14846,26.70939],[-106.1507,26.70879],[-106.15196,26.70846],[-106.1539,26.70793],[-106.15555,26.70749],[-106.15719,26.70706],[-106.16088,26.70608],[-106.16244,26.70566],[-106.16412,26.70521],[-106.16576,26.70478],[-106.16686,26.70448],[-106.16901,26.70337],[-106.17022,26.70275],[-106.17483,26.70037],[-106.17569,26.69993],[-106.1787,26.69839],[-106.18001,26.69771],[-106.18088,26.69679],[-106.18228,26.6953],[-106.18457,26.69285],[-106.18632,26.69101],[-106.18715,26.69013],[-106.19177,26.6853],[-106.19292,26.68404],[-106.19534,26.6822],[-106.197,26.68121],[-106.19809,26.68055],[-106.20303,26.67761],[-106.20352,26.6774],[-106.20579,26.6745],[-106.20687,26.67299],[-106.20805,26.67135],[-106.21,26.66863],[-106.21093,26.66732],[-106.21228,26.66543],[-106.21395,26.66455],[-106.21563,26.66247],[-106.21652,26.66139],[-106.21799,26.65959],[-106.21918,26.65814],[-106.22067,26.65631],[-106.22222,26.6544],[-106.22432,26.65194],[-106.22783,26.64856],[-106.22909,26.64739],[-106.23118,26.64544],[-106.23216,26.64452],[-106.2332,26.64354],[-106.23445,26.64236],[-106.23626,26.64067],[-106.23727,26.63973],[-106.23832,26.63876],[-106.2396,26.63754],[-106.24057,26.63663],[-106.24151,26.63576],[-106.2424,26.6349],[-106.24323,26.63317],[-106.24404,26.63147],[-106.24469,26.63009],[-106.24537,26.62869],[-106.24588,26.62762],[-106.2466,26.62608],[-106.24727,26.62467],[-106.24795,26.62401],[-106.25048,26.62152],[-106.25121,26.62081],[-106.25276,26.62034],[-106.25414,26.61992],[-106.256,26.61936],[-106.25809,26.61871],[-106.25989,26.61817],[-106.26175,26.61761],[-106.26327,26.61714],[-106.26517,26.61656],[-106.26676,26.6161],[-106.27247,26.61439],[-106.27344,26.61405],[-106.27608,26.61325],[-106.27833,26.61173],[-106.28035,26.6083],[-106.28102,26.60716],[-106.28159,26.6062],[-106.28453,26.60015]]}}
Línea 115.0 kV | LineString | 115.0 kV | 1 |  |  | CFE |  |  |  |  | OpenStreetMap | {"type":"Feature","properties":{},"geometry":{"type":"LineString","coordinates":[[-104.4929,28.97353],[-104.49267,28.97355],[-104.49271,28.97369],[-104.49317,28.97526],[-104.49373,28.97717],[-104.49429,28.97909],[-104.49485,28.98101],[-104.49542,28.98295],[-104.49596,28.98481],[-104.49651,28.98674],[-104.49706,28.98863],[-104.49763,28.99061],[-104.49818,28.99245],[-104.49873,28.99441],[-104.49929,28.99636],[-104.49984,28.9982],[-104.50038,29.00008],[-104.50089,29.00181],[-104.50148,29.00383],[-104.50204,29.0058],[-104.5026,29.00773],[-104.50316,29.00965],[-104.5035,29.01156],[-104.50384,29.01345],[-104.50417,29.01522],[-104.50451,29.01717],[-104.50486,29.01922],[-104.50524,29.02133],[-104.50561,29.02342],[-104.50594,29.02526],[-104.50628,29.02726],[-104.50662,29.02922],[-104.50696,29.0312],[-104.50731,29.03312],[-104.50766,29.03509],[-104.508,29.03698],[-104.50835,29.03898],[-104.5087,29.04099],[-104.50906,29.04297],[-104.50937,29.04487],[-104.50971,29.04678],[-104.51004,29.04869],[-104.51041,29.05065],[-104.51073,29.05254],[-104.51103,29.05412],[-104.51144,29.05639],[-104.51167,29.05783],[-104.51195,29.05933],[-104.51233,29.06148],[-104.51258,29.06292],[-104.51291,29.06479],[-104.51334,29.06714],[-104.51377,29.06948],[-104.51409,29.07125],[-104.5144,29.07303],[-104.51474,29.07503],[-104.51505,29.07682],[-104.51537,29.07864],[-104.5157,29.08047],[-104.51601,29.0823],[-104.51598,29.0839],[-104.51588,29.08563],[-104.51584,29.08707],[-104.51576,29.08918],[-104.51566,29.0912],[-104.51552,29.09383],[-104.51517,29.09527],[-104.51472,29.09699],[-104.51422,29.09896],[-104.51364,29.10079],[-104.51327,29.10215],[-104.51269,29.1042],[-104.51216,29.10627],[-104.5116,29.10841],[-104.51109,29.11029],[-104.51055,29.11224],[-104.51002,29.11416],[-104.5095,29.11603],[-104.50894,29.11804],[-104.50844,29.11985],[-104.50793,29.12171],[-104.50737,29.12363],[-104.50692,29.12536],[-104.50582,29.12691],[-104.50469,29.12846],[-104.50356,29.13001],[-104.50247,29.13153],[-104.50128,29.13316],[-104.50007,29.13481],[-104.49887,29.13648],[-104.49759,29.13823],[-104.49634,29.13996],[-104.49497,29.14186],[-104.49379,29.14346],[-104.49262,29.14505],[-104.49145,29.14669],[-104.49024,29.14837],[-104.48885,29.15028],[-104.48763,29.15196],[-104.48648,29.15355],[-104.48517,29.15534],[-104.48402,29.15694],[-104.48293,29.15843],[-104.48176,29.16005],[-104.48058,29.16166],[-104.47946,29.16321],[-104.47845,29.16436],[-104.47705,29.16598],[-104.47576,29.16747],[-104.47461,29.16877],[-104.47336,29.17021],[-104.47207,29.17168],[-104.47099,29.17291],[-104.46899,29.17519],[-104.4675,29.17688],[-104.46614,29.17842],[-104.46477,29.17999],[-104.46335,29.1816],[-104.46099,29.18431],[-104.45837,29.18734],[-104.4568,29.18913],[-104.45514,29.19104],[-104.4545,29.19367],[-104.45409,29.19539],[-104.4536,29.1974],[-104.45324,29.19893],[-104.45278,29.20077],[-104.4523,29.20276],[-104.45181,29.20476],[-104.45139,29.20643],[-104.45091,29.2084],[-104.45048,29.21016],[-104.44997,29.21224],[-104.44903,29.21371],[-104.44807,29.21519],[-104.44712,29.21665],[-104.44616,29.21813],[-104.44522,29.21961],[-104.44438,29.22095],[-104.44316,29.22281],[-104.44225,29.22479],[-104.44142,29.22658],[-104.44058,29.22839],[-104.43972,29.23025],[-104.43889,29.23204],[-104.43805,29.23387],[-104.43722,29.23569],[-104.43639,29.23747],[-104.43553,29.23931],[-104.43469,29.24114],[-104.43381,29.24305],[-104.43295,29.24491],[-104.43213,29.24669],[-104.43121,29.24865],[-104.43037,29.25053],[-104.42948,29.2524],[-104.42865,29.25423],[-104.42779,29.25607],[-104.42696,29.25787],[-104.4261,29.25971],[-104.42529,29.26148],[-104.42443,29.26333],[-104.42359,29.26512],[-104.4227,29.26705],[-104.42191,29.26879],[-104.42113,29.27069],[-104.42028,29.27252],[-104.41943,29.2743],[-104.41856,29.27617],[-104.41773,29.27794],[-104.41686,29.27982],[-104.41603,29.28159],[-104.41518,29.2834],[-104.4143,29.28528],[-104.41345,29.28711],[-104.41261,29.2889],[-104.41184,29.29055],[-104.41098,29.29241],[-104.41011,29.29428],[-104.40926,29.29615],[-104.40836,29.29808],[-104.40749,29.29997],[-104.40687,29.30128],[-104.40599,29.30314],[-104.40502,29.30522],[-104.40435,29.30665],[-104.40333,29.30883],[-104.40242,29.31077],[-104.40154,29.31265],[-104.40042,29.31503],[-104.39958,29.31681],[-104.39868,29.31873],[-104.3979,29.32041],[-104.39705,29.32219],[-104.39629,29.32382],[-104.39541,29.32571],[-104.39458,29.32747],[-104.39396,29.32879],[-104.39311,29.3306],[-104.39226,29.33241],[-104.39135,29.33433],[-104.39061,29.33591],[-104.38959,29.33808],[-104.38917,29.33984],[-104.38866,29.34188],[-104.38817,29.34391],[-104.3877,29.34582],[-104.38724,29.34771],[-104.38694,29.34894],[-104.38649,29.35078],[-104.38602,29.35265],[-104.38547,29.35524],[-104.38588,29.3571],[-104.38628,29.35904],[-104.38659,29.36058],[-104.38687,29.36191],[-104.38721,29.36362],[-104.3875,29.36497],[-104.38797,29.36731],[-104.38842,29.3695],[-104.38925,29.37067],[-104.39041,29.37242],[-104.39154,29.37413],[-104.39271,29.37582],[-104.39392,29.37764],[-104.39504,29.37923],[-104.39613,29.38095],[-104.39727,29.38263],[-104.39829,29.38413],[-104.39901,29.38607],[-104.39961,29.38761],[-104.4002,29.38921],[-104.40084,29.39084],[-104.40145,29.3925],[-104.40263,29.3957],[-104.40345,29.39776],[-104.40438,29.40022],[-104.40498,29.40185],[-104.4048,29.40491],[-104.40467,29.40726],[-104.40452,29.40943],[-104.40443,29.41116],[-104.40432,29.41335],[-104.40418,29.41539],[-104.4041,29.41736],[-104.40393,29.41985],[-104.40385,29.42128],[-104.40369,29.42404],[-104.40346,29.42755],[-104.40337,29.42899],[-104.40328,29.43062],[-104.40309,29.43373],[-104.40298,29.43576],[-104.40285,29.43804],[-104.40332,29.43995],[-104.40386,29.442],[-104.40456,29.44454],[-104.40535,29.44757],[-104.4062,29.45091],[-104.40674,29.45297],[-104.4073,29.45509],[-104.4078,29.45702],[-104.40833,29.45903],[-104.40881,29.46076],[-104.40928,29.46257],[-104.40979,29.46449],[-104.41029,29.46634],[-104.4108,29.46826],[-104.41131,29.47015],[-104.4118,29.47204],[-104.4123,29.47391],[-104.41282,29.47591],[-104.41328,29.47762],[-104.41379,29.47955],[-104.41429,29.48141],[-104.4148,29.48335],[-104.41546,29.48582],[-104.41609,29.4882],[-104.41662,29.49017],[-104.41714,29.49216],[-104.41772,29.49433],[-104.41948,29.49545],[-104.41975,29.49696],[-104.42,29.4984],[-104.42025,29.49981],[-104.42055,29.50151],[-104.42088,29.50343],[-104.42122,29.50531],[-104.42153,29.50707],[-104.42184,29.50886],[-104.42221,29.51069],[-104.42254,29.51255],[-104.42294,29.51483],[-104.42327,29.51668],[-104.42368,29.51905],[-104.4245,29.52013],[-104.4253,29.52119],[-104.42599,29.52251],[-104.42666,29.52378],[-104.42741,29.52516],[-104.42809,29.52644],[-104.42861,29.52742],[-104.42937,29.52888],[-104.42998,29.53001],[-104.4309,29.53177],[-104.43124,29.5324],[-104.4297,29.53303],[-104.42836,29.53355],[-104.42718,29.53403],[-104.42698,29.53473],[-104.42653,29.53492]]}}
Línea 115.0 kV | LineString | 115.0 kV | 1 |  |  | CFE |  |  |  |  | OpenStreetMap | {"type":"Feature","properties":{},"geometry":{"type":"LineString","coordinates":[[-104.49498,28.43045],[-104.49604,28.43083],[-104.4961,28.43075],[-104.49735,28.42825],[-104.49824,28.42648],[-104.49916,28.42465],[-104.50007,28.42284],[-104.50096,28.42105],[-104.50186,28.41927],[-104.50276,28.4175],[-104.50366,28.41568],[-104.50455,28.4139],[-104.50542,28.41212],[-104.50632,28.41034],[-104.50711,28.40877],[-104.50799,28.40703],[-104.50891,28.40521],[-104.50981,28.4034],[-104.51069,28.40167],[-104.5114,28.40027],[-104.51232,28.39842],[-104.51323,28.39659],[-104.51406,28.39494],[-104.51496,28.39315],[-104.51585,28.39138],[-104.51674,28.3896],[-104.51762,28.38781],[-104.51849,28.38613],[-104.51942,28.38426],[-104.52032,28.38246],[-104.52124,28.38062],[-104.52199,28.37912],[-104.52288,28.37737],[-104.52376,28.37555],[-104.52461,28.37389],[-104.52549,28.37217],[-104.52631,28.37053],[-104.52715,28.36885],[-104.52804,28.36706],[-104.52897,28.36522],[-104.52979,28.36357],[-104.53084,28.36177],[-104.53188,28.35998],[-104.53288,28.35827],[-104.5338,28.35668],[-104.53478,28.355],[-104.53579,28.3533],[-104.53662,28.35186],[-104.53771,28.35005],[-104.53875,28.34824],[-104.53973,28.34654],[-104.5408,28.3447],[-104.54175,28.34309],[-104.54285,28.34119],[-104.54374,28.33972],[-104.54416,28.33812],[-104.54458,28.3366],[-104.54517,28.33442],[-104.54574,28.33233],[-104.54613,28.33085],[-104.54674,28.32862],[-104.5486,28.32742],[-104.54969,28.32669],[-104.55143,28.32557],[-104.55353,28.32422],[-104.55548,28.32296],[-104.5572,28.32185]]}}
Línea 115.0 kV | LineString | 115.0 kV | 1 |  |  | CFE |  |  |  |  | OpenStreetMap | {"type":"Feature","properties":{},"geometry":{"type":"LineString","coordinates":[[-104.46271,28.69119],[-104.46362,28.6912],[-104.46406,28.69121]]}}
Línea 115.0 kV | LineString | 115.0 kV | 1 |  |  | CFE |  |  |  |  | OpenStreetMap | {"type":"Feature","properties":{},"geometry":{"type":"LineString","coordinates":[[-104.45967,28.63564],[-104.45939,28.63564]]}}
Línea 115.0 kV | LineString | 115.0 kV | 2 |  |  | CFE |  |  |  |  | OpenStreetMap | {"type":"Feature","properties":{},"geometry":{"type":"LineString","coordinates":[[-104.46071,28.6357],[-104.46055,28.63569],[-104.46012,28.63569]]}}
Línea 115.0 kV | LineString | 115.0 kV | 2 |  |  | CFE |  |  |  |  | OpenStreetMap | {"type":"Feature","properties":{},"geometry":{"type":"LineString","coordinates":[[-104.46071,28.6357],[-104.46086,28.63874],[-104.46097,28.64197],[-104.46105,28.64528],[-104.46119,28.64876],[-104.46131,28.65246],[-104.46143,28.6561],[-104.46157,28.65983],[-104.4617,28.66362],[-104.46182,28.66743],[-104.46199,28.67137],[-104.46212,28.67497],[-104.46223,28.67859],[-104.46235,28.68195],[-104.46248,28.68528],[-104.46262,28.68842],[-104.46271,28.69119]]}}
Línea 115.0 kV | LineString | 115.0 kV | 1 |  |  | CFE |  |  |  |  | OpenStreetMap | {"type":"Feature","properties":{},"geometry":{"type":"LineString","coordinates":[[-105.6593,26.78464],[-105.65896,26.78431],[-105.65746,26.78348],[-105.65605,26.78269],[-105.65464,26.7819],[-105.65323,26.78113],[-105.65119,26.77998],[-105.6499,26.77926],[-105.64851,26.77849],[-105.64663,26.77744],[-105.64466,26.77635],[-105.643,26.77541],[-105.64121,26.77442],[-105.63952,26.77348],[-105.63819,26.77273],[-105.63635,26.77171],[-105.63464,26.77076],[-105.63247,26.76955],[-105.63071,26.76856],[-105.6284,26.76728],[-105.62715,26.76659],[-105.62543,26.76564],[-105.62393,26.76481],[-105.62232,26.76388],[-105.62073,26.763],[-105.61925,26.76217],[-105.61819,26.76159],[-105.61633,26.76055],[-105.61458,26.75957],[-105.61314,26.75878],[-105.61122,26.7577],[-105.60968,26.75684],[-105.60827,26.75605],[-105.60651,26.75507],[-105.60476,26.7541],[-105.60137,26.7522],[-105.59999,26.75145],[-105.59737,26.74998],[-105.59535,26.74885],[-105.59385,26.74801],[-105.59205,26.74701],[-105.5909,26.74637],[-105.5892,26.74542],[-105.58754,26.74449],[-105.58618,26.74374],[-105.58452,26.74281],[-105.58326,26.74211],[-105.58279,26.74024],[-105.58247,26.73892],[-105.5821,26.73742],[-105.58168,26.73573],[-105.58125,26.734],[-105.58081,26.7322],[-105.5802,26.72986],[-105.57975,26.72806],[-105.57919,26.72577],[-105.57877,26.72407],[-105.57826,26.72204],[-105.57785,26.72037],[-105.57752,26.71905],[-105.57692,26.71664],[-105.57656,26.71524],[-105.57614,26.71356],[-105.57579,26.71213],[-105.57547,26.71087],[-105.57496,26.7099],[-105.57428,26.70864],[-105.57276,26.70577],[-105.57164,26.70366],[-105.57107,26.7026],[-105.57034,26.70121],[-105.56956,26.69975],[-105.56869,26.69812],[-105.56731,26.69552],[-105.56623,26.69349],[-105.56567,26.69244],[-105.56442,26.69012],[-105.56363,26.68861],[-105.5629,26.68723],[-105.56213,26.68577],[-105.56074,26.68318],[-105.55976,26.68136],[-105.55893,26.67978],[-105.55794,26.67791],[-105.55666,26.67551],[-105.55613,26.6745],[-105.55559,26.67349],[-105.55507,26.6725],[-105.5538,26.67012],[-105.55197,26.66667],[-105.55093,26.66471],[-105.54928,26.66162],[-105.54875,26.66063],[-105.54751,26.65829],[-105.5467,26.65673],[-105.54573,26.65489],[-105.54485,26.65321],[-105.54407,26.65171],[-105.54326,26.65017],[-105.54249,26.64869],[-105.54161,26.64702],[-105.54074,26.64535],[-105.53991,26.64377],[-105.53925,26.64249],[-105.53835,26.64078],[-105.53739,26.63895],[-105.53657,26.63739],[-105.53575,26.63581],[-105.53506,26.6345],[-105.53438,26.6332],[-105.53342,26.63137],[-105.53258,26.62977],[-105.53175,26.62818],[-105.53069,26.62612],[-105.52977,26.62439],[-105.52919,26.62329],[-105.52855,26.62207],[-105.52792,26.62085],[-105.52727,26.61962],[-105.5265,26.61815],[-105.52544,26.61611],[-105.52458,26.61448],[-105.5236,26.6126],[-105.52297,26.61138],[-105.52226,26.61003],[-105.5213,26.60818],[-105.52053,26.60671],[-105.51955,26.60484],[-105.51895,26.6037],[-105.51821,26.60227],[-105.51759,26.60012],[-105.51729,26.59908],[-105.51698,26.59799],[-105.51661,26.59671],[-105.51619,26.59524],[-105.51573,26.59363],[-105.51528,26.59205],[-105.51478,26.59035],[-105.5141,26.58799],[-105.51359,26.58619],[-105.51313,26.58462],[-105.51267,26.583],[-105.51217,26.58125],[-105.5117,26.57963],[-105.51133,26.57833],[-105.51097,26.57707],[-105.51047,26.57541],[-105.50997,26.57379],[-105.50961,26.57257],[-105.50915,26.57105],[-105.50869,26.56956],[-105.50821,26.56797],[-105.50787,26.56682],[-105.50745,26.56546],[-105.50694,26.56376],[-105.50642,26.56203],[-105.50595,26.56046],[-105.50539,26.55859],[-105.5048,26.55668],[-105.50436,26.55519],[-105.50394,26.55381],[-105.50336,26.55189],[-105.50269,26.54967],[-105.5022,26.54806],[-105.50174,26.54654],[-105.50109,26.54435],[-105.50054,26.54256],[-105.50025,26.54156],[-105.49957,26.53932],[-105.49916,26.53797],[-105.49862,26.53618],[-105.49805,26.5343],[-105.49766,26.53299],[-105.49718,26.53141],[-105.49655,26.52934],[-105.49595,26.52733],[-105.49533,26.52526],[-105.49472,26.52327],[-105.49416,26.52138],[-105.49374,26.52],[-105.4932,26.51821],[-105.49263,26.51629],[-105.49207,26.51454],[-105.49081,26.51033],[-105.49037,26.50884],[-105.48917,26.5049],[-105.48876,26.50351],[-105.48827,26.5019],[-105.48779,26.5003],[-105.48731,26.49863],[-105.48635,26.4971],[-105.48528,26.49536],[-105.48453,26.49414],[-105.48357,26.49256],[-105.48264,26.49106],[-105.48201,26.49004],[-105.48138,26.48901],[-105.47936,26.48572],[-105.47873,26.4847],[-105.47632,26.48079],[-105.4758,26.47993],[-105.47377,26.47662],[-105.4722,26.47406],[-105.47101,26.47211],[-105.46932,26.46936],[-105.46876,26.46845],[-105.46812,26.4674],[-105.46685,26.46533],[-105.46515,26.46256],[-105.46436,26.46125],[-105.4636,26.46003],[-105.46168,26.4569],[-105.46103,26.45583],[-105.4591,26.4527],[-105.45873,26.45209],[-105.45704,26.44934],[-105.45589,26.44745],[-105.45521,26.44635],[-105.45447,26.44514],[-105.45343,26.44342],[-105.45216,26.44135],[-105.45115,26.43972],[-105.44957,26.43714],[-105.44917,26.43649],[-105.44744,26.43366],[-105.44674,26.43253],[-105.4452,26.43001],[-105.44443,26.42875],[-105.44385,26.4278],[-105.44334,26.42697],[-105.44153,26.42401],[-105.44112,26.42335],[-105.43953,26.42075],[-105.43782,26.41795],[-105.43723,26.41698],[-105.43659,26.41594],[-105.43574,26.41453],[-105.43483,26.41306],[-105.43378,26.41134],[-105.43267,26.40953],[-105.43207,26.40854],[-105.43086,26.40656],[-105.42991,26.40501],[-105.42942,26.40421],[-105.42856,26.4028],[-105.42752,26.40111],[-105.42648,26.39941],[-105.42571,26.39815],[-105.42515,26.39723],[-105.42453,26.39622],[-105.42338,26.39434],[-105.42231,26.39259],[-105.4214,26.39111],[-105.42045,26.38955],[-105.41977,26.38843],[-105.41919,26.38748],[-105.41805,26.38564],[-105.41666,26.38334],[-105.41547,26.3814],[-105.4146,26.37996],[-105.41397,26.37893],[-105.41304,26.37741],[-105.41236,26.37632],[-105.41127,26.37454],[-105.4103,26.37296],[-105.4095,26.37166],[-105.40915,26.37106],[-105.40683,26.36728],[-105.4062,26.36625],[-105.40499,26.36428],[-105.40398,26.3626],[-105.40245,26.36012],[-105.40178,26.35901],[-105.40116,26.358],[-105.40045,26.35585],[-105.39992,26.35426],[-105.39931,26.3524],[-105.39868,26.3505],[-105.39808,26.34868],[-105.39759,26.34722],[-105.397,26.34543],[-105.39635,26.34343],[-105.39586,26.34196],[-105.39554,26.34101],[-105.39489,26.33903],[-105.39462,26.33821],[-105.39369,26.33541],[-105.39288,26.33296],[-105.39232,26.33128],[-105.39137,26.32841],[-105.3906,26.32609],[-105.39021,26.32489],[-105.38972,26.32341],[-105.38929,26.32211],[-105.38869,26.3203],[-105.38811,26.31857],[-105.38754,26.31684],[-105.38687,26.31481],[-105.38638,26.31332],[-105.38579,26.31154],[-105.38516,26.30963],[-105.3846,26.30794],[-105.38419,26.30669],[-105.38362,26.305],[-105.38323,26.30382],[-105.38265,26.30204],[-105.38198,26.30002],[-105.38142,26.29834],[-105.38071,26.29621],[-105.38031,26.29499],[-105.37946,26.2924],[-105.37904,26.29116],[-105.37833,26.28899],[-105.37773,26.28721],[-105.37721,26.28562],[-105.37676,26.28427],[-105.37602,26.28202],[-105.37555,26.2806],[-105.37507,26.27914],[-105.37434,26.27695],[-105.3739,26.27562],[-105.37344,26.27422],[-105.37271,26.27201],[-105.37216,26.27036],[-105.3717,26.26898],[-105.37134,26.26787],[-105.37075,26.2661],[-105.37026,26.26466],[-105.36989,26.26353],[-105.36944,26.26214],[-105.36896,26.26071],[-105.36832,26.25881],[-105.36769,26.2569],[-105.36714,26.25521],[-105.36675,26.25405],[-105.36637,26.2529],[-105.36517,26.24932],[-105.36461,26.24762],[-105.36407,26.24598],[-105.36308,26.24299],[-105.3625,26.24124],[-105.36228,26.24057],[-105.36188,26.2391],[-105.36154,26.23787],[-105.36068,26.23473],[-105.35963,26.23088],[-105.35921,26.22932],[-105.35833,26.22612],[-105.35809,26.22522],[-105.35771,26.22381],[-105.35691,26.22088],[-105.35611,26.21796],[-105.35556,26.21594],[-105.35504,26.21405],[-105.35472,26.21286],[-105.3541,26.21058],[-105.3537,26.20912],[-105.35323,26.20741],[-105.35286,26.20606],[-105.35213,26.20339],[-105.35184,26.20229],[-105.35096,26.19908],[-105.35057,26.19766],[-105.34978,26.19476],[-105.3488,26.19116],[-105.3482,26.18897],[-105.34785,26.1877],[-105.34688,26.18411],[-105.3465,26.18275],[-105.34608,26.18123],[-105.34568,26.17974],[-105.34506,26.17745],[-105.34433,26.17475],[-105.34366,26.17235],[-105.3429,26.16952],[-105.34255,26.16825],[-105.34182,26.16559],[-105.34154,26.16453],[-105.34051,26.16078],[-105.33996,26.15874],[-105.33968,26.15774],[-105.33861,26.1538],[-105.33814,26.15207],[-105.33744,26.14947],[-105.33706,26.14811],[-105.33647,26.14592],[-105.33606,26.14443],[-105.33525,26.14146],[-105.33492,26.14024],[-105.33435,26.13817],[-105.33367,26.13566],[-105.33307,26.13346],[-105.33259,26.13167],[-105.33224,26.1304],[-105.33186,26.12899],[-105.33122,26.12664],[-105.33089,26.12546],[-105.33057,26.12431],[-105.33033,26.12236],[-105.33011,26.12065],[-105.32991,26.11904],[-105.32968,26.11724],[-105.32947,26.11554],[-105.32921,26.11365],[-105.329,26.11186],[-105.3288,26.11032],[-105.32858,26.10862],[-105.32837,26.10708],[-105.32815,26.10528],[-105.32796,26.10385],[-105.32777,26.10231],[-105.32754,26.10047],[-105.32733,26.09879],[-105.32702,26.09647],[-105.3269,26.0955],[-105.32659,26.09305],[-105.32636,26.09122],[-105.32611,26.08924],[-105.32594,26.08793],[-105.32571,26.08604],[-105.32552,26.08461],[-105.32529,26.08278],[-105.32506,26.08097],[-105.32482,26.07914],[-105.3246,26.07735],[-105.32439,26.07574],[-105.32422,26.07436],[-105.32395,26.07234],[-105.32374,26.07059],[-105.3235,26.06875],[-105.32333,26.06741],[-105.32311,26.06562],[-105.32286,26.06373],[-105.32264,26.06195],[-105.32243,26.06047],[-105.32227,26.05908],[-105.32203,26.05719],[-105.32183,26.05562],[-105.32159,26.05375],[-105.32136,26.05196],[-105.32112,26.0501],[-105.32087,26.04818],[-105.32062,26.04634],[-105.32041,26.04461],[-105.32018,26.04287],[-105.31998,26.04134],[-105.31969,26.03902],[-105.31945,26.0371],[-105.31918,26.03485],[-105.31892,26.03294],[-105.3187,26.03117],[-105.31839,26.02874],[-105.31934,26.02708],[-105.32021,26.02556],[-105.32115,26.02394],[-105.32198,26.02251],[-105.32346,26.01995],[-105.3256,26.01624],[-105.32622,26.01515],[-105.32694,26.0139],[-105.32957,26.00935],[-105.33076,26.00729],[-105.33445,26.00078],[-105.33611,25.99701],[-105.34253,25.99003],[-105.34905,25.98298],[-105.35329,25.97839],[-105.3535,25.97593],[-105.35381,25.96953],[-105.35389,25.96779],[-105.35559,25.96472],[-105.35635,25.96271],[-105.35588,25.96103],[-105.35842,25.95603],[-105.35871,25.95617]]}}
Línea 115.0 kV | LineString | 115.0 kV | 1 |  |  | CFE |  |  |  |  | OpenStreetMap | {"type":"Feature","properties":{},"geometry":{"type":"LineString","coordinates":[[-105.65941,26.78472],[-105.65924,26.78495],[-105.65737,26.78716],[-105.65648,26.78835],[-105.65557,26.78955],[-105.65494,26.79035],[-105.65383,26.79185],[-105.65273,26.79331],[-105.65183,26.79451],[-105.6507,26.79599],[-105.64985,26.7971],[-105.64861,26.79874],[-105.64736,26.8004],[-105.64619,26.80198],[-105.64508,26.80341],[-105.64398,26.80487],[-105.643,26.80619],[-105.6419,26.80765],[-105.64085,26.80902],[-105.63978,26.81044],[-105.63873,26.81184],[-105.63765,26.81328],[-105.63671,26.81453],[-105.63579,26.81575],[-105.63486,26.81699],[-105.63394,26.81819],[-105.63298,26.81978],[-105.63189,26.82161],[-105.63065,26.82178],[-105.62915,26.82199],[-105.62776,26.8222],[-105.62628,26.82241],[-105.62481,26.82262],[-105.62299,26.82464],[-105.62154,26.82624],[-105.62022,26.8277],[-105.61913,26.82895],[-105.61801,26.83018],[-105.6169,26.83139],[-105.61584,26.8326],[-105.61512,26.8342],[-105.61436,26.83593],[-105.61385,26.83705],[-105.61312,26.83872],[-105.61253,26.84041],[-105.61203,26.84187],[-105.61153,26.84329],[-105.61102,26.84475],[-105.61052,26.84621],[-105.61006,26.84607]]}}
Línea 115.0 kV | LineString | 115.0 kV | 1 |  |  | CFE |  |  |  |  | OpenStreetMap | {"type":"Feature","properties":{},"geometry":{"type":"LineString","coordinates":[[-103.9512,26.33323],[-103.95064,26.33363],[-103.94895,26.33393],[-103.94778,26.33269],[-103.94661,26.33141],[-103.94543,26.33013],[-103.94425,26.32887],[-103.94307,26.32761],[-103.9419,26.32633],[-103.94072,26.32509],[-103.93957,26.32383],[-103.93839,26.32258],[-103.93723,26.32132],[-103.93604,26.32004],[-103.93489,26.31883],[-103.93371,26.31755],[-103.93253,26.31629],[-103.93137,26.31503],[-103.93019,26.31375],[-103.92902,26.31249],[-103.92784,26.31121],[-103.92666,26.30994],[-103.92547,26.30869],[-103.92432,26.30744],[-103.92315,26.30616],[-103.92195,26.3049],[-103.92078,26.30365],[-103.91965,26.30236],[-103.91849,26.30117],[-103.91725,26.29983],[-103.91608,26.29856],[-103.91491,26.2973],[-103.91375,26.29608],[-103.91258,26.29483],[-103.91144,26.29358],[-103.91027,26.29231],[-103.90908,26.29105],[-103.90791,26.28977],[-103.90673,26.28851],[-103.90558,26.28727],[-103.90441,26.28601],[-103.90324,26.28473],[-103.90204,26.28346],[-103.90088,26.2822],[-103.89979,26.28101],[-103.89857,26.27972],[-103.89742,26.27849],[-103.89629,26.27724],[-103.89514,26.276],[-103.89392,26.2747],[-103.89276,26.27346],[-103.89157,26.27218],[-103.89039,26.27093],[-103.88922,26.26967],[-103.88805,26.26839],[-103.88688,26.26712],[-103.88571,26.26586],[-103.88452,26.26459],[-103.88335,26.26333],[-103.88215,26.26204],[-103.88104,26.26083],[-103.87986,26.25957],[-103.87872,26.25833],[-103.87755,26.25707],[-103.87637,26.2558],[-103.87518,26.25454],[-103.87402,26.25329],[-103.87286,26.25204],[-103.8717,26.25076],[-103.87053,26.24951],[-103.86935,26.24825],[-103.86817,26.24698],[-103.86699,26.24571],[-103.86583,26.24444],[-103.86463,26.24318],[-103.86351,26.24197],[-103.86232,26.2407],[-103.86116,26.2394],[-103.86038,26.23855],[-103.85959,26.23775],[-103.8588,26.23688],[-103.85763,26.23562],[-103.85647,26.23434],[-103.85529,26.2331],[-103.85412,26.23183],[-103.85295,26.23055],[-103.85179,26.2293],[-103.85062,26.22804],[-103.84944,26.22678],[-103.84826,26.22551],[-103.8471,26.22426],[-103.84591,26.22298],[-103.84478,26.22175],[-103.84362,26.22049],[-103.84243,26.21921],[-103.84125,26.21796],[-103.8401,26.2167],[-103.83891,26.21541],[-103.83772,26.21415],[-103.83656,26.21288],[-103.83537,26.21164],[-103.83422,26.21053],[-103.83297,26.20941],[-103.83176,26.20822],[-103.83057,26.20715],[-103.82938,26.20607],[-103.82825,26.20505],[-103.82707,26.20392],[-103.82586,26.20276],[-103.82469,26.20165],[-103.82341,26.20051],[-103.82214,26.19936],[-103.82091,26.19819],[-103.81966,26.19701],[-103.81839,26.19583],[-103.81714,26.19471],[-103.81586,26.19353],[-103.81458,26.19235],[-103.8133,26.19116],[-103.81202,26.18997],[-103.81077,26.1888],[-103.80952,26.18762],[-103.80825,26.18645],[-103.80696,26.18526],[-103.8057,26.18409],[-103.8044,26.18289],[-103.80315,26.18172],[-103.80188,26.18054],[-103.80061,26.17938],[-103.79939,26.17823],[-103.79814,26.17708],[-103.79685,26.17589],[-103.79561,26.17473],[-103.79434,26.17356],[-103.79307,26.17238],[-103.79179,26.17119],[-103.79058,26.17007],[-103.7893,26.16887],[-103.78801,26.16768],[-103.78674,26.16652],[-103.78547,26.16534],[-103.78418,26.16417],[-103.78298,26.16301],[-103.78171,26.16184],[-103.78044,26.1607],[-103.77962,26.15991],[-103.77877,26.15911],[-103.7779,26.15833],[-103.77664,26.15713],[-103.77534,26.15596],[-103.77408,26.15477],[-103.77288,26.15363],[-103.77165,26.15249],[-103.77037,26.15131],[-103.76916,26.1502],[-103.76788,26.14901],[-103.76661,26.14782],[-103.76533,26.14665],[-103.76405,26.14547],[-103.76285,26.14434],[-103.76156,26.14314],[-103.76031,26.14198],[-103.75904,26.14079],[-103.75782,26.13967],[-103.75653,26.13846],[-103.75528,26.1373],[-103.75397,26.1361],[-103.75271,26.13491],[-103.75148,26.13379],[-103.75018,26.13259],[-103.74893,26.13141],[-103.74767,26.13025],[-103.74645,26.1291],[-103.74516,26.12792],[-103.74389,26.12674],[-103.7426,26.12555],[-103.7414,26.12442],[-103.74014,26.12326],[-103.73886,26.12207],[-103.73758,26.12089],[-103.73635,26.11972],[-103.73506,26.11855],[-103.73376,26.11733],[-103.73245,26.1161],[-103.73123,26.11499],[-103.73004,26.11388],[-103.72874,26.11265],[-103.72747,26.11147],[-103.72622,26.11033],[-103.72496,26.10915],[-103.72372,26.10802],[-103.72247,26.10686],[-103.72122,26.10566],[-103.71993,26.10449],[-103.71867,26.10332],[-103.71745,26.10218],[-103.71616,26.101],[-103.7149,26.09982],[-103.71362,26.09863],[-103.71239,26.09748],[-103.71107,26.09626],[-103.70979,26.09507],[-103.70852,26.09389],[-103.70726,26.0927],[-103.70603,26.09156],[-103.7047,26.09034],[-103.70357,26.08932],[-103.7023,26.08811],[-103.701,26.08691],[-103.69975,26.08574],[-103.69842,26.08449],[-103.6972,26.08338],[-103.69587,26.08211],[-103.69451,26.08086],[-103.69327,26.07966],[-103.69262,26.07812],[-103.692,26.07656],[-103.69138,26.07502],[-103.69076,26.07346],[-103.69016,26.07199],[-103.68955,26.07046],[-103.68894,26.06894],[-103.68832,26.06739],[-103.68773,26.06589],[-103.68712,26.06438],[-103.68651,26.06285],[-103.68589,26.06128],[-103.68527,26.05977],[-103.68468,26.05826],[-103.68405,26.05672],[-103.68347,26.05528],[-103.68287,26.05373],[-103.68225,26.05223],[-103.68162,26.05068],[-103.68103,26.04912],[-103.68042,26.04762],[-103.67977,26.04605],[-103.67919,26.04454],[-103.67855,26.04298],[-103.67796,26.04142],[-103.67729,26.03987],[-103.67669,26.03831],[-103.67607,26.03675],[-103.67543,26.03514],[-103.67485,26.03367],[-103.67425,26.0322],[-103.67384,26.03116],[-103.67342,26.03015],[-103.67301,26.02911],[-103.6724,26.02761],[-103.6718,26.02605],[-103.6712,26.02456],[-103.67055,26.02295],[-103.66994,26.0214],[-103.66929,26.01982],[-103.66868,26.01827],[-103.66806,26.01672],[-103.66743,26.01517],[-103.66681,26.01362],[-103.66619,26.01206],[-103.66555,26.01051],[-103.66496,26.00895],[-103.66434,26.0074],[-103.66373,26.00586],[-103.6631,26.00433],[-103.66247,26.00281],[-103.66187,26.00127],[-103.66124,25.99972],[-103.66062,25.99815],[-103.66,25.9966],[-103.65938,25.99505],[-103.65876,25.99351],[-103.65817,25.99191],[-103.65759,25.9905],[-103.65694,25.98892],[-103.65632,25.98737],[-103.6557,25.98582],[-103.65509,25.98426],[-103.65445,25.98269],[-103.65383,25.98115],[-103.6532,25.9796],[-103.65259,25.97805],[-103.65196,25.9765],[-103.65133,25.97495],[-103.65072,25.97338],[-103.6501,25.97184],[-103.64949,25.97029],[-103.64886,25.96872],[-103.64827,25.96725],[-103.64766,25.96573],[-103.64725,25.9647],[-103.64683,25.96366],[-103.64643,25.96262],[-103.64582,25.96112],[-103.6452,25.95956],[-103.64458,25.95801],[-103.64395,25.95645],[-103.64334,25.95492],[-103.64273,25.95338],[-103.64211,25.95185],[-103.64151,25.95033],[-103.64089,25.9488],[-103.64032,25.94736],[-103.63969,25.94581],[-103.63908,25.94426],[-103.63844,25.94269],[-103.63782,25.94112],[-103.63722,25.93959],[-103.63659,25.93803],[-103.63597,25.93647],[-103.63537,25.93497],[-103.63475,25.9334],[-103.63413,25.93186],[-103.6335,25.9303],[-103.63289,25.92874],[-103.63226,25.92719],[-103.63165,25.92563],[-103.63103,25.92411],[-103.6304,25.92256],[-103.62979,25.92101],[-103.62919,25.91947],[-103.62856,25.91792],[-103.62795,25.91639],[-103.62734,25.91486],[-103.62671,25.9133],[-103.62608,25.91174],[-103.62548,25.91022],[-103.62489,25.90871],[-103.62429,25.90721],[-103.62367,25.90567],[-103.62345,25.90511],[-103.62338,25.90493],[-103.62359,25.90487],[-103.62351,25.90466],[-103.62329,25.90473]]}}
Línea 115.0 kV | LineString | 115.0 kV | 1 |  |  | CFE |  |  |  |  | OpenStreetMap | {"type":"Feature","properties":{},"geometry":{"type":"LineString","coordinates":[[-104.1411,26.54014],[-104.14091,26.53986],[-104.13976,26.5387],[-104.13856,26.53734],[-104.13741,26.53613],[-104.13624,26.53486],[-104.13507,26.53361],[-104.13389,26.53237],[-104.13271,26.53109],[-104.13153,26.52982],[-104.13035,26.52855],[-104.12918,26.5273],[-104.12799,26.52602],[-104.12682,26.52477],[-104.12568,26.52354],[-104.1245,26.52226],[-104.1233,26.521],[-104.12213,26.51974],[-104.12094,26.51847],[-104.11978,26.51722],[-104.1186,26.51594],[-104.11742,26.5147],[-104.11624,26.51339],[-104.11509,26.51218],[-104.11391,26.51092],[-104.11271,26.50964],[-104.11154,26.50837],[-104.1104,26.50714],[-104.10922,26.50588],[-104.10804,26.50461],[-104.10686,26.50337],[-104.10566,26.50207],[-104.10449,26.50081],[-104.10333,26.4996],[-104.10212,26.49829],[-104.10101,26.49708],[-104.09982,26.4958],[-104.09867,26.49455],[-104.0975,26.49333],[-104.09636,26.49211],[-104.09519,26.49085],[-104.09404,26.4896],[-104.09287,26.48835],[-104.09169,26.48707],[-104.09052,26.48581],[-104.08974,26.48499],[-104.08895,26.48415],[-104.08815,26.48329],[-104.08702,26.48209],[-104.08583,26.48079],[-104.08466,26.47956],[-104.08348,26.4783],[-104.08233,26.47707],[-104.08113,26.47576],[-104.07999,26.47454],[-104.07881,26.47328],[-104.07763,26.47201],[-104.07645,26.47075],[-104.07528,26.46948],[-104.07408,26.46822],[-104.07291,26.46696],[-104.07177,26.46573],[-104.0706,26.46446],[-104.06942,26.4632],[-104.06824,26.46193],[-104.06707,26.46067],[-104.06613,26.45967],[-104.06518,26.45866],[-104.06426,26.45767],[-104.06353,26.45689],[-104.06233,26.45562],[-104.0609,26.45409],[-104.05996,26.45309],[-104.0588,26.45184],[-104.05762,26.45057],[-104.05644,26.44931],[-104.05526,26.44803],[-104.05409,26.44676],[-104.0529,26.4455],[-104.05173,26.44423],[-104.05054,26.44298],[-104.04936,26.44171],[-104.04822,26.44047],[-104.04703,26.4392],[-104.04584,26.43794],[-104.04468,26.43668],[-104.0435,26.43542],[-104.04232,26.43415],[-104.04119,26.43285],[-104.03979,26.43122],[-104.03847,26.42994],[-104.0376,26.42909],[-104.03641,26.42783],[-104.03518,26.4265],[-104.03412,26.42535],[-104.03294,26.4241],[-104.0318,26.42287],[-104.03063,26.42161],[-104.02945,26.42035],[-104.02829,26.41911],[-104.02714,26.41786],[-104.02595,26.4166],[-104.02477,26.41533],[-104.02359,26.41407],[-104.02241,26.4128],[-104.02123,26.41154],[-104.02006,26.41029],[-104.01891,26.40904],[-104.01774,26.40779],[-104.01655,26.40651],[-104.01538,26.40526],[-104.0142,26.40399],[-104.01342,26.40316],[-104.01265,26.40232],[-104.01184,26.40147],[-104.01068,26.40021],[-104.0095,26.39896],[-104.00832,26.39769],[-104.00715,26.39644],[-104.00597,26.39517],[-104.00478,26.3939],[-104.00365,26.39268],[-104.00247,26.39141],[-104.00121,26.39007],[-104.00004,26.38881],[-103.99887,26.38755],[-103.99759,26.38618],[-103.9964,26.3849],[-103.99504,26.38344],[-103.99362,26.38191],[-103.99239,26.38059],[-103.99122,26.37935],[-103.99003,26.37806],[-103.98886,26.37678],[-103.98768,26.37553],[-103.98653,26.3743],[-103.98536,26.37304],[-103.9842,26.37181],[-103.98296,26.37047],[-103.98164,26.36905],[-103.98053,26.36786],[-103.97941,26.36667],[-103.97825,26.36542],[-103.97707,26.36415],[-103.97588,26.36287],[-103.97471,26.36161],[-103.97354,26.36035],[-103.97236,26.35909],[-103.97117,26.35781],[-103.97002,26.35658],[-103.96884,26.35531],[-103.96767,26.35405],[-103.96658,26.35287],[-103.9653,26.35151],[-103.96411,26.35023],[-103.96295,26.34898],[-103.96178,26.34772],[-103.96063,26.34647],[-103.95944,26.34519],[-103.9583,26.34397],[-103.95712,26.3427],[-103.95597,26.34149],[-103.9548,26.34021],[-103.95366,26.33898],[-103.95248,26.33773],[-103.9513,26.33643],[-103.95013,26.33517],[-103.95072,26.3337],[-103.95127,26.33331]]}}
Línea 115.0 kV | LineString | 115.0 kV | 1 |  |  | CFE |  |  |  |  | OpenStreetMap | {"type":"Feature","properties":{},"geometry":{"type":"LineString","coordinates":[[-104.33263,26.74658],[-104.33301,26.74619],[-104.33353,26.74552],[-104.33274,26.74468],[-104.33162,26.7435],[-104.33044,26.74224],[-104.32927,26.74101],[-104.32812,26.73976],[-104.32689,26.73848],[-104.32574,26.73723],[-104.3246,26.73602],[-104.3234,26.73476],[-104.32262,26.73391],[-104.32104,26.73222],[-104.31988,26.73099],[-104.31892,26.72969],[-104.31798,26.72838],[-104.31703,26.72707],[-104.31608,26.72577],[-104.31515,26.72444],[-104.31421,26.72314],[-104.31324,26.72181],[-104.31227,26.72047],[-104.31126,26.7191],[-104.31024,26.71773],[-104.30931,26.71643],[-104.30833,26.71511],[-104.30733,26.71374],[-104.30634,26.71236],[-104.30533,26.71097],[-104.30432,26.7096],[-104.30332,26.70821],[-104.30235,26.70686],[-104.30134,26.70547],[-104.30033,26.7041],[-104.29937,26.70275],[-104.29835,26.70136],[-104.29734,26.69997],[-104.29635,26.69859],[-104.29534,26.69722],[-104.29436,26.69588],[-104.29338,26.6945],[-104.29241,26.69318],[-104.29154,26.69199],[-104.29041,26.69042],[-104.28952,26.68919],[-104.28845,26.68771],[-104.28748,26.68638],[-104.28633,26.68528],[-104.28516,26.68417],[-104.28402,26.68307],[-104.28288,26.68197],[-104.28163,26.68077],[-104.28036,26.67956],[-104.27909,26.67835],[-104.27786,26.67715],[-104.27659,26.67593],[-104.27533,26.67473],[-104.27408,26.67352],[-104.27282,26.67232],[-104.27157,26.67111],[-104.27035,26.66995],[-104.26908,26.66873],[-104.26785,26.66754],[-104.26657,26.66633],[-104.26532,26.66512],[-104.26411,26.66396],[-104.26287,26.66275],[-104.26164,26.66159],[-104.26042,26.66041],[-104.25917,26.65921],[-104.2579,26.658],[-104.25671,26.65684],[-104.25545,26.65563],[-104.25419,26.65443],[-104.25293,26.65322],[-104.25169,26.65202],[-104.25042,26.65081],[-104.24917,26.64961],[-104.24791,26.6484],[-104.24707,26.6476],[-104.24624,26.6468],[-104.2454,26.64599],[-104.24418,26.64481],[-104.24292,26.64361],[-104.24167,26.6424],[-104.2404,26.64119],[-104.23915,26.63999],[-104.2379,26.63879],[-104.23665,26.63758],[-104.23539,26.63637],[-104.23411,26.63516],[-104.23288,26.63396],[-104.23162,26.63276],[-104.23038,26.63155],[-104.22911,26.63034],[-104.22785,26.62913],[-104.2266,26.62794],[-104.22533,26.62672],[-104.22408,26.62552],[-104.22283,26.62432],[-104.22161,26.62312],[-104.22031,26.6219],[-104.21907,26.6207],[-104.21781,26.6195],[-104.21654,26.61827],[-104.2153,26.61708],[-104.21405,26.61588],[-104.21278,26.61466],[-104.21156,26.61347],[-104.21028,26.61226],[-104.20904,26.61106],[-104.20777,26.60985],[-104.20651,26.60864],[-104.20527,26.60744],[-104.20402,26.60623],[-104.20276,26.605],[-104.2015,26.60382],[-104.20026,26.60262],[-104.199,26.60142],[-104.19774,26.6002],[-104.19649,26.59899],[-104.19524,26.59779],[-104.19398,26.59658],[-104.19282,26.59533],[-104.19163,26.59406],[-104.19045,26.59282],[-104.18927,26.59155],[-104.18809,26.5903],[-104.18689,26.58903],[-104.18579,26.58781],[-104.18465,26.58666],[-104.18347,26.58535],[-104.18227,26.58408],[-104.18116,26.58289],[-104.17997,26.58162],[-104.1788,26.58038],[-104.1776,26.57909],[-104.17643,26.57783],[-104.17528,26.57663],[-104.17411,26.57538],[-104.17292,26.57411],[-104.17178,26.57288],[-104.17059,26.57158],[-104.1694,26.57035],[-104.16822,26.56908],[-104.16705,26.56785],[-104.16587,26.56655],[-104.16458,26.56518],[-104.16326,26.56377],[-104.16209,26.56252],[-104.16093,26.56127],[-104.15969,26.55995],[-104.1585,26.55868],[-104.15733,26.55743],[-104.15614,26.55615],[-104.15496,26.55491],[-104.15379,26.55364],[-104.15259,26.55236],[-104.15141,26.55111],[-104.15023,26.54984],[-104.14905,26.54858],[-104.14787,26.54731],[-104.14665,26.54603],[-104.1455,26.54477],[-104.14435,26.54356],[-104.14316,26.54228],[-104.14198,26.54102],[-104.14134,26.54037],[-104.14116,26.5402]]}}
Línea 115.0 kV | LineString | 115.0 kV | 1 |  |  | CFE |  |  |  |  | OpenStreetMap | {"type":"Feature","properties":{},"geometry":{"type":"LineString","coordinates":[[-104.90979,27.14124],[-104.90991,27.14091],[-104.90925,27.14068],[-104.9086,27.14046],[-104.90737,27.13942],[-104.9061,27.13836],[-104.90483,27.13729],[-104.90357,27.13626],[-104.90222,27.13509],[-104.90088,27.13397],[-104.89953,27.13285],[-104.89821,27.13174],[-104.89688,27.13059],[-104.89554,27.12945],[-104.89426,27.12837],[-104.89291,27.12723],[-104.89157,27.1261],[-104.89028,27.12504],[-104.88874,27.12398],[-104.88775,27.1233],[-104.8868,27.12262],[-104.88582,27.12194],[-104.88436,27.12093],[-104.88291,27.1199],[-104.88146,27.11888],[-104.88004,27.11788],[-104.87858,27.11688],[-104.87712,27.11585],[-104.87565,27.11483],[-104.87423,27.11384],[-104.87278,27.11283],[-104.87132,27.11179],[-104.86983,27.11075],[-104.8684,27.10976],[-104.86677,27.10862],[-104.86533,27.10762],[-104.86387,27.10659],[-104.86245,27.10561],[-104.861,27.10459],[-104.85924,27.10334],[-104.85828,27.10267],[-104.85729,27.10199],[-104.85632,27.10131],[-104.85486,27.10029],[-104.85339,27.09925],[-104.85193,27.09823],[-104.85048,27.09722],[-104.8489,27.09612],[-104.84732,27.095],[-104.84592,27.09403],[-104.84449,27.09304],[-104.84303,27.09202],[-104.84159,27.09101],[-104.84013,27.08999],[-104.8387,27.08897],[-104.83723,27.08796],[-104.83577,27.08694],[-104.83431,27.08592],[-104.83286,27.0849],[-104.83141,27.08388],[-104.82996,27.08286],[-104.82852,27.08184],[-104.82706,27.08082],[-104.82562,27.07981],[-104.82414,27.07879],[-104.82269,27.07776],[-104.82122,27.07673],[-104.81981,27.07575],[-104.81836,27.07474],[-104.81691,27.07372],[-104.8155,27.07273],[-104.81406,27.07171],[-104.8126,27.0707],[-104.81114,27.06968],[-104.80971,27.06868],[-104.80824,27.06765],[-104.80679,27.06664],[-104.80534,27.06562],[-104.8034,27.06427],[-104.80244,27.06359],[-104.80099,27.06258],[-104.79956,27.06157],[-104.7981,27.06055],[-104.79666,27.05954],[-104.79521,27.05853],[-104.79376,27.05754],[-104.79227,27.05648],[-104.7909,27.0555],[-104.78943,27.05448],[-104.788,27.05347],[-104.78653,27.05244],[-104.78509,27.05143],[-104.78362,27.05041],[-104.78218,27.0494],[-104.78074,27.04841],[-104.77929,27.04735],[-104.77783,27.04635],[-104.77639,27.04535],[-104.77493,27.04433],[-104.77348,27.0433],[-104.77206,27.04231],[-104.77059,27.04129],[-104.76917,27.0403],[-104.76772,27.03927],[-104.76624,27.03823],[-104.76481,27.03725],[-104.76336,27.03621],[-104.7619,27.03521],[-104.76048,27.03422],[-104.75902,27.03318],[-104.75756,27.03215],[-104.75608,27.03112],[-104.75465,27.03011],[-104.75319,27.02909],[-104.75174,27.02806],[-104.75029,27.02706],[-104.74886,27.02604],[-104.7474,27.02502],[-104.74597,27.02401],[-104.74451,27.02298],[-104.74306,27.02196],[-104.74159,27.02094],[-104.74015,27.01994],[-104.73869,27.01891],[-104.73725,27.0179],[-104.73591,27.01696],[-104.73375,27.01545],[-104.73237,27.01447],[-104.73073,27.01332],[-104.72929,27.01231],[-104.72786,27.01131],[-104.72642,27.0103],[-104.72492,27.00924],[-104.72348,27.00822],[-104.72192,27.00714],[-104.72058,27.00619],[-104.71912,27.00516],[-104.71764,27.00414],[-104.71626,27.00316],[-104.71481,27.00214],[-104.71338,27.00114],[-104.7119,27.0001],[-104.71045,26.99908],[-104.70906,26.9981],[-104.7076,26.99708],[-104.70616,26.99606],[-104.70471,26.99504],[-104.70326,26.99403],[-104.70176,26.99298],[-104.7001,26.99181],[-104.69861,26.99076],[-104.69703,26.98964],[-104.69558,26.98863],[-104.69413,26.98759],[-104.69268,26.98658],[-104.69123,26.98556],[-104.69027,26.98489],[-104.68929,26.98423],[-104.68831,26.98354],[-104.68688,26.98252],[-104.68543,26.98151],[-104.68397,26.98048],[-104.68253,26.97948],[-104.68108,26.97845],[-104.67968,26.97748],[-104.67823,26.97644],[-104.67678,26.97544],[-104.67534,26.97442],[-104.67393,26.97341],[-104.67247,26.9724],[-104.67099,26.97137],[-104.66957,26.97037],[-104.66812,26.96934],[-104.66668,26.96834],[-104.66526,26.96734],[-104.66383,26.96631],[-104.66237,26.96529],[-104.66092,26.96427],[-104.65948,26.96326],[-104.65802,26.96224],[-104.65659,26.96122],[-104.65517,26.96023],[-104.65378,26.95925],[-104.65229,26.9582],[-104.65084,26.95718],[-104.64939,26.95617],[-104.64783,26.95519],[-104.64622,26.95416],[-104.64462,26.95314],[-104.64296,26.95211],[-104.6414,26.95111],[-104.63978,26.95007],[-104.63802,26.94876],[-104.63711,26.94947],[-104.63559,26.94863],[-104.63393,26.94773],[-104.6321,26.94674],[-104.63058,26.9459],[-104.62901,26.94505],[-104.62755,26.94426],[-104.62594,26.94337],[-104.62438,26.94252],[-104.62292,26.94172],[-104.62131,26.94085],[-104.61958,26.93989],[-104.61799,26.93903],[-104.61653,26.93824],[-104.61502,26.93742],[-104.61347,26.93657],[-104.61192,26.93572],[-104.61037,26.93487],[-104.60846,26.93384],[-104.60674,26.93289],[-104.60515,26.93204],[-104.60358,26.93119],[-104.60205,26.93035],[-104.60055,26.92952],[-104.59897,26.92866],[-104.59745,26.92782],[-104.59588,26.92698],[-104.59435,26.92613],[-104.59262,26.92519],[-104.59114,26.92439],[-104.58962,26.92356],[-104.58818,26.92279],[-104.58661,26.92192],[-104.58487,26.92097],[-104.58331,26.9201],[-104.5816,26.91919],[-104.58007,26.91832],[-104.57861,26.91754],[-104.57689,26.91661],[-104.57532,26.91575],[-104.57386,26.91495],[-104.57229,26.91409],[-104.57053,26.91313],[-104.56877,26.91216],[-104.56713,26.91127],[-104.56557,26.91042],[-104.56452,26.90984],[-104.56348,26.90928],[-104.5624,26.9087],[-104.56086,26.90784],[-104.55933,26.90701],[-104.55776,26.90615],[-104.55624,26.90533],[-104.5547,26.9045],[-104.55377,26.90314],[-104.55279,26.90172],[-104.55185,26.90038],[-104.5509,26.89903],[-104.54998,26.89768],[-104.54907,26.89638],[-104.54807,26.89493],[-104.54708,26.89352],[-104.54615,26.89218],[-104.54516,26.89076],[-104.5442,26.88937],[-104.54323,26.88799],[-104.54222,26.88653],[-104.54134,26.88527],[-104.54036,26.88386],[-104.53921,26.8822],[-104.53838,26.88101],[-104.53677,26.87869],[-104.53579,26.87728],[-104.5348,26.87585],[-104.53378,26.87438],[-104.533,26.87326],[-104.53201,26.87183],[-104.53098,26.87034],[-104.53002,26.86898],[-104.52913,26.8677],[-104.5281,26.86621],[-104.52709,26.86476],[-104.52615,26.86341],[-104.52527,26.86215],[-104.52383,26.86149],[-104.5223,26.86078],[-104.52078,26.86006],[-104.51925,26.85935],[-104.51773,26.85865],[-104.51598,26.85782],[-104.51424,26.85701],[-104.51261,26.85624],[-104.51097,26.85549],[-104.50934,26.85471],[-104.50772,26.85397],[-104.50627,26.85328],[-104.50448,26.85246],[-104.50284,26.85169],[-104.50121,26.85093],[-104.49957,26.85017],[-104.49796,26.84941],[-104.49623,26.8486],[-104.49439,26.84773],[-104.49272,26.84697],[-104.49042,26.84589],[-104.4888,26.84513],[-104.48717,26.84436],[-104.48555,26.84361],[-104.4839,26.84281],[-104.48231,26.8421],[-104.48074,26.84135],[-104.47923,26.84066],[-104.47762,26.83991],[-104.47598,26.83914],[-104.47443,26.83842],[-104.47278,26.83765],[-104.47119,26.8369],[-104.46959,26.83614],[-104.468,26.83541],[-104.46636,26.83464],[-104.46473,26.83389],[-104.46311,26.83311],[-104.46147,26.83236],[-104.45985,26.83159],[-104.45824,26.83084],[-104.45663,26.83008],[-104.45505,26.82934],[-104.4535,26.82862],[-104.45186,26.82785],[-104.45022,26.82707],[-104.44861,26.82633],[-104.44688,26.82553],[-104.44537,26.82483],[-104.44351,26.82396],[-104.44165,26.8231],[-104.43983,26.82224],[-104.438,26.82138],[-104.43633,26.8206],[-104.43487,26.81991],[-104.43319,26.81913],[-104.43149,26.81833],[-104.43012,26.81769],[-104.42839,26.81688],[-104.42663,26.81606],[-104.42499,26.81529],[-104.42337,26.81453],[-104.4215,26.81365],[-104.41997,26.81294],[-104.41824,26.81213],[-104.4168,26.81113],[-104.41522,26.81003],[-104.41383,26.80907],[-104.41221,26.80797],[-104.41051,26.80679],[-104.4086,26.80548],[-104.40721,26.80452],[-104.40582,26.80357],[-104.40442,26.8026],[-104.40305,26.80166],[-104.40165,26.80069],[-104.40024,26.79971],[-104.39881,26.79873],[-104.39738,26.79774],[-104.39596,26.79678],[-104.39446,26.79575],[-104.39312,26.79483],[-104.39158,26.79377],[-104.39013,26.79276],[-104.38867,26.79175],[-104.38721,26.79075],[-104.38576,26.78972],[-104.38441,26.78881],[-104.38288,26.78776],[-104.38132,26.78669],[-104.37989,26.78571],[-104.37844,26.7847],[-104.37697,26.78369],[-104.37552,26.78268],[-104.37406,26.78168],[-104.37264,26.78067],[-104.37118,26.77967],[-104.36972,26.77867],[-104.36826,26.77766],[-104.36682,26.77665],[-104.3653,26.77562],[-104.36396,26.7747],[-104.36251,26.77369],[-104.36098,26.77264],[-104.35951,26.77162],[-104.35806,26.77062],[-104.3567,26.76968],[-104.35531,26.76873],[-104.35419,26.76753],[-104.35296,26.76623],[-104.35185,26.76503],[-104.3506,26.76371],[-104.34934,26.76237],[-104.34821,26.76116],[-104.34704,26.75993],[-104.34585,26.75866],[-104.34464,26.75736],[-104.34346,26.7561],[-104.34226,26.75484],[-104.34107,26.75357],[-104.3399,26.75231],[-104.33874,26.75108],[-104.33758,26.74985],[-104.33642,26.74863],[-104.33523,26.74734],[-104.33411,26.74616],[-104.33309,26.74627],[-104.33269,26.74663]]}}
Línea 115.0 kV | LineString | 115.0 kV | 1 |  |  | CFE |  |  |  |  | OpenStreetMap | {"type":"Feature","properties":{},"geometry":{"type":"LineString","coordinates":[[-103.62337,25.90424],[-103.62304,25.90412],[-103.62296,25.90415],[-103.62276,25.90364],[-103.62257,25.90318],[-103.62239,25.90271],[-103.62214,25.90212],[-103.62193,25.90156],[-103.62171,25.90102],[-103.6215,25.90047],[-103.62127,25.89991],[-103.62107,25.8994],[-103.62084,25.89884],[-103.62062,25.8983],[-103.6204,25.89774],[-103.62018,25.89719],[-103.61996,25.89665],[-103.61972,25.89609],[-103.6195,25.89555],[-103.61927,25.89499],[-103.61905,25.89444],[-103.61883,25.89389],[-103.61864,25.89338],[-103.6184,25.89277],[-103.6182,25.89227],[-103.61799,25.89173],[-103.61776,25.89115],[-103.61754,25.8906],[-103.61732,25.89004],[-103.61712,25.88953],[-103.61689,25.88893],[-103.61669,25.88842],[-103.61647,25.88787],[-103.61625,25.88732],[-103.61602,25.88678],[-103.6158,25.88621],[-103.61552,25.88562],[-103.61529,25.88509],[-103.61474,25.88373],[-103.6142,25.88239],[-103.61366,25.88104],[-103.61313,25.8797],[-103.61261,25.8784],[-103.61209,25.87709],[-103.61152,25.87567],[-103.61106,25.87453],[-103.61064,25.87347],[-103.61023,25.87243],[-103.6098,25.87136],[-103.6094,25.87034],[-103.60891,25.86912],[-103.60849,25.86808],[-103.60803,25.86693],[-103.60759,25.86581],[-103.60714,25.8647],[-103.60666,25.86346],[-103.60615,25.86219],[-103.60564,25.86092],[-103.60527,25.85998],[-103.60477,25.85871],[-103.60426,25.85744],[-103.60377,25.85623],[-103.60323,25.85489],[-103.60272,25.85361],[-103.60231,25.85256],[-103.60178,25.85121],[-103.60121,25.8498],[-103.60071,25.84853],[-103.60017,25.8472],[-103.59965,25.84589],[-103.59917,25.8447],[-103.59867,25.84343],[-103.59815,25.84213],[-103.59765,25.84088],[-103.59714,25.83961],[-103.59663,25.8383],[-103.59611,25.83705],[-103.5956,25.83578],[-103.5951,25.83451],[-103.5946,25.83324],[-103.5941,25.83198],[-103.59359,25.8307],[-103.59308,25.82942],[-103.59257,25.82815],[-103.59206,25.82687],[-103.59156,25.8256],[-103.59105,25.82433],[-103.59054,25.82306],[-103.59004,25.82178],[-103.58953,25.82051],[-103.58888,25.81891],[-103.58844,25.81779],[-103.58801,25.81669],[-103.58749,25.81541],[-103.58699,25.81414],[-103.58647,25.81286],[-103.58594,25.81155],[-103.58546,25.81032],[-103.58495,25.80903],[-103.58449,25.80786],[-103.58394,25.80649],[-103.58343,25.80522],[-103.58292,25.80393],[-103.58242,25.80267],[-103.5819,25.8014],[-103.58112,25.79943],[-103.58017,25.79705],[-103.57931,25.79492],[-103.57883,25.79368],[-103.57828,25.79229],[-103.57775,25.79094],[-103.57717,25.7895],[-103.57661,25.78811],[-103.57606,25.78672],[-103.57551,25.78533],[-103.57495,25.78393],[-103.5744,25.78254],[-103.57377,25.78098],[-103.57279,25.77994],[-103.57186,25.77896],[-103.57094,25.778],[-103.57003,25.77705],[-103.56911,25.77609],[-103.56881,25.77544],[-103.56851,25.77481],[-103.56843,25.77428],[-103.5685,25.77313],[-103.56857,25.77194],[-103.56864,25.77077],[-103.5687,25.76958],[-103.56876,25.76838],[-103.56833,25.76731],[-103.56784,25.76607],[-103.56733,25.76479],[-103.56683,25.76353],[-103.56636,25.76233],[-103.56586,25.76108],[-103.56535,25.75983],[-103.56525,25.75962],[-103.56506,25.75916]]}}
Línea 115.0 kV | LineString | 115.0 kV | 2 |  |  | CFE |  |  |  |  | OpenStreetMap | {"type":"Feature","properties":{},"geometry":{"type":"LineString","coordinates":[[-103.62337,25.90424],[-103.62349,25.90452],[-103.62324,25.90459]]}}
Línea 115.0 kV | LineString | 115.0 kV | 1 |  |  | CFE |  |  |  |  | OpenStreetMap | {"type":"Feature","properties":{},"geometry":{"type":"LineString","coordinates":[[-103.62337,25.90424],[-103.62395,25.90383],[-103.62463,25.90335],[-103.62533,25.90287],[-103.62602,25.90238],[-103.62666,25.90192],[-103.62745,25.90136],[-103.62706,25.90032],[-103.62659,25.89914],[-103.62612,25.89787],[-103.62721,25.89747],[-103.62801,25.89719],[-103.62881,25.89691],[-103.62835,25.89572],[-103.62792,25.89452],[-103.62817,25.89352],[-103.62844,25.89252],[-103.62963,25.89234],[-103.63073,25.8922],[-103.63139,25.89211],[-103.63246,25.89197],[-103.63352,25.89183],[-103.63464,25.89168],[-103.63564,25.89154],[-103.63672,25.8914],[-103.63771,25.89127],[-103.63878,25.89114],[-103.63985,25.891],[-103.64093,25.89085],[-103.64195,25.89072],[-103.64304,25.89057],[-103.64412,25.89043],[-103.6452,25.89029],[-103.64629,25.89014],[-103.64738,25.89],[-103.64848,25.88986],[-103.64955,25.88971],[-103.65064,25.88955],[-103.65168,25.88924],[-103.65274,25.88893],[-103.65375,25.88863],[-103.65472,25.88834],[-103.65569,25.88804],[-103.65667,25.88775],[-103.65763,25.88745],[-103.65861,25.88716],[-103.65959,25.88687],[-103.66056,25.88658],[-103.66154,25.88628],[-103.66251,25.88598],[-103.66349,25.88569],[-103.66446,25.8854],[-103.66544,25.8851],[-103.66642,25.88481],[-103.6674,25.88451],[-103.66837,25.88422],[-103.66934,25.88392],[-103.67031,25.88363],[-103.67129,25.88333],[-103.67226,25.88304],[-103.67324,25.88275],[-103.67421,25.88245],[-103.67518,25.88216],[-103.67616,25.88186],[-103.67714,25.88157],[-103.67811,25.88127],[-103.67909,25.88098],[-103.68006,25.88068],[-103.68104,25.88039],[-103.68201,25.88009],[-103.68298,25.8798],[-103.68395,25.87951],[-103.68492,25.87921],[-103.68591,25.87892],[-103.68689,25.87862],[-103.68786,25.87833],[-103.68884,25.87803],[-103.68982,25.87774],[-103.69079,25.87744],[-103.69176,25.87715],[-103.69273,25.87686],[-103.69373,25.87655],[-103.69472,25.87625],[-103.69571,25.87595],[-103.6967,25.87565],[-103.69767,25.87536],[-103.69895,25.87497],[-103.70015,25.87461],[-103.70119,25.8743],[-103.70212,25.87404],[-103.70305,25.87377],[-103.70409,25.87349],[-103.70512,25.8732],[-103.70617,25.87291],[-103.7072,25.87263],[-103.70825,25.87234],[-103.70929,25.87205],[-103.71034,25.87177],[-103.71137,25.87148],[-103.71242,25.87119],[-103.71347,25.8709],[-103.71449,25.87062],[-103.71553,25.87033],[-103.71653,25.87006],[-103.71761,25.86976],[-103.71865,25.86947],[-103.71971,25.86918],[-103.72075,25.86889],[-103.7218,25.8686],[-103.72285,25.86831],[-103.72392,25.86801],[-103.72501,25.86771],[-103.72602,25.86744],[-103.72704,25.86715],[-103.72804,25.86688],[-103.72916,25.86657],[-103.73021,25.86628],[-103.73122,25.866],[-103.73231,25.8657],[-103.73336,25.86541],[-103.7344,25.86512],[-103.73546,25.86483],[-103.7365,25.86455],[-103.73755,25.86426],[-103.7386,25.86396],[-103.73965,25.86367],[-103.7407,25.86338],[-103.74174,25.8631],[-103.7428,25.86281],[-103.74385,25.86251],[-103.74489,25.86223],[-103.74593,25.86194],[-103.74699,25.86165],[-103.74803,25.86136],[-103.74909,25.86107],[-103.75013,25.86078],[-103.75118,25.86049],[-103.75224,25.8602],[-103.75329,25.85991],[-103.75434,25.85962],[-103.75539,25.85933],[-103.75645,25.85904],[-103.75749,25.85875],[-103.75854,25.85846],[-103.7596,25.85817],[-103.76064,25.85789],[-103.76169,25.8576],[-103.76274,25.85731],[-103.76374,25.85703],[-103.76469,25.85677],[-103.7658,25.85646],[-103.76689,25.85616],[-103.76799,25.85585],[-103.76906,25.85557],[-103.77011,25.85528],[-103.7711,25.85501],[-103.77208,25.85474],[-103.77308,25.85447],[-103.77412,25.85419],[-103.77525,25.85411],[-103.77617,25.85404],[-103.77721,25.85399],[-103.77825,25.85393],[-103.77932,25.85387],[-103.78035,25.85382],[-103.78138,25.85376],[-103.78242,25.85371],[-103.78344,25.85365],[-103.78448,25.85359],[-103.78553,25.85354],[-103.78657,25.85348],[-103.78769,25.85341],[-103.79144,25.85421],[-103.79413,25.85522],[-103.79658,25.85447],[-103.79853,25.85395],[-103.80039,25.85302],[-103.80203,25.85222],[-103.80387,25.85135],[-103.80563,25.85029],[-103.8077,25.849],[-103.8087,25.84866],[-103.81064,25.84791],[-103.81263,25.84732],[-103.814,25.84695],[-103.81636,25.84637],[-103.81863,25.84583],[-103.82077,25.84533],[-103.82307,25.84478],[-103.8247,25.84357],[-103.82625,25.84245],[-103.82777,25.84131],[-103.82937,25.8401],[-103.82935,25.83948]]}}
Línea 115.0 kV | LineString | 115.0 kV | 1 |  |  | CFE |  |  |  |  | OpenStreetMap | {"type":"Feature","properties":{},"geometry":{"type":"LineString","coordinates":[[-103.48418,25.5437],[-103.48402,25.54295]]}}
Línea 115.0 kV | LineString | 115.0 kV | 1 |  |  | CFE |  |  |  |  | OpenStreetMap | {"type":"Feature","properties":{},"geometry":{"type":"LineString","coordinates":[[-103.48491,25.54287],[-103.48418,25.5437]]}}
Línea 115.0 kV | LineString | 115.0 kV | 1 |  |  | CFE |  |  |  |  | OpenStreetMap | {"type":"Feature","properties":{},"geometry":{"type":"LineString","coordinates":[[-103.50292,25.55054],[-103.50333,25.55096],[-103.50391,25.55148],[-103.50445,25.55199],[-103.50466,25.55187]]}}
Línea 115.0 kV | LineString | 115.0 kV | 1 |  |  | CFE |  |  |  |  | OpenStreetMap | {"type":"Feature","properties":{},"geometry":{"type":"LineString","coordinates":[[-103.50292,25.55054],[-103.50375,25.55113],[-103.50447,25.5518],[-103.50453,25.55173]]}}
Línea 115.0 kV | LineString | 115.0 kV | 1 |  |  | CFE |  |  |  |  | OpenStreetMap | {"type":"Feature","properties":{},"geometry":{"type":"LineString","coordinates":[[-103.48402,25.54295],[-103.48491,25.54287]]}}
Línea 115.0 kV | LineString | 115.0 kV | 2 |  |  | CFE |  |  |  |  | OpenStreetMap | {"type":"Feature","properties":{},"geometry":{"type":"LineString","coordinates":[[-103.48491,25.54287],[-103.48593,25.54259],[-103.4867,25.54214],[-103.48763,25.54109],[-103.48889,25.5404],[-103.49033,25.54006],[-103.49175,25.53973],[-103.49319,25.53939],[-103.49464,25.53907],[-103.49608,25.53874],[-103.49751,25.5384],[-103.49895,25.53807],[-103.50039,25.53774],[-103.50121,25.53802],[-103.50122,25.53805],[-103.50129,25.53899],[-103.50139,25.53999],[-103.50149,25.54099],[-103.50159,25.54194],[-103.50168,25.54297],[-103.50177,25.54397],[-103.50185,25.54494],[-103.50194,25.54599],[-103.502,25.5467],[-103.50197,25.54812],[-103.50212,25.54858],[-103.50247,25.54964],[-103.50292,25.55054]]}}
Línea 115.0 kV | LineString | 115.0 kV | 1 |  |  | CFE |  |  |  |  | OpenStreetMap | {"type":"Feature","properties":{},"geometry":{"type":"LineString","coordinates":[[-103.36559,25.5237],[-103.36472,25.52385],[-103.36394,25.52386]]}}
Línea 115.0 kV | LineString | 115.0 kV | 1 |  |  | CFE |  |  |  |  | OpenStreetMap | {"type":"Feature","properties":{},"geometry":{"type":"LineString","coordinates":[[-103.36559,25.5237],[-103.36472,25.52376],[-103.36394,25.52376]]}}
Línea 115.0 kV | LineString | 115.0 kV | 2 |  |  | CFE |  |  |  |  | OpenStreetMap | {"type":"Feature","properties":{},"geometry":{"type":"LineString","coordinates":[[-103.36571,25.51125],[-103.3657,25.51238],[-103.36569,25.51312],[-103.3657,25.51385],[-103.36569,25.51458],[-103.36568,25.51531],[-103.36567,25.51604],[-103.36565,25.51677],[-103.36565,25.5175],[-103.36564,25.51823],[-103.36564,25.51897],[-103.36563,25.51969],[-103.36563,25.52042],[-103.36562,25.52115],[-103.36562,25.5219],[-103.36561,25.52264],[-103.36559,25.5237]]}}
Línea 115.0 kV | LineString | 115.0 kV | 2 |  |  | CFE |  |  |  |  | OpenStreetMap | {"type":"Feature","properties":{},"geometry":{"type":"LineString","coordinates":[[-103.38577,25.49499],[-103.38248,25.49376],[-103.37907,25.49257],[-103.37612,25.49151],[-103.37287,25.49032],[-103.3693,25.48902],[-103.36611,25.48786],[-103.36339,25.48612],[-103.36071,25.48441],[-103.35814,25.48276],[-103.35529,25.48094],[-103.35244,25.47912],[-103.34977,25.47742]]}}
Línea 115.0 kV | LineString | 115.0 kV | 1 |  |  | CFE |  |  |  |  | OpenStreetMap | {"type":"Feature","properties":{},"geometry":{"type":"LineString","coordinates":[[-103.3859,25.49571],[-103.38581,25.49573],[-103.38454,25.49592],[-103.38364,25.49606],[-103.38246,25.49625],[-103.3813,25.49641],[-103.37974,25.49665],[-103.37843,25.49685],[-103.37659,25.49714],[-103.3761,25.49721],[-103.37503,25.49737],[-103.37391,25.49754],[-103.37271,25.49774],[-103.37144,25.49792],[-103.37024,25.49811],[-103.36898,25.4983],[-103.36787,25.49848],[-103.36709,25.49859],[-103.36601,25.49883],[-103.36591,25.49976],[-103.36591,25.50081],[-103.36589,25.50279],[-103.36587,25.50481],[-103.36585,25.50673],[-103.36583,25.50868],[-103.36581,25.51036],[-103.36571,25.51125]]}}
Línea 115.0 kV | LineString | 115.0 kV | 1 |  |  | CFE |  |  |  |  | OpenStreetMap | {"type":"Feature","properties":{},"geometry":{"type":"LineString","coordinates":[[-103.38582,25.4958],[-103.38581,25.49573],[-103.38577,25.49499]]}}
Línea 115.0 kV | LineString | 115.0 kV | 1 |  |  | CFE |  |  |  |  | OpenStreetMap | {"type":"Feature","properties":{},"geometry":{"type":"LineString","coordinates":[[-103.38601,25.49577],[-103.38599,25.4957],[-103.38577,25.49499]]}}
Línea 115.0 kV | LineString | 115.0 kV | 1 |  |  | CFE |  |  |  |  | OpenStreetMap | {"type":"Feature","properties":{},"geometry":{"type":"LineString","coordinates":[[-103.40295,25.5073],[-103.40272,25.50747]]}}
Línea 115.0 kV | LineString | 115.0 kV | 1 |  |  | CFE |  |  |  |  | OpenStreetMap | {"type":"Feature","properties":{},"geometry":{"type":"LineString","coordinates":[[-103.40295,25.5073],[-103.40289,25.50756]]}}
Línea 115.0 kV | LineString | 115.0 kV | 2 |  |  | CFE |  |  |  |  | OpenStreetMap | {"type":"Feature","properties":{},"geometry":{"type":"LineString","coordinates":[[-103.41049,25.49665],[-103.4097,25.49767],[-103.40892,25.49867],[-103.40844,25.4995],[-103.40789,25.50022],[-103.4071,25.50086],[-103.40601,25.502],[-103.40539,25.50282],[-103.40476,25.50362],[-103.40394,25.50432],[-103.40309,25.505],[-103.40226,25.50571],[-103.40144,25.50639],[-103.40272,25.50711],[-103.40295,25.5073]]}}
Línea 115.0 kV | LineString | 115.0 kV | 1 |  |  | CFE |  |  |  |  | OpenStreetMap | {"type":"Feature","properties":{},"geometry":{"type":"LineString","coordinates":[[-103.41049,25.49665],[-103.40951,25.49585],[-103.40887,25.49545],[-103.40816,25.49491],[-103.40765,25.49451],[-103.40705,25.49404],[-103.40636,25.4935],[-103.40573,25.49301],[-103.40509,25.4925],[-103.40464,25.49213],[-103.40407,25.49169],[-103.40345,25.49121],[-103.40258,25.49054],[-103.40174,25.48987],[-103.40051,25.49092],[-103.39924,25.49201],[-103.39822,25.49286],[-103.39733,25.49361],[-103.39683,25.49402],[-103.39557,25.49422],[-103.39359,25.49453],[-103.39258,25.49469],[-103.39154,25.49484],[-103.39025,25.49505],[-103.38918,25.49521],[-103.3881,25.49537],[-103.38698,25.49554],[-103.38599,25.4957],[-103.3859,25.49571]]}}
Línea 115.0 kV | LineString | 115.0 kV | 1 |  |  | CFE |  |  |  |  | OpenStreetMap | {"type":"Feature","properties":{},"geometry":{"type":"LineString","coordinates":[[-103.44694,25.52204],[-103.44713,25.52189],[-103.44677,25.5217],[-103.44744,25.52082],[-103.44805,25.52004],[-103.44754,25.51968],[-103.44629,25.51881],[-103.44489,25.51802],[-103.44275,25.51671],[-103.44254,25.51655],[-103.44205,25.5172],[-103.44179,25.51755],[-103.44114,25.51715],[-103.44034,25.51665],[-103.43945,25.51607],[-103.43863,25.51555],[-103.43776,25.51502],[-103.43695,25.51444],[-103.43615,25.51397],[-103.4345,25.51287],[-103.43394,25.5125],[-103.4327,25.51172],[-103.43198,25.51127],[-103.43119,25.51076],[-103.43063,25.51041],[-103.42993,25.50996],[-103.42923,25.5095],[-103.42841,25.50897],[-103.42797,25.50869],[-103.4276,25.50844],[-103.4271,25.50881],[-103.42624,25.50838],[-103.42495,25.50769],[-103.42413,25.50705],[-103.42341,25.50644],[-103.42244,25.50574],[-103.42162,25.50509],[-103.4208,25.50445],[-103.41996,25.5038],[-103.41911,25.50313],[-103.41824,25.50245],[-103.4175,25.50187],[-103.41668,25.50124],[-103.41592,25.50065],[-103.41512,25.50002],[-103.41453,25.49956],[-103.41388,25.49906],[-103.41324,25.49856],[-103.41232,25.49784],[-103.4119,25.49752],[-103.41149,25.49719],[-103.41049,25.49665]]}}
Línea 115.0 kV | LineString | 115.0 kV | 1 |  |  | CFE |  |  |  |  | OpenStreetMap | {"type":"Feature","properties":{},"geometry":{"type":"LineString","coordinates":[[-103.46358,25.5212],[-103.45983,25.52115],[-103.45634,25.52074],[-103.45458,25.52052],[-103.45369,25.52033],[-103.45218,25.52004],[-103.45096,25.52028],[-103.44954,25.52089],[-103.44834,25.52139],[-103.44713,25.52189],[-103.44702,25.52209]]}}
Línea 115.0 kV | LineString | 115.0 kV | 1 |  |  | CFE |  |  |  |  | OpenStreetMap | {"type":"Feature","properties":{},"geometry":{"type":"LineString","coordinates":[[-103.46358,25.5212],[-103.4634,25.52075],[-103.45536,25.51851],[-103.45005,25.51835],[-103.44721,25.51811],[-103.44596,25.518],[-103.44511,25.51751],[-103.44433,25.517],[-103.44263,25.51593],[-103.44194,25.51547],[-103.44128,25.51502],[-103.44059,25.51458],[-103.44002,25.51533],[-103.43911,25.51471],[-103.43835,25.51423],[-103.43781,25.51387],[-103.4367,25.51316],[-103.43606,25.51276],[-103.43531,25.51229],[-103.43478,25.51195],[-103.43425,25.51161],[-103.43363,25.51121],[-103.43315,25.51184],[-103.43234,25.51132],[-103.43158,25.51086],[-103.4307,25.51029],[-103.42876,25.50903],[-103.42799,25.50855],[-103.42835,25.5081],[-103.42867,25.50759],[-103.42945,25.50636],[-103.42718,25.50328],[-103.42581,25.50135],[-103.42218,25.49857],[-103.41859,25.49582],[-103.41559,25.49349],[-103.41385,25.49217],[-103.41297,25.49146],[-103.40818,25.48778],[-103.40702,25.4869],[-103.40593,25.48606],[-103.40227,25.48845],[-103.40205,25.48864]]}}
Línea 115.0 kV | LineString | 115.0 kV | 2 |  |  | CFE |  |  |  |  | OpenStreetMap | {"type":"Feature","properties":{},"geometry":{"type":"LineString","coordinates":[[-103.48235,25.53369],[-103.48193,25.53418],[-103.48327,25.53899],[-103.48402,25.54295]]}}
Línea 115.0 kV | LineString | 115.0 kV | 2 |  |  | CFE |  |  |  |  | OpenStreetMap | {"type":"Feature","properties":{},"geometry":{"type":"LineString","coordinates":[[-103.48235,25.53369],[-103.48186,25.53336],[-103.48085,25.52712],[-103.47519,25.52616],[-103.46692,25.52261],[-103.46358,25.5212]]}}
Línea 115.0 kV | LineString | 115.0 kV | 4 |  |  | CFE |  |  |  |  | OpenStreetMap | {"type":"Feature","properties":{},"geometry":{"type":"LineString","coordinates":[[-103.50034,25.5059],[-103.50037,25.50685],[-103.50037,25.50904],[-103.50047,25.51204],[-103.5005,25.51483],[-103.4994,25.51726],[-103.49799,25.52032],[-103.49677,25.52301],[-103.49549,25.52584],[-103.49425,25.5285],[-103.49294,25.53157],[-103.49009,25.53215],[-103.48743,25.53268],[-103.48535,25.53309],[-103.4837,25.53343],[-103.48235,25.53369]]}}
Línea 115.0 kV | LineString | 115.0 kV | 2 |  |  | CFE |  |  |  |  | OpenStreetMap | {"type":"Feature","properties":{},"geometry":{"type":"LineString","coordinates":[[-103.50047,25.50358],[-103.50058,25.50418],[-103.50034,25.5059]]}}
Línea 115.0 kV | LineString | 115.0 kV | 2 |  |  | CFE |  |  |  |  | OpenStreetMap | {"type":"Feature","properties":{},"geometry":{"type":"LineString","coordinates":[[-103.50029,25.50361],[-103.50041,25.50421],[-103.50034,25.5059]]}}
Línea 115.0 kV | LineString | 115.0 kV | 1 |  |  | CFE |  |  |  |  | OpenStreetMap | {"type":"Feature","properties":{},"geometry":{"type":"LineString","coordinates":[[-103.53267,25.58266],[-103.53286,25.58275],[-103.53314,25.58231],[-103.53347,25.58181],[-103.53447,25.58059],[-103.53535,25.57955],[-103.53624,25.57846],[-103.53715,25.57738],[-103.53809,25.57623],[-103.53887,25.57529],[-103.53993,25.57399],[-103.5406,25.5732],[-103.54119,25.57248],[-103.54245,25.57097],[-103.5437,25.56945],[-103.54437,25.56863],[-103.54624,25.56637],[-103.54746,25.56495],[-103.54867,25.56344],[-103.54935,25.56262],[-103.55049,25.56125],[-103.55177,25.5597],[-103.55297,25.55824],[-103.55422,25.55672],[-103.55521,25.55553],[-103.55646,25.55402],[-103.55768,25.55254],[-103.5589,25.55105],[-103.56013,25.54958],[-103.5611,25.54842],[-103.56238,25.54686],[-103.56374,25.54521],[-103.56588,25.54265],[-103.56921,25.5385],[-103.57383,25.53376],[-103.5751,25.53245],[-103.57634,25.53117],[-103.57765,25.52979],[-103.57883,25.52857],[-103.57981,25.52755],[-103.57994,25.52742]]}}
Línea 115.0 kV | LineString | 115.0 kV | 1 |  |  | CFE |  |  |  |  | OpenStreetMap | {"type":"Feature","properties":{},"geometry":{"type":"LineString","coordinates":[[-103.57994,25.52742],[-103.58014,25.52721],[-103.58024,25.52711],[-103.58043,25.527],[-103.58111,25.5263],[-103.582,25.52536],[-103.58288,25.52443],[-103.58376,25.5235],[-103.58374,25.52297],[-103.58499,25.52312],[-103.58626,25.52324],[-103.58743,25.52336],[-103.5887,25.52351],[-103.58997,25.52362],[-103.59124,25.52377],[-103.59262,25.52392],[-103.59386,25.52405],[-103.595,25.52417],[-103.59634,25.52431],[-103.59753,25.52445],[-103.59872,25.52456],[-103.59995,25.5247],[-103.60119,25.52482],[-103.60242,25.52495],[-103.60365,25.52508],[-103.60481,25.52521],[-103.60597,25.52533],[-103.60717,25.52546],[-103.60839,25.52559],[-103.60961,25.52571],[-103.61082,25.52584],[-103.61202,25.52596],[-103.6132,25.5261],[-103.61441,25.52622],[-103.61564,25.52634],[-103.6169,25.52648],[-103.61821,25.52661],[-103.61937,25.52674],[-103.62047,25.52686],[-103.62156,25.52697],[-103.62261,25.52708],[-103.62257,25.52741],[-103.62391,25.52756],[-103.62524,25.52769],[-103.62654,25.52782],[-103.62779,25.52795],[-103.62887,25.52806],[-103.62973,25.52811],[-103.63056,25.52803],[-103.63136,25.52785],[-103.63191,25.52767],[-103.63303,25.52721],[-103.63429,25.52672],[-103.63546,25.52623],[-103.63667,25.52575],[-103.63768,25.52525],[-103.63873,25.52462],[-103.63949,25.52411],[-103.64037,25.52353],[-103.64071,25.52249],[-103.64092,25.52149],[-103.64092,25.52069],[-103.64088,25.51956],[-103.64145,25.51865],[-103.64204,25.51788],[-103.64259,25.51716],[-103.64314,25.51636],[-103.64366,25.51561],[-103.64434,25.51481],[-103.64513,25.51405],[-103.64579,25.51338],[-103.64644,25.51269],[-103.64577,25.51216],[-103.64601,25.5119],[-103.64635,25.5121]]}}
Línea 115.0 kV | LineString | 115.0 kV | 1 |  |  | CFE |  |  |  |  | OpenStreetMap | {"type":"Feature","properties":{},"geometry":{"type":"LineString","coordinates":[[-103.49316,25.60808],[-103.49305,25.60786]]}}
Línea 115.0 kV | LineString | 115.0 kV | 1 |  |  | CFE |  |  |  |  | OpenStreetMap | {"type":"Feature","properties":{},"geometry":{"type":"LineString","coordinates":[[-103.49305,25.60786],[-103.49282,25.60799]]}}
Línea 115.0 kV | LineString | 115.0 kV | 1 |  |  | CFE |  |  |  |  | OpenStreetMap | {"type":"Feature","properties":{},"geometry":{"type":"LineString","coordinates":[[-103.49316,25.60808],[-103.49282,25.60799]]}}
Línea 115.0 kV | LineString | 115.0 kV | 2 |  |  | CFE |  |  |  |  | OpenStreetMap | {"type":"Feature","properties":{},"geometry":{"type":"LineString","coordinates":[[-103.51331,25.61336],[-103.51369,25.61256]]}}
Línea 115.0 kV | LineString | 115.0 kV | 2 |  |  | CFE |  |  |  |  | OpenStreetMap | {"type":"Feature","properties":{},"geometry":{"type":"LineString","coordinates":[[-103.51331,25.61336],[-103.51227,25.61314],[-103.5108,25.61276],[-103.50939,25.61238],[-103.50776,25.61194],[-103.50638,25.61158],[-103.50513,25.61124],[-103.50367,25.61086],[-103.50231,25.6105],[-103.50089,25.61012],[-103.49956,25.60978],[-103.49829,25.60944],[-103.49706,25.60912],[-103.49579,25.60878],[-103.49456,25.60845],[-103.49316,25.60808]]}}
Línea 115.0 kV | LineString | 115.0 kV | 2 |  |  | CFE |  |  |  |  | OpenStreetMap | {"type":"Feature","properties":{},"geometry":{"type":"LineString","coordinates":[[-103.51369,25.61256],[-103.51686,25.61097],[-103.52008,25.60934],[-103.52327,25.6091],[-103.52655,25.60886],[-103.52803,25.60875],[-103.52938,25.60904],[-103.5307,25.60931],[-103.53132,25.60827],[-103.53197,25.60722],[-103.5326,25.60614],[-103.5332,25.60513],[-103.53384,25.60406],[-103.53454,25.60291],[-103.53528,25.60167],[-103.53594,25.60059],[-103.53665,25.5994],[-103.53725,25.59838],[-103.53789,25.59731],[-103.53864,25.59611],[-103.53948,25.59467],[-103.53984,25.59301],[-103.54018,25.59184],[-103.54094,25.59126],[-103.54217,25.5902],[-103.54275,25.58919],[-103.54338,25.5881],[-103.54395,25.58715],[-103.54469,25.58588],[-103.5435,25.58331],[-103.5425,25.5812],[-103.54026,25.57968],[-103.53805,25.57823],[-103.53684,25.57744],[-103.53592,25.5786],[-103.53491,25.57984],[-103.53404,25.58095],[-103.53315,25.58208],[-103.53285,25.58259],[-103.53278,25.58255]]}}
Línea 115.0 kV | LineString | 115.0 kV | 2 |  |  | CFE |  |  |  |  | OpenStreetMap | {"type":"Feature","properties":{},"geometry":{"type":"LineString","coordinates":[[-103.51567,25.63445],[-103.51527,25.6334],[-103.51485,25.63238],[-103.51381,25.63156],[-103.51271,25.63069],[-103.51163,25.62984],[-103.51047,25.62894],[-103.50937,25.62806],[-103.50821,25.62715],[-103.50707,25.62625],[-103.5059,25.62534],[-103.5063,25.62466],[-103.50691,25.62362],[-103.50749,25.62265],[-103.50805,25.62174],[-103.50874,25.62061],[-103.50939,25.61948],[-103.51007,25.6183],[-103.51075,25.61718],[-103.51142,25.61607],[-103.51209,25.61495],[-103.51276,25.61383],[-103.51331,25.61336]]}}
Línea 115.0 kV | LineString | 115.0 kV | 2 |  |  | CFE |  |  |  |  | OpenStreetMap | {"type":"Feature","properties":{},"geometry":{"type":"LineString","coordinates":[[-103.51567,25.63445],[-103.51576,25.63442],[-103.51626,25.6342],[-103.51713,25.63381],[-103.51796,25.63343],[-103.51823,25.63411],[-103.51849,25.63479],[-103.51929,25.63444],[-103.52008,25.6341],[-103.52112,25.63405],[-103.52172,25.6334],[-103.52212,25.63324]]}}
Línea 115.0 kV | LineString | 115.0 kV | 2 |  |  | CFE |  |  |  |  | OpenStreetMap | {"type":"Feature","properties":{},"geometry":{"type":"LineString","coordinates":[[-103.56526,25.75935],[-103.56468,25.75947],[-103.56413,25.75904],[-103.56438,25.75703],[-103.56369,25.75528],[-103.56294,25.75342],[-103.5619,25.75081],[-103.56082,25.74807],[-103.5597,25.74527],[-103.55878,25.74294],[-103.55767,25.74017],[-103.5566,25.73749],[-103.55543,25.73456],[-103.55442,25.73202],[-103.55338,25.72939],[-103.55229,25.72665],[-103.55113,25.72374],[-103.55022,25.72143],[-103.54913,25.71867],[-103.54804,25.71599],[-103.54699,25.7133],[-103.5459,25.71057],[-103.54481,25.70784],[-103.54374,25.70516],[-103.54254,25.70213],[-103.54137,25.69918],[-103.5403,25.69647],[-103.53947,25.6944],[-103.53813,25.69148],[-103.53757,25.6896],[-103.53683,25.68772],[-103.5359,25.68539],[-103.53481,25.68264],[-103.53373,25.67994],[-103.53273,25.67744],[-103.53172,25.67486],[-103.53344,25.67418],[-103.5329,25.67304],[-103.53239,25.67197],[-103.53179,25.67077],[-103.5312,25.66959],[-103.53059,25.66837],[-103.52998,25.66715],[-103.52937,25.66592],[-103.52875,25.66468],[-103.52753,25.66223],[-103.52692,25.66101],[-103.52632,25.65979],[-103.52583,25.65898],[-103.52453,25.65676],[-103.52356,25.65431],[-103.52256,25.65181],[-103.52154,25.64923],[-103.52055,25.64673],[-103.51871,25.64564],[-103.51826,25.64473],[-103.51774,25.64375],[-103.5172,25.64271],[-103.51667,25.64171],[-103.51667,25.64098],[-103.51667,25.63951],[-103.51623,25.63873],[-103.51579,25.63796],[-103.51575,25.63674],[-103.51572,25.63554],[-103.51567,25.63445]]}}
Línea 115.0 kV | LineString | 115.0 kV | 1 |  |  | CFE |  |  |  |  | OpenStreetMap | {"type":"Feature","properties":{},"geometry":{"type":"LineString","coordinates":[[-103.31061,25.45256],[-103.30985,25.45347]]}}
Línea 115.0 kV | LineString | 115.0 kV | 1 |  |  | CFE |  |  |  |  | OpenStreetMap | {"type":"Feature","properties":{},"geometry":{"type":"LineString","coordinates":[[-103.31061,25.45256],[-103.31001,25.45358]]}}
Línea 115.0 kV | LineString | 115.0 kV | 2 |  |  | CFE |  |  |  |  | OpenStreetMap | {"type":"Feature","properties":{},"geometry":{"type":"LineString","coordinates":[[-103.34977,25.47742],[-103.34711,25.4757],[-103.34451,25.47404],[-103.34192,25.47237],[-103.33907,25.47056],[-103.33606,25.46863],[-103.33323,25.46681],[-103.33035,25.46496],[-103.32741,25.46309],[-103.32473,25.46138],[-103.32206,25.45967],[-103.31938,25.45795],[-103.31669,25.45623],[-103.314,25.45451],[-103.31153,25.45294],[-103.3103,25.45344],[-103.3101,25.45365]]}}
Línea 115.0 kV | LineString | 115.0 kV | 1 |  |  | CFE |  |  |  |  | OpenStreetMap | {"type":"Feature","properties":{},"geometry":{"type":"LineString","coordinates":[[-103.21742,25.56547],[-103.21831,25.56568],[-103.21875,25.5658]]}}
Línea 115.0 kV | LineString | 115.0 kV | 1 |  |  | CFE |  |  |  |  | OpenStreetMap | {"type":"Feature","properties":{},"geometry":{"type":"LineString","coordinates":[[-103.21742,25.56547],[-103.21834,25.56561],[-103.21877,25.56569]]}}
Línea 115.0 kV | LineString | 115.0 kV | 1 |  |  | CFE |  |  |  |  | OpenStreetMap | {"type":"Feature","properties":{},"geometry":{"type":"LineString","coordinates":[[-103.36041,25.46587],[-103.36056,25.46587],[-103.36055,25.46607],[-103.35993,25.46596],[-103.35992,25.46625],[-103.36019,25.4663]]}}
Línea 115.0 kV | LineString | 115.0 kV | 2 |  |  | CFE |  |  |  |  | OpenStreetMap | {"type":"Feature","properties":{},"geometry":{"type":"LineString","coordinates":[[-103.368,25.46377],[-103.36771,25.46395],[-103.36674,25.46369],[-103.36538,25.46346],[-103.364,25.46323],[-103.36242,25.46295],[-103.36135,25.46276],[-103.36022,25.46255],[-103.36015,25.46352],[-103.36005,25.46465],[-103.35996,25.46581],[-103.36018,25.46581]]}}
Línea 115.0 kV | LineString | 115.0 kV | 1 |  |  | CFE |  |  |  |  | OpenStreetMap | {"type":"Feature","properties":{},"geometry":{"type":"LineString","coordinates":[[-103.33291,25.41882],[-103.3334,25.41832],[-103.33443,25.41966],[-103.33549,25.42107],[-103.33657,25.42248],[-103.33776,25.42404],[-103.33898,25.42564],[-103.34025,25.42731],[-103.34152,25.42897],[-103.34271,25.43053],[-103.34392,25.43212],[-103.34519,25.43379],[-103.34643,25.43542],[-103.34773,25.43712],[-103.34897,25.43876],[-103.35021,25.44038],[-103.35145,25.44202],[-103.35275,25.44372],[-103.354,25.44535],[-103.35521,25.44695],[-103.35645,25.44858],[-103.35769,25.45021],[-103.35894,25.45185],[-103.36018,25.45348],[-103.36256,25.4566],[-103.36377,25.45818],[-103.36501,25.4598],[-103.36622,25.46138],[-103.368,25.46377]]}}
Línea 115.0 kV | LineString | 115.0 kV | 1 |  |  | CFE |  |  |  |  | OpenStreetMap | {"type":"Feature","properties":{},"geometry":{"type":"LineString","coordinates":[[-103.368,25.46377],[-103.36947,25.46522],[-103.37109,25.46677],[-103.3726,25.46822],[-103.37407,25.46963],[-103.37549,25.47099],[-103.37699,25.47243],[-103.37844,25.47383],[-103.3799,25.47522],[-103.38141,25.47667],[-103.38287,25.47807],[-103.38363,25.47879],[-103.38439,25.47952],[-103.38524,25.48033],[-103.38617,25.48123],[-103.38667,25.48163],[-103.38716,25.48218],[-103.38812,25.4831],[-103.38911,25.48405],[-103.39011,25.485],[-103.3911,25.48596],[-103.39209,25.48691],[-103.39307,25.48784],[-103.39403,25.48877],[-103.39424,25.48902],[-103.39476,25.48952],[-103.39532,25.49007],[-103.39602,25.49068],[-103.39702,25.49163],[-103.39799,25.49256],[-103.3985,25.49213],[-103.39944,25.49131],[-103.40045,25.49044],[-103.40147,25.48958],[-103.40241,25.48875],[-103.40224,25.48858],[-103.40212,25.4887]]}}
Línea 115.0 kV | LineString | 115.0 kV | 2 |  |  | CFE |  |  |  |  | OpenStreetMap | {"type":"Feature","properties":{},"geometry":{"type":"LineString","coordinates":[[-103.49813,25.60059],[-103.49902,25.59951],[-103.49856,25.59805],[-103.49821,25.59712],[-103.49785,25.5962],[-103.49746,25.59516],[-103.49712,25.59426],[-103.49679,25.59342]]}}
Línea 115.0 kV | LineString | 115.0 kV | 1 |  |  | CFE |  |  |  |  | OpenStreetMap | {"type":"Feature","properties":{},"geometry":{"type":"LineString","coordinates":[[-103.49618,25.60292],[-103.49688,25.60205],[-103.49744,25.60139],[-103.49813,25.60059]]}}
Línea 115.0 kV | LineString | 115.0 kV | 1 |  |  | CFE |  |  |  |  | OpenStreetMap | {"type":"Feature","properties":{},"geometry":{"type":"LineString","coordinates":[[-103.49618,25.60292],[-103.49691,25.60207],[-103.49747,25.60141],[-103.49813,25.60059]]}}
Línea 115.0 kV | LineString | 115.0 kV | 2 |  |  | CFE |  |  |  |  | OpenStreetMap | {"type":"Feature","properties":{},"geometry":{"type":"LineString","coordinates":[[-103.49305,25.60786],[-103.49345,25.60722],[-103.49402,25.60629],[-103.49455,25.6054],[-103.4953,25.60398],[-103.49618,25.60292]]}}
Línea 115.0 kV | LineString | 115.0 kV | 2 |  |  | CFE |  |  |  |  | OpenStreetMap | {"type":"Feature","properties":{},"geometry":{"type":"LineString","coordinates":[[-103.47665,25.60074],[-103.47735,25.60117],[-103.47838,25.60198],[-103.47936,25.60277],[-103.48039,25.60358],[-103.48141,25.60438],[-103.48248,25.60524],[-103.48363,25.60555],[-103.48492,25.60589],[-103.48628,25.60626],[-103.48773,25.60664],[-103.48911,25.60701],[-103.49049,25.60738],[-103.4917,25.6077],[-103.49282,25.60799]]}}
Línea 115.0 kV | LineString | 115.0 kV |  |  |  | CFE |  |  |  |  | OpenStreetMap | {"type":"Feature","properties":{},"geometry":{"type":"LineString","coordinates":[[-103.4733,25.59778],[-103.47356,25.59847]]}}
Línea 115.0 kV | LineString | 115.0 kV | 1 |  |  | CFE |  |  |  |  | OpenStreetMap | {"type":"Feature","properties":{},"geometry":{"type":"LineString","coordinates":[[-103.47362,25.59839],[-103.47356,25.59847]]}}
Línea 115.0 kV | LineString | 115.0 kV | 2 |  |  | CFE |  |  |  |  | OpenStreetMap | {"type":"Feature","properties":{},"geometry":{"type":"LineString","coordinates":[[-103.47302,25.59757],[-103.4733,25.59778]]}}
Línea 115.0 kV | LineString | 115.0 kV | 1 |  |  | CFE |  |  |  |  | OpenStreetMap | {"type":"Feature","properties":{},"geometry":{"type":"LineString","coordinates":[[-103.47373,25.5983],[-103.47404,25.59853],[-103.47427,25.59861],[-103.475,25.59784],[-103.47565,25.59725],[-103.47641,25.59647],[-103.47715,25.5957],[-103.4779,25.5949],[-103.47865,25.59411],[-103.47768,25.59324],[-103.47679,25.59242],[-103.47598,25.59169],[-103.47567,25.59158],[-103.47471,25.59125],[-103.47373,25.5909],[-103.47269,25.59052],[-103.47248,25.59044],[-103.47245,25.5903],[-103.47241,25.58948],[-103.47211,25.5895],[-103.47207,25.58889],[-103.47203,25.5882],[-103.47147,25.58865],[-103.47144,25.58854],[-103.47098,25.58673],[-103.47068,25.58555],[-103.47046,25.58469],[-103.47017,25.5835],[-103.46975,25.58181],[-103.46936,25.58027],[-103.46916,25.57949],[-103.46891,25.57847],[-103.46855,25.57701],[-103.46821,25.57566],[-103.46788,25.57441],[-103.46765,25.57348],[-103.46765,25.57292],[-103.4673,25.57275]]}}
Línea 115.0 kV | LineString | 115.0 kV | 1 |  |  | CFE |  |  |  |  | OpenStreetMap | {"type":"Feature","properties":{},"geometry":{"type":"LineString","coordinates":[[-103.47373,25.5983],[-103.47362,25.59839]]}}
Línea 115.0 kV | LineString | 115.0 kV | 2 |  |  | CFE |  |  |  |  | OpenStreetMap | {"type":"Feature","properties":{},"geometry":{"type":"LineString","coordinates":[[-103.47316,25.59744],[-103.47343,25.59764],[-103.47373,25.5983]]}}
Línea 115.0 kV | LineString | 115.0 kV | 1 |  |  | CFE |  |  |  |  | OpenStreetMap | {"type":"Feature","properties":{},"geometry":{"type":"LineString","coordinates":[[-103.46572,25.55813],[-103.46625,25.55808],[-103.46732,25.55861],[-103.46841,25.55916],[-103.46932,25.55968],[-103.47018,25.56001],[-103.47109,25.56047],[-103.47225,25.56087],[-103.47371,25.56159],[-103.4732,25.56257],[-103.47247,25.56363],[-103.47173,25.56469],[-103.471,25.56575],[-103.47024,25.56686],[-103.46953,25.56785],[-103.4688,25.56892],[-103.46808,25.56997],[-103.46734,25.57102],[-103.46752,25.57161],[-103.46784,25.57264],[-103.46765,25.57292],[-103.46736,25.57268]]}}
Línea 115.0 kV | LineString | 115.0 kV | 2 |  |  | CFE |  |  |  |  | OpenStreetMap | {"type":"Feature","properties":{},"geometry":{"type":"LineString","coordinates":[[-103.46572,25.55813],[-103.46509,25.5588],[-103.46454,25.55938],[-103.46359,25.56035]]}}
Línea 115.0 kV | LineString | 115.0 kV | 1 |  |  | CFE |  |  |  |  | OpenStreetMap | {"type":"Feature","properties":{},"geometry":{"type":"LineString","coordinates":[[-103.46359,25.56035],[-103.4634,25.56021]]}}
Línea 115.0 kV | LineString | 115.0 kV | 1 |  |  | CFE |  |  |  |  | OpenStreetMap | {"type":"Feature","properties":{},"geometry":{"type":"LineString","coordinates":[[-103.4711,25.55211],[-103.47121,25.55186],[-103.47085,25.55167],[-103.47061,25.55208]]}}
Línea 115.0 kV | LineString | 115.0 kV | 2 |  |  | CFE |  |  |  |  | OpenStreetMap | {"type":"Feature","properties":{},"geometry":{"type":"LineString","coordinates":[[-103.47061,25.55208],[-103.47013,25.55286],[-103.46962,25.55371],[-103.46933,25.55408],[-103.46863,25.55489],[-103.46784,25.55579],[-103.46697,25.55676],[-103.46636,25.55745],[-103.46572,25.55813]]}}
Línea 115.0 kV | LineString | 115.0 kV | 1 |  |  | CFE |  |  |  |  | OpenStreetMap | {"type":"Feature","properties":{},"geometry":{"type":"LineString","coordinates":[[-103.47118,25.55213],[-103.4713,25.55186],[-103.47149,25.55155]]}}
Línea 115.0 kV | LineString | 115.0 kV | 1 |  |  | CFE |  |  |  |  | OpenStreetMap | {"type":"Feature","properties":{},"geometry":{"type":"LineString","coordinates":[[-103.47199,25.55193],[-103.47205,25.55174]]}}
Línea 115.0 kV | LineString | 115.0 kV | 1 |  |  | CFE |  |  |  |  | OpenStreetMap | {"type":"Feature","properties":{},"geometry":{"type":"LineString","coordinates":[[-103.47199,25.55193],[-103.47142,25.55179],[-103.47158,25.55159]]}}
Línea 115.0 kV | LineString | 115.0 kV | 2 |  |  | CFE |  |  |  |  | OpenStreetMap | {"type":"Feature","properties":{},"geometry":{"type":"LineString","coordinates":[[-103.48418,25.5437],[-103.48435,25.54449],[-103.48377,25.54557],[-103.48324,25.54657],[-103.48211,25.54786],[-103.48118,25.54858],[-103.48025,25.5488],[-103.47917,25.54947],[-103.47837,25.54997],[-103.47786,25.55047],[-103.47697,25.55128],[-103.47642,25.55213],[-103.47591,25.55298],[-103.47543,25.55381],[-103.47511,25.55399],[-103.47413,25.55351],[-103.47347,25.55271],[-103.47274,25.55232],[-103.47199,25.55193]]}}
Línea 115.0 kV | LineString | 115.0 kV | 1 |  |  | CFE |  |  |  |  | OpenStreetMap | {"type":"Feature","properties":{},"geometry":{"type":"LineString","coordinates":[[-103.39158,25.54553],[-103.39123,25.5455],[-103.39129,25.5463],[-103.39129,25.54659],[-103.39151,25.54676],[-103.39217,25.5473],[-103.39271,25.54775],[-103.39317,25.54813],[-103.39364,25.54851],[-103.39423,25.54791],[-103.39486,25.54727],[-103.39563,25.5465],[-103.39637,25.54575],[-103.3967,25.54542],[-103.39745,25.54604],[-103.39797,25.54646],[-103.39873,25.54707],[-103.39924,25.5475],[-103.39978,25.54793],[-103.40085,25.54882],[-103.40147,25.54932],[-103.40209,25.54983],[-103.40267,25.55031],[-103.40325,25.55077],[-103.40396,25.55136],[-103.40435,25.55167],[-103.40468,25.55133],[-103.40512,25.55089],[-103.40568,25.55034],[-103.40613,25.54986],[-103.40683,25.54918],[-103.40726,25.54873],[-103.40789,25.54873],[-103.40865,25.54935],[-103.40927,25.54986],[-103.40998,25.55044],[-103.41043,25.55081],[-103.411,25.55127],[-103.41178,25.5519],[-103.41259,25.55257],[-103.41308,25.55296],[-103.41357,25.55336],[-103.41404,25.55374],[-103.41488,25.55442],[-103.4156,25.555],[-103.41599,25.55461],[-103.41642,25.55418],[-103.417,25.55359],[-103.41724,25.55334],[-103.41774,25.55284],[-103.41822,25.55236],[-103.41862,25.55196],[-103.419,25.55189],[-103.41938,25.5515],[-103.4198,25.55108],[-103.42053,25.55035],[-103.42115,25.54971],[-103.42157,25.54928],[-103.42196,25.54891],[-103.4224,25.54846],[-103.42274,25.54811],[-103.42329,25.54856],[-103.42388,25.54904],[-103.42498,25.54994],[-103.42606,25.55082],[-103.42677,25.55143],[-103.42736,25.55174],[-103.42782,25.55199],[-103.42796,25.55173],[-103.42832,25.5517],[-103.4283,25.5518]]}}
Línea 115.0 kV | LineString | 115.0 kV | 1 |  |  | CFE |  |  |  |  | OpenStreetMap | {"type":"Feature","properties":{},"geometry":{"type":"LineString","coordinates":[[-103.36525,25.52644],[-103.36525,25.52549],[-103.36525,25.5243],[-103.36468,25.52405],[-103.36394,25.52407]]}}
Línea 115.0 kV | LineString | 115.0 kV | 1 |  |  | CFE |  |  |  |  | OpenStreetMap | {"type":"Feature","properties":{},"geometry":{"type":"LineString","coordinates":[[-103.36525,25.52644],[-103.36527,25.52549],[-103.36525,25.5243],[-103.3647,25.52395],[-103.36394,25.52396]]}}
Línea 115.0 kV | LineString | 115.0 kV | 2 |  |  | CFE |  |  |  |  | OpenStreetMap | {"type":"Feature","properties":{},"geometry":{"type":"LineString","coordinates":[[-103.36358,25.53514],[-103.36529,25.535],[-103.36528,25.53419],[-103.36528,25.53306],[-103.36528,25.53212],[-103.36527,25.53121],[-103.36527,25.53024],[-103.36527,25.52926],[-103.36527,25.5283],[-103.36526,25.52739],[-103.36525,25.52644]]}}
Línea 115.0 kV | LineString | 115.0 kV | 1 |  |  | CFE |  |  |  |  | OpenStreetMap | {"type":"Feature","properties":{},"geometry":{"type":"LineString","coordinates":[[-103.36358,25.53514],[-103.3638,25.53534],[-103.36382,25.536],[-103.36382,25.53677],[-103.36382,25.53753],[-103.36383,25.53832],[-103.36384,25.53878],[-103.36353,25.53887],[-103.36356,25.5392]]}}
Línea 115.0 kV | LineString | 115.0 kV | 1 |  |  | CFE |  |  |  |  | OpenStreetMap | {"type":"Feature","properties":{},"geometry":{"type":"LineString","coordinates":[[-103.36357,25.54489],[-103.36364,25.54494],[-103.36362,25.54436],[-103.36331,25.54344],[-103.36329,25.54234],[-103.36328,25.54052],[-103.36327,25.53961],[-103.36326,25.53856],[-103.36324,25.53752],[-103.36321,25.53649],[-103.36321,25.53576],[-103.36321,25.53514],[-103.36358,25.53514]]}}
Línea 115.0 kV | LineString | 115.0 kV | 1 |  |  | CFE |  |  |  |  | OpenStreetMap | {"type":"Feature","properties":{},"geometry":{"type":"LineString","coordinates":[[-103.3917,25.54532],[-103.39145,25.54531],[-103.39111,25.5453],[-103.3911,25.54489],[-103.3911,25.54448],[-103.39055,25.54448],[-103.39001,25.54448],[-103.38935,25.54447],[-103.38876,25.54447],[-103.38813,25.54446],[-103.38753,25.54446],[-103.38688,25.54444],[-103.38626,25.54444],[-103.38566,25.54443],[-103.38496,25.54442],[-103.38436,25.54441],[-103.3836,25.5444],[-103.38309,25.5444],[-103.38263,25.54439],[-103.38258,25.5447],[-103.38094,25.54472],[-103.37982,25.54471],[-103.37881,25.54471],[-103.37767,25.5447],[-103.37652,25.54469],[-103.37513,25.54469],[-103.37403,25.54468],[-103.37387,25.54468],[-103.37276,25.54472],[-103.37162,25.54478],[-103.37112,25.54457],[-103.37052,25.54451],[-103.36989,25.54466],[-103.36904,25.54465],[-103.367,25.54464],[-103.36586,25.54463],[-103.3646,25.54463],[-103.36368,25.54438],[-103.36368,25.54514],[-103.36358,25.54509]]}}
Línea 115.0 kV | LineString | 115.0 kV | 1 |  |  | CFE |  |  |  |  | OpenStreetMap | {"type":"Feature","properties":{},"geometry":{"type":"LineString","coordinates":[[-103.38532,25.59043],[-103.38623,25.59077],[-103.38691,25.59102],[-103.38774,25.59135],[-103.38801,25.59147],[-103.38768,25.59168],[-103.38677,25.59164],[-103.38586,25.59159],[-103.38584,25.59226]]}}
Línea 115.0 kV | LineString | 115.0 kV | 1 |  |  | CFE |  |  |  |  | OpenStreetMap | {"type":"Feature","properties":{},"geometry":{"type":"LineString","coordinates":[[-103.38977,25.5809],[-103.39005,25.58075],[-103.39069,25.58101],[-103.39099,25.58033],[-103.39116,25.58031],[-103.39133,25.57994]]}}
Línea 115.0 kV | LineString | 115.0 kV | 1 |  |  | CFE |  |  |  |  | OpenStreetMap | {"type":"Feature","properties":{},"geometry":{"type":"LineString","coordinates":[[-103.38977,25.5809],[-103.39,25.58041],[-103.39022,25.57992],[-103.39055,25.57919],[-103.38974,25.57897],[-103.3876,25.57836],[-103.38561,25.5778],[-103.38361,25.57724],[-103.38223,25.57685],[-103.3803,25.57631],[-103.37825,25.57574],[-103.37636,25.5752],[-103.37441,25.57465],[-103.37241,25.57409],[-103.37059,25.57358],[-103.36915,25.57317],[-103.3699,25.57151],[-103.37077,25.56958],[-103.37136,25.56825],[-103.37211,25.56658],[-103.3729,25.56484],[-103.37376,25.56292],[-103.37462,25.561],[-103.37553,25.55899],[-103.37635,25.55719],[-103.37711,25.55548],[-103.37753,25.55452],[-103.37801,25.55347],[-103.3789,25.55146],[-103.3794,25.55039],[-103.37987,25.54933],[-103.38079,25.54728],[-103.38167,25.54536],[-103.38287,25.54536],[-103.38409,25.54537],[-103.38525,25.54537],[-103.38645,25.54538],[-103.38753,25.54539],[-103.38862,25.54539],[-103.38937,25.5454],[-103.39081,25.54543],[-103.39171,25.54543]]}}
Línea 115.0 kV | LineString | 115.0 kV | 1 |  |  | CFE |  |  |  |  | OpenStreetMap | {"type":"Feature","properties":{},"geometry":{"type":"LineString","coordinates":[[-103.38551,25.59225],[-103.38553,25.59189],[-103.385,25.59177],[-103.38532,25.59115],[-103.38551,25.59068],[-103.38532,25.59043]]}}
Línea 115.0 kV | LineString | 115.0 kV | 2 |  |  | CFE |  |  |  |  | OpenStreetMap | {"type":"Feature","properties":{},"geometry":{"type":"LineString","coordinates":[[-103.38532,25.59043],[-103.38582,25.5895],[-103.38632,25.58841],[-103.38682,25.58733],[-103.38729,25.58629],[-103.38777,25.58525],[-103.38827,25.58417],[-103.38876,25.58309],[-103.38928,25.58196],[-103.38977,25.5809]]}}
Línea 115.0 kV | LineString | 115.0 kV | 1 |  |  | CFE |  |  |  |  | OpenStreetMap | {"type":"Feature","properties":{},"geometry":{"type":"LineString","coordinates":[[-103.28514,25.76045],[-103.28417,25.76079],[-103.2827,25.76127],[-103.28158,25.76144],[-103.28084,25.76157],[-103.27997,25.7617],[-103.27905,25.76186],[-103.27825,25.76198],[-103.27734,25.76208],[-103.27645,25.7621],[-103.27555,25.76207],[-103.27485,25.76204],[-103.27395,25.76201],[-103.27319,25.76198],[-103.27242,25.76196],[-103.27165,25.76193],[-103.27093,25.76191],[-103.27014,25.76188],[-103.26943,25.76185],[-103.2686,25.76183],[-103.26772,25.7618],[-103.2671,25.76178],[-103.26639,25.76175],[-103.26551,25.76172],[-103.26469,25.76169],[-103.26387,25.76166],[-103.26305,25.76164],[-103.26224,25.76161],[-103.26142,25.76158],[-103.26061,25.76155],[-103.25975,25.76151],[-103.25892,25.76149],[-103.25805,25.76145],[-103.25718,25.76142],[-103.25632,25.76139],[-103.25541,25.76136],[-103.2546,25.76133],[-103.25373,25.7613],[-103.25289,25.76127],[-103.25158,25.76123],[-103.25121,25.76205],[-103.25124,25.76276],[-103.25101,25.76324],[-103.25085,25.76362],[-103.2504,25.7641],[-103.25005,25.76456],[-103.24978,25.76523],[-103.24953,25.76583],[-103.2494,25.76639],[-103.24926,25.76695],[-103.24912,25.76752],[-103.24898,25.76808],[-103.24872,25.7692],[-103.24846,25.77004],[-103.24825,25.77067],[-103.24854,25.77135],[-103.24887,25.77184],[-103.24869,25.77245],[-103.24842,25.77297],[-103.24806,25.77368],[-103.2477,25.77433],[-103.24583,25.77446],[-103.24384,25.77456],[-103.24294,25.77461],[-103.24117,25.77469],[-103.23988,25.77531],[-103.23808,25.7754],[-103.23629,25.77549],[-103.23515,25.77554],[-103.23425,25.77558],[-103.23335,25.77563],[-103.23241,25.77569],[-103.23149,25.77574],[-103.23058,25.77578],[-103.22966,25.77583],[-103.22874,25.77588],[-103.22784,25.77593],[-103.22669,25.776],[-103.2251,25.77607],[-103.22309,25.77617],[-103.22092,25.77626],[-103.21974,25.77632],[-103.21836,25.77639],[-103.21697,25.77646],[-103.21538,25.77654],[-103.21378,25.77662],[-103.21219,25.77671],[-103.21059,25.77678],[-103.20899,25.77686],[-103.2074,25.77695],[-103.20581,25.77703],[-103.20263,25.77719],[-103.20126,25.77726],[-103.19907,25.77738],[-103.19876,25.7774],[-103.19854,25.77721],[-103.19733,25.7762],[-103.19577,25.77623],[-103.19425,25.77628],[-103.19271,25.77631],[-103.1913,25.77635],[-103.18963,25.77638],[-103.18867,25.77734],[-103.18781,25.77812],[-103.18645,25.77853],[-103.18493,25.77896],[-103.18341,25.7794],[-103.18189,25.77984],[-103.18037,25.78028],[-103.17885,25.78072],[-103.17733,25.78116],[-103.17581,25.7816],[-103.17429,25.78203],[-103.17277,25.78247],[-103.17125,25.78291],[-103.16973,25.78335],[-103.16821,25.78379],[-103.16679,25.7842],[-103.16526,25.78464],[-103.16375,25.78508],[-103.16222,25.78551],[-103.1607,25.78595],[-103.15919,25.78639],[-103.15751,25.78688],[-103.15621,25.78694],[-103.15488,25.78702],[-103.15332,25.78702],[-103.15247,25.787],[-103.15139,25.78699],[-103.1503,25.78696],[-103.14959,25.78713],[-103.14879,25.78724],[-103.14792,25.78705],[-103.147,25.78684],[-103.14608,25.78664],[-103.14508,25.78642],[-103.14368,25.78613],[-103.14233,25.78583],[-103.14109,25.78557],[-103.13986,25.78531],[-103.13855,25.78502],[-103.13725,25.78475],[-103.13602,25.78449],[-103.13479,25.78423],[-103.13356,25.78397],[-103.13231,25.7837],[-103.13104,25.78344],[-103.13043,25.78245],[-103.12982,25.78149],[-103.12921,25.7805],[-103.1286,25.77953],[-103.12801,25.77857],[-103.12741,25.77762],[-103.12672,25.77785],[-103.1258,25.77706],[-103.125,25.77658],[-103.1243,25.77616],[-103.12361,25.77576],[-103.12288,25.7753],[-103.12304,25.77458],[-103.12246,25.77445],[-103.12241,25.77465]]}}
Línea 115.0 kV | LineString | 115.0 kV | 1 |  |  | CFE |  |  |  |  | OpenStreetMap | {"type":"Feature","properties":{},"geometry":{"type":"LineString","coordinates":[[-103.21873,25.56585],[-103.2183,25.56575],[-103.21791,25.56567],[-103.21754,25.56746],[-103.21711,25.56937],[-103.21673,25.571],[-103.21627,25.57304],[-103.21673,25.57408],[-103.2175,25.57583],[-103.21826,25.57756],[-103.21906,25.57937],[-103.21966,25.58074],[-103.22043,25.5825],[-103.22116,25.58413],[-103.22175,25.58548],[-103.22241,25.58699],[-103.22317,25.58871],[-103.22384,25.59022],[-103.22463,25.59202],[-103.22523,25.59341],[-103.22603,25.5952],[-103.22679,25.59693],[-103.22796,25.59961],[-103.22875,25.60137],[-103.22945,25.60297],[-103.23017,25.60463],[-103.23094,25.60637],[-103.2321,25.609],[-103.23289,25.61078],[-103.23369,25.61258],[-103.23444,25.6143],[-103.2352,25.61603],[-103.23585,25.61748],[-103.23663,25.61925],[-103.23738,25.62097],[-103.23814,25.62268],[-103.2389,25.6244],[-103.23968,25.62616],[-103.24037,25.62771],[-103.24115,25.62948],[-103.24172,25.63078],[-103.24223,25.63196],[-103.24276,25.63315],[-103.2436,25.63506],[-103.24421,25.63639],[-103.24492,25.63804],[-103.24561,25.63961],[-103.24622,25.64099],[-103.24728,25.64335],[-103.24769,25.64522],[-103.24801,25.64662],[-103.24831,25.64792],[-103.24875,25.64982],[-103.24916,25.65163],[-103.24957,25.65345],[-103.24994,25.655],[-103.25035,25.65684],[-103.25069,25.6583],[-103.2511,25.66007],[-103.25147,25.66167],[-103.25209,25.66437],[-103.25245,25.66597],[-103.25277,25.66737],[-103.25343,25.67025],[-103.25384,25.67206],[-103.25409,25.67314],[-103.25452,25.67504],[-103.25494,25.6768],[-103.25536,25.67868],[-103.25579,25.68053],[-103.25621,25.68239],[-103.25666,25.68433],[-103.25708,25.68613],[-103.25732,25.68723],[-103.25779,25.68922],[-103.25839,25.69176],[-103.25803,25.69274],[-103.2571,25.69533],[-103.25652,25.69694],[-103.25599,25.69844],[-103.25537,25.70019],[-103.25472,25.702],[-103.2541,25.70373],[-103.25356,25.70525],[-103.25308,25.70658],[-103.25259,25.70795],[-103.25057,25.7089],[-103.24865,25.70978],[-103.24657,25.71075],[-103.24403,25.71192],[-103.24191,25.7129],[-103.23978,25.71388],[-103.23804,25.71468],[-103.23596,25.71564],[-103.23395,25.71657],[-103.23285,25.71707],[-103.23091,25.71797],[-103.22878,25.71895],[-103.22672,25.71991],[-103.22488,25.72076],[-103.2228,25.72171],[-103.22077,25.72265],[-103.21865,25.72362],[-103.21702,25.72437],[-103.21506,25.72528],[-103.21293,25.72627],[-103.21072,25.72729],[-103.20859,25.72828],[-103.20637,25.72928],[-103.20417,25.73031],[-103.20254,25.73105],[-103.20045,25.73202],[-103.19838,25.73297],[-103.19629,25.73393],[-103.19474,25.73466],[-103.1926,25.73564],[-103.19205,25.73589],[-103.19076,25.73487],[-103.18945,25.73379],[-103.18876,25.7332],[-103.18815,25.73272],[-103.1868,25.73262],[-103.18533,25.73253],[-103.18385,25.73245],[-103.18237,25.73235],[-103.18087,25.73224],[-103.17939,25.73216],[-103.17791,25.73207],[-103.17642,25.73198],[-103.17494,25.73188],[-103.17446,25.73316],[-103.17385,25.73478],[-103.17338,25.73606],[-103.17274,25.73777],[-103.17209,25.73946],[-103.17148,25.74117],[-103.17084,25.74289],[-103.17034,25.74423],[-103.1699,25.74541],[-103.1695,25.74661],[-103.16774,25.74764],[-103.16623,25.74851],[-103.16415,25.7497],[-103.1622,25.75081],[-103.16069,25.75168],[-103.15896,25.75266],[-103.15694,25.75382],[-103.15511,25.75483],[-103.15308,25.75597],[-103.15107,25.75714],[-103.14937,25.75813],[-103.14739,25.75925],[-103.14569,25.76022],[-103.14392,25.76123],[-103.14205,25.76231],[-103.14016,25.76339],[-103.13873,25.7642],[-103.13684,25.7653],[-103.13511,25.76629],[-103.13352,25.76719],[-103.13194,25.76809],[-103.13039,25.76899],[-103.12841,25.77012],[-103.12655,25.77118],[-103.12448,25.77236],[-103.12321,25.7731],[-103.12284,25.77385],[-103.1227,25.77416],[-103.12236,25.77442],[-103.12231,25.77462]]}}
Línea 115.0 kV | LineString | 115.0 kV | 1 |  |  | CFE |  |  |  |  | OpenStreetMap | {"type":"Feature","properties":{},"geometry":{"type":"LineString","coordinates":[[-103.28453,25.77049],[-103.28472,25.77138],[-103.28472,25.77163]]}}
Línea 115.0 kV | LineString | 115.0 kV | 1 |  |  | CFE |  |  |  |  | OpenStreetMap | {"type":"Feature","properties":{},"geometry":{"type":"LineString","coordinates":[[-103.28453,25.77049],[-103.28483,25.77136],[-103.28484,25.77162]]}}
Línea 115.0 kV | LineString | 115.0 kV | 2 |  |  | CFE |  |  |  |  | OpenStreetMap | {"type":"Feature","properties":{},"geometry":{"type":"LineString","coordinates":[[-103.28514,25.76045],[-103.28507,25.76158],[-103.28501,25.76234],[-103.28497,25.76314],[-103.28493,25.76391],[-103.28489,25.76466],[-103.28484,25.76539],[-103.2848,25.76613],[-103.28475,25.76686],[-103.28471,25.7676],[-103.28467,25.76835],[-103.28463,25.76909],[-103.28459,25.7696],[-103.28453,25.77049]]}}
Línea 115.0 kV | LineString | 115.0 kV | 1 |  |  | CFE |  |  |  |  | OpenStreetMap | {"type":"Feature","properties":{},"geometry":{"type":"LineString","coordinates":[[-103.21871,25.56594],[-103.21828,25.56584],[-103.21805,25.56579],[-103.21765,25.56765],[-103.21723,25.5695],[-103.21684,25.57121],[-103.21651,25.57269],[-103.21706,25.57396],[-103.21783,25.57571],[-103.21859,25.57744],[-103.21939,25.57924],[-103.21999,25.58061],[-103.22077,25.58238],[-103.22149,25.584],[-103.22216,25.58555],[-103.22274,25.58686],[-103.2235,25.58859],[-103.22417,25.59011],[-103.22496,25.59189],[-103.22557,25.59328],[-103.22636,25.59508],[-103.22711,25.59683],[-103.2283,25.5995],[-103.22907,25.60125],[-103.22967,25.6026],[-103.23025,25.60393],[-103.23107,25.60578],[-103.23166,25.60712],[-103.23244,25.60888],[-103.23322,25.61066],[-103.23403,25.6125],[-103.23478,25.61419],[-103.23554,25.61591],[-103.23618,25.61737],[-103.23696,25.61913],[-103.23771,25.62084],[-103.23848,25.62257],[-103.23923,25.62428],[-103.24001,25.62605],[-103.24069,25.62759],[-103.24147,25.62936],[-103.24207,25.63073],[-103.24256,25.63184],[-103.24313,25.63313],[-103.24392,25.63492],[-103.24453,25.63627],[-103.24525,25.63792],[-103.24593,25.63949],[-103.24656,25.64093],[-103.24764,25.64332],[-103.24816,25.64566],[-103.24839,25.64663],[-103.24863,25.64769],[-103.24906,25.64958],[-103.24948,25.65143],[-103.24989,25.65325],[-103.25024,25.65478],[-103.25067,25.65666],[-103.25101,25.65813],[-103.25142,25.6599],[-103.25178,25.66149],[-103.25207,25.66273],[-103.25242,25.6642],[-103.25277,25.66579],[-103.25305,25.66704],[-103.25331,25.66818],[-103.25375,25.67009],[-103.25418,25.6719],[-103.25441,25.67295],[-103.25485,25.67487],[-103.25525,25.67664],[-103.25568,25.67849],[-103.2561,25.68034],[-103.25653,25.68219],[-103.25699,25.6842],[-103.25742,25.68606],[-103.25766,25.68715],[-103.25802,25.68875],[-103.25869,25.69155],[-103.25903,25.69396],[-103.25935,25.69642],[-103.25962,25.69834],[-103.25982,25.69982],[-103.26001,25.70121],[-103.26019,25.70259],[-103.26046,25.70444],[-103.26061,25.70556],[-103.26112,25.70671],[-103.2617,25.70798],[-103.26239,25.70951],[-103.26331,25.71154],[-103.26419,25.7135],[-103.26493,25.71513],[-103.26579,25.71705],[-103.26664,25.71894],[-103.26729,25.72037],[-103.26821,25.72241],[-103.26892,25.72396],[-103.26994,25.72623],[-103.27082,25.7282],[-103.27206,25.73091],[-103.27296,25.73294],[-103.27373,25.7346],[-103.2744,25.73609],[-103.27571,25.739],[-103.27665,25.74108],[-103.27724,25.74239],[-103.27814,25.74438],[-103.27889,25.74604],[-103.27961,25.74762],[-103.28047,25.74955],[-103.28135,25.75148],[-103.28221,25.75339],[-103.28306,25.75528],[-103.28382,25.75695],[-103.28454,25.75856],[-103.2844,25.75901],[-103.28492,25.75967],[-103.28514,25.76045]]}}
Línea 115.0 kV | LineString | 115.0 kV | 2 |  |  | CFE |  |  |  |  | OpenStreetMap | {"type":"Feature","properties":{},"geometry":{"type":"LineString","coordinates":[[-103.36924,25.6233],[-103.37012,25.6226],[-103.37101,25.62191],[-103.3719,25.62123],[-103.37263,25.62082],[-103.37367,25.62045],[-103.37421,25.621],[-103.37452,25.62175],[-103.37489,25.62247],[-103.37523,25.62316],[-103.37554,25.62375],[-103.37587,25.62443],[-103.3756,25.62454]]}}
Línea 115.0 kV | LineString | 115.0 kV | 1 |  |  | CFE |  |  |  |  | OpenStreetMap | {"type":"Feature","properties":{},"geometry":{"type":"LineString","coordinates":[[-103.36924,25.6233],[-103.36849,25.62387],[-103.36782,25.62439],[-103.36714,25.62493],[-103.36645,25.62545],[-103.36574,25.62598],[-103.36503,25.62656],[-103.36437,25.62706],[-103.36369,25.62759],[-103.363,25.62812],[-103.36233,25.62865],[-103.3617,25.62914],[-103.36104,25.62967],[-103.36049,25.63011],[-103.35967,25.63071],[-103.35902,25.63122],[-103.35835,25.63173],[-103.35769,25.63225],[-103.35702,25.63276],[-103.35635,25.63327],[-103.35569,25.63378],[-103.35502,25.6343],[-103.3543,25.63485],[-103.3536,25.63538],[-103.35292,25.63591],[-103.35223,25.63644],[-103.35154,25.63698],[-103.35085,25.63751],[-103.35016,25.63804],[-103.34957,25.6385],[-103.34879,25.63909],[-103.34803,25.63969],[-103.34725,25.64028],[-103.3465,25.64088],[-103.34611,25.64157],[-103.34581,25.6425],[-103.34553,25.64343],[-103.34534,25.64405],[-103.34512,25.64477],[-103.34493,25.64534],[-103.3451,25.64617],[-103.34551,25.64709],[-103.34591,25.64801],[-103.34632,25.64893],[-103.34671,25.64981],[-103.34599,25.65057],[-103.34588,25.65139],[-103.34576,25.65219],[-103.34567,25.653],[-103.34573,25.65375],[-103.34573,25.65438],[-103.34573,25.65501],[-103.34588,25.65613],[-103.34603,25.65724],[-103.34616,25.65815],[-103.34628,25.65904],[-103.34643,25.66003],[-103.34658,25.66107],[-103.34672,25.66207],[-103.34685,25.66308],[-103.34699,25.66408],[-103.34712,25.66506],[-103.34723,25.66606],[-103.34739,25.66716],[-103.34755,25.66829],[-103.34766,25.66913],[-103.34777,25.6699],[-103.34792,25.67089],[-103.34805,25.67182],[-103.34914,25.67247],[-103.34982,25.67289],[-103.34962,25.67336],[-103.34917,25.67319]]}}
Línea 115.0 kV | LineString | 115.0 kV | 1 |  |  | CFE |  |  |  |  | OpenStreetMap | {"type":"Feature","properties":{},"geometry":{"type":"LineString","coordinates":[[-103.38551,25.59233],[-103.38547,25.59254],[-103.38492,25.59235],[-103.38387,25.59272],[-103.38318,25.59297],[-103.38126,25.59368],[-103.38051,25.59395],[-103.37979,25.59577],[-103.37899,25.59791],[-103.37851,25.59917],[-103.3782,25.59995],[-103.37779,25.601],[-103.37741,25.602],[-103.37709,25.60283],[-103.37672,25.60379],[-103.37602,25.60561],[-103.37533,25.6074],[-103.37463,25.60924],[-103.37393,25.61104],[-103.37324,25.61284],[-103.37256,25.61459],[-103.37187,25.61638],[-103.37116,25.61822],[-103.37077,25.61922],[-103.37033,25.62034],[-103.36983,25.62163],[-103.36939,25.62282],[-103.36924,25.6233]]}}
Línea 115.0 kV | LineString | 115.0 kV | 1 |  |  | CFE |  |  |  |  | OpenStreetMap | {"type":"Feature","properties":{},"geometry":{"type":"LineString","coordinates":[[-100.97851,25.53008],[-100.97759,25.52976],[-100.97687,25.52911]]}}
Línea 115.0 kV | LineString | 115.0 kV | 1 |  |  | CFE |  |  |  |  | OpenStreetMap | {"type":"Feature","properties":{},"geometry":{"type":"LineString","coordinates":[[-100.97794,25.54628],[-100.97804,25.5461]]}}
Línea 115.0 kV | LineString | 115.0 kV | 2 |  |  | CFE |  |  |  |  | OpenStreetMap | {"type":"Feature","properties":{},"geometry":{"type":"LineString","coordinates":[[-100.9808,25.54637],[-100.98029,25.54644],[-100.97794,25.54628]]}}
Línea 115.0 kV | LineString | 115.0 kV | 1 |  |  | CFE |  |  |  |  | OpenStreetMap | {"type":"Feature","properties":{},"geometry":{"type":"LineString","coordinates":[[-103.04226,26.39878],[-103.043,26.39892],[-103.04271,26.39978],[-103.04213,26.40132],[-103.04158,26.40289],[-103.04102,26.4045],[-103.04048,26.40603],[-103.03987,26.40766],[-103.03935,26.40917],[-103.0388,26.41071],[-103.03833,26.41203],[-103.03816,26.41358],[-103.03806,26.41521],[-103.03792,26.41677],[-103.03776,26.41826],[-103.03764,26.4197],[-103.0375,26.42125],[-103.03739,26.42282],[-103.03723,26.42435],[-103.03713,26.42596],[-103.03702,26.42717],[-103.03687,26.42881],[-103.03669,26.43057],[-103.03653,26.43215],[-103.03642,26.4338],[-103.03625,26.4354],[-103.03614,26.43653],[-103.03605,26.43818],[-103.0359,26.43985],[-103.03573,26.44152],[-103.03564,26.44314],[-103.03544,26.44476],[-103.03531,26.44639],[-103.03518,26.44804],[-103.03501,26.44967],[-103.03487,26.4513],[-103.03475,26.45298],[-103.03463,26.45448],[-103.03446,26.456],[-103.03437,26.45739],[-103.03426,26.45859],[-103.0343,26.46024],[-103.03434,26.46192],[-103.03445,26.46361],[-103.03447,26.46512],[-103.03456,26.46676],[-103.03464,26.46839],[-103.03469,26.46966],[-103.03478,26.4711],[-103.03485,26.4727],[-103.03489,26.47421],[-103.03496,26.47579],[-103.03499,26.47733],[-103.03507,26.47881],[-103.03511,26.48021],[-103.03563,26.48173],[-103.03609,26.48329],[-103.03648,26.48449],[-103.03698,26.48606],[-103.03742,26.48763],[-103.03794,26.48921],[-103.03844,26.49078],[-103.03894,26.49236],[-103.03944,26.49394],[-103.03991,26.4955],[-103.04039,26.49707],[-103.04081,26.49837],[-103.04131,26.49994],[-103.04182,26.50154],[-103.04229,26.50313],[-103.04277,26.50471],[-103.04316,26.50593],[-103.04363,26.50747],[-103.04413,26.50909],[-103.04464,26.51071],[-103.04515,26.51233],[-103.04566,26.51396],[-103.0462,26.51557],[-103.04662,26.51716],[-103.04716,26.51874],[-103.04762,26.52036],[-103.04823,26.52193],[-103.04887,26.52349],[-103.04939,26.5247],[-103.04995,26.52621],[-103.05057,26.5278],[-103.05117,26.52943],[-103.0518,26.53093],[-103.05239,26.53244],[-103.05295,26.53391],[-103.05339,26.53511],[-103.05398,26.53666],[-103.05449,26.53794],[-103.0551,26.5395],[-103.05567,26.54093],[-103.05702,26.54174],[-103.05855,26.54265],[-103.05988,26.54346],[-103.06132,26.54431],[-103.06271,26.54515],[-103.0641,26.54598],[-103.06547,26.5468],[-103.06638,26.54735],[-103.06766,26.54876],[-103.06882,26.55003],[-103.06996,26.55131],[-103.07111,26.55259],[-103.07226,26.55386],[-103.07342,26.55513],[-103.07454,26.55639],[-103.07571,26.55767],[-103.07686,26.55895],[-103.078,26.56022],[-103.07917,26.5615],[-103.08032,26.56278],[-103.08148,26.56406],[-103.08263,26.56533],[-103.08378,26.56661],[-103.08494,26.56787],[-103.0861,26.56915],[-103.08723,26.5704],[-103.08837,26.57165],[-103.08951,26.57292],[-103.09064,26.57418],[-103.09182,26.57546],[-103.09297,26.57674],[-103.09409,26.57799],[-103.09526,26.57928],[-103.09648,26.58063],[-103.09771,26.58198],[-103.09884,26.58323],[-103.10003,26.58454],[-103.10116,26.5858],[-103.10229,26.58705],[-103.1035,26.58836],[-103.10462,26.58961],[-103.10576,26.59088],[-103.10689,26.59214],[-103.10792,26.59326],[-103.1091,26.59456],[-103.11027,26.59585],[-103.11143,26.59714],[-103.11259,26.59843],[-103.1138,26.59974],[-103.11497,26.60103],[-103.11612,26.6023],[-103.11727,26.6036],[-103.11843,26.60487],[-103.11963,26.60618],[-103.1201,26.60688],[-103.12116,26.60842],[-103.12222,26.60996],[-103.12309,26.61125],[-103.12405,26.61265],[-103.12496,26.61396],[-103.12592,26.61538],[-103.12693,26.61686],[-103.12781,26.61814],[-103.12866,26.61938],[-103.12957,26.62074],[-103.13052,26.6221],[-103.13155,26.62361],[-103.13222,26.62458],[-103.13314,26.62593],[-103.13387,26.62693],[-103.13498,26.62843],[-103.13593,26.62975],[-103.13701,26.63121],[-103.13797,26.63253],[-103.13894,26.63389],[-103.13984,26.63515],[-103.14083,26.63656],[-103.14147,26.63749],[-103.14246,26.63891],[-103.14404,26.64121],[-103.1451,26.64274],[-103.14614,26.64424],[-103.14693,26.6445],[-103.1489,26.64514],[-103.15067,26.64572],[-103.1523,26.64625],[-103.15397,26.6468],[-103.1556,26.64733],[-103.15727,26.64788],[-103.15888,26.64841],[-103.1604,26.64891],[-103.16218,26.64948],[-103.16383,26.65002],[-103.16566,26.65062],[-103.16698,26.65105],[-103.16864,26.65159],[-103.17037,26.65216],[-103.17162,26.65257],[-103.17267,26.65359],[-103.17385,26.65471],[-103.17508,26.65589],[-103.17625,26.65702],[-103.17758,26.65831],[-103.17857,26.65926],[-103.17976,26.66041],[-103.18055,26.66149],[-103.18133,26.66255],[-103.18238,26.66398],[-103.18332,26.66525],[-103.1843,26.66658],[-103.18528,26.66792],[-103.18597,26.66923],[-103.18682,26.67079],[-103.18756,26.67218],[-103.18827,26.67355],[-103.18907,26.67503],[-103.18977,26.67634],[-103.19049,26.67772],[-103.19125,26.67911],[-103.19201,26.68057],[-103.19274,26.68196],[-103.19348,26.68335],[-103.19418,26.68467],[-103.19426,26.68634],[-103.1943,26.68773],[-103.1944,26.6899],[-103.19446,26.69161],[-103.19453,26.6933],[-103.19514,26.6949],[-103.19575,26.69652],[-103.19635,26.69815],[-103.19697,26.69976],[-103.19756,26.7014],[-103.19821,26.70312],[-103.19884,26.70479],[-103.19944,26.70642],[-103.20006,26.70808],[-103.20067,26.70974],[-103.20131,26.71141],[-103.20192,26.71304],[-103.20252,26.71466],[-103.20312,26.71628],[-103.20374,26.7179],[-103.20434,26.71956],[-103.20497,26.72123],[-103.20559,26.72288],[-103.20619,26.72449],[-103.20675,26.72603],[-103.20735,26.72757],[-103.20797,26.72928],[-103.20861,26.73099],[-103.20922,26.7326],[-103.20981,26.73424],[-103.21047,26.73595],[-103.2111,26.73765],[-103.21181,26.73957],[-103.21241,26.74119],[-103.21303,26.74282],[-103.21364,26.74445],[-103.21425,26.74608],[-103.21483,26.74766],[-103.21545,26.74932],[-103.21606,26.75095],[-103.21666,26.75256],[-103.21725,26.75415],[-103.21787,26.75581],[-103.21847,26.7574],[-103.21899,26.75883],[-103.21948,26.76014],[-103.21998,26.76145],[-103.22055,26.76314],[-103.2211,26.76474],[-103.22167,26.76642],[-103.22221,26.76801],[-103.22279,26.76967],[-103.22335,26.77131],[-103.22393,26.77303],[-103.22447,26.77457],[-103.22505,26.77628],[-103.22558,26.77783],[-103.22617,26.77954],[-103.22674,26.78122],[-103.22727,26.78277],[-103.22783,26.7844],[-103.22831,26.7858],[-103.2289,26.78755],[-103.22947,26.78918],[-103.23011,26.79106],[-103.2306,26.7925],[-103.23111,26.79401],[-103.23161,26.79547],[-103.23222,26.79723],[-103.23261,26.79839],[-103.23329,26.80038],[-103.23391,26.80215],[-103.23453,26.80397],[-103.23523,26.80604],[-103.23593,26.8081],[-103.23659,26.81002],[-103.23719,26.81178],[-103.23782,26.81361],[-103.23851,26.81561],[-103.23898,26.81699],[-103.24101,26.81709],[-103.24292,26.81718],[-103.24511,26.81728],[-103.24678,26.81736],[-103.24845,26.81743],[-103.2505,26.81753],[-103.25231,26.81762],[-103.25391,26.81769],[-103.25552,26.81776],[-103.25797,26.81882],[-103.25929,26.81939],[-103.26101,26.82013],[-103.26224,26.82079],[-103.26347,26.82142],[-103.26493,26.82218],[-103.26655,26.82304],[-103.26803,26.82381],[-103.26957,26.82462],[-103.27156,26.82567],[-103.27343,26.82665],[-103.27505,26.82749],[-103.27704,26.82854],[-103.2785,26.8293],[-103.28003,26.8301],[-103.28164,26.83095],[-103.28329,26.83181],[-103.28477,26.8326],[-103.28633,26.83341],[-103.28789,26.83423],[-103.28946,26.83504],[-103.29107,26.83589],[-103.29252,26.83666],[-103.2944,26.83711],[-103.29614,26.83754],[-103.29789,26.83798],[-103.30002,26.83851],[-103.30201,26.83899],[-103.30395,26.83946],[-103.30571,26.83988],[-103.30742,26.8403],[-103.30902,26.8407],[-103.31037,26.84103],[-103.31183,26.8414],[-103.3138,26.84188],[-103.31533,26.84225],[-103.31712,26.84269],[-103.31887,26.84313],[-103.32042,26.84351],[-103.32206,26.84391],[-103.32382,26.84434],[-103.32506,26.84555],[-103.32632,26.84681],[-103.32751,26.84795],[-103.3286,26.84903],[-103.32983,26.85023],[-103.33116,26.85151],[-103.33253,26.85288],[-103.3335,26.85382],[-103.33446,26.85478],[-103.33502,26.85647],[-103.33557,26.8581],[-103.33603,26.85957],[-103.33664,26.86128],[-103.33716,26.86296],[-103.33835,26.86439],[-103.3395,26.86586],[-103.34058,26.86725],[-103.34161,26.86851],[-103.34263,26.86977],[-103.34387,26.87115],[-103.34521,26.87266],[-103.34654,26.87418],[-103.34767,26.8754],[-103.34877,26.87665],[-103.34989,26.87788],[-103.35098,26.87912],[-103.3522,26.88047],[-103.35306,26.88225],[-103.35398,26.88402],[-103.35475,26.88567],[-103.35556,26.88715],[-103.35627,26.88871],[-103.35702,26.89019],[-103.35775,26.89159],[-103.35845,26.89299],[-103.35917,26.89439],[-103.35987,26.89586],[-103.36067,26.89742],[-103.36126,26.89891],[-103.36177,26.90013],[-103.36233,26.90148],[-103.36294,26.90296],[-103.36364,26.90462],[-103.3643,26.90618],[-103.36401,26.90789],[-103.36374,26.90964],[-103.36348,26.9113],[-103.36312,26.91288],[-103.36274,26.91448],[-103.36236,26.91607],[-103.36197,26.9177],[-103.36155,26.91952],[-103.3611,26.92138],[-103.36072,26.92306],[-103.36032,26.92479],[-103.35991,26.92651],[-103.35947,26.92835],[-103.35911,26.92986],[-103.35875,26.93145],[-103.35833,26.93312],[-103.35793,26.93481],[-103.35755,26.9365],[-103.35714,26.93823],[-103.35675,26.94009],[-103.35631,26.9418],[-103.35592,26.94354],[-103.35544,26.94506],[-103.35499,26.94666],[-103.35455,26.94814],[-103.35405,26.94975],[-103.35362,26.95123],[-103.35312,26.9528],[-103.3527,26.95433],[-103.35216,26.95599],[-103.35164,26.95773],[-103.3512,26.95926],[-103.35065,26.96095],[-103.35055,26.96267],[-103.3504,26.96436],[-103.35029,26.96597],[-103.35013,26.96785],[-103.35002,26.96943],[-103.34988,26.97113],[-103.34975,26.97289],[-103.34959,26.97503],[-103.34946,26.97669],[-103.34931,26.97839],[-103.34917,26.98001],[-103.34901,26.98187],[-103.34887,26.98359],[-103.34877,26.98478],[-103.34861,26.98655],[-103.34856,26.98756],[-103.3484,26.98944],[-103.34834,26.99069],[-103.3486,26.99213],[-103.34895,26.9939],[-103.34926,26.99546],[-103.34959,26.99702],[-103.34992,26.99867],[-103.35027,27.00033],[-103.35059,27.00188],[-103.35134,27.00326],[-103.35232,27.00505],[-103.35305,27.00643],[-103.35384,27.00783],[-103.35462,27.00922],[-103.35517,27.01025],[-103.35592,27.01112],[-103.35679,27.01219],[-103.35778,27.01338],[-103.35863,27.0144],[-103.35954,27.0155],[-103.36045,27.01661],[-103.36118,27.0175],[-103.36165,27.01806],[-103.36257,27.01913],[-103.36356,27.02034],[-103.36459,27.02159],[-103.36551,27.0227],[-103.36656,27.02396],[-103.36695,27.02441],[-103.36646,27.02485]]}}
Línea 115.0 kV | LineString | 115.0 kV | 1 |  |  | CFE |  |  |  |  | OpenStreetMap | {"type":"Feature","properties":{},"geometry":{"type":"LineString","coordinates":[[-103.29053,25.91827],[-103.29016,25.91815],[-103.28909,25.91853],[-103.28851,25.91994],[-103.28792,25.92138],[-103.28732,25.92282],[-103.28674,25.92425],[-103.28613,25.92576],[-103.28546,25.92736],[-103.28484,25.92889],[-103.28425,25.93035],[-103.28364,25.93179],[-103.28305,25.93324],[-103.28246,25.93471],[-103.28185,25.93618],[-103.28126,25.93762],[-103.28084,25.93864],[-103.28038,25.93978],[-103.27969,25.94146],[-103.2791,25.94289],[-103.27965,25.94396],[-103.2802,25.94503],[-103.28067,25.94594],[-103.27983,25.94795],[-103.27901,25.9502],[-103.27845,25.95174],[-103.2777,25.95364],[-103.27709,25.9553],[-103.27559,25.95695],[-103.27445,25.95821],[-103.27351,25.95926],[-103.27185,25.96111],[-103.27028,25.9619],[-103.26862,25.96275],[-103.26738,25.96338],[-103.26608,25.96404],[-103.2648,25.96469],[-103.26319,25.9655],[-103.26165,25.96627],[-103.26049,25.96686],[-103.25907,25.96758],[-103.25785,25.96819],[-103.25661,25.96881],[-103.25522,25.96952],[-103.25382,25.97023],[-103.25262,25.97085],[-103.25125,25.97154],[-103.24983,25.97226],[-103.2485,25.97293],[-103.24708,25.97366],[-103.24579,25.97429],[-103.24439,25.97499],[-103.24302,25.97568],[-103.24164,25.97639],[-103.2403,25.97708],[-103.2389,25.97778],[-103.23758,25.97845],[-103.23625,25.97912],[-103.2348,25.97985],[-103.23344,25.98054],[-103.23211,25.98121],[-103.23076,25.98189],[-103.22939,25.98257],[-103.22806,25.98325],[-103.22671,25.98394],[-103.22558,25.98451],[-103.224,25.9853],[-103.22365,25.98686],[-103.22328,25.98855],[-103.22284,25.99057],[-103.2224,25.99262],[-103.22205,25.99422],[-103.22185,25.99513],[-103.22047,25.99503],[-103.21911,25.99494],[-103.21773,25.99485],[-103.21574,25.99472],[-103.21398,25.99461],[-103.21301,25.99453],[-103.21122,25.99437],[-103.20938,25.99422],[-103.20754,25.99406],[-103.20624,25.99394],[-103.20475,25.99381],[-103.20302,25.99366],[-103.20167,25.99359],[-103.20141,25.99538],[-103.20124,25.99658],[-103.20099,25.99842],[-103.20077,25.99999],[-103.20053,26.00168],[-103.2003,26.00338],[-103.20007,26.00509],[-103.19984,26.00675],[-103.19961,26.00844],[-103.19943,26.00965],[-103.19928,26.01081],[-103.19904,26.01251],[-103.19883,26.014],[-103.19863,26.01548],[-103.1984,26.017],[-103.19815,26.01862],[-103.19642,26.01939],[-103.19496,26.02004],[-103.19348,26.0207],[-103.19184,26.02143],[-103.19019,26.02217],[-103.18847,26.02292],[-103.18694,26.02361],[-103.1853,26.02435],[-103.18387,26.02498],[-103.18226,26.0257],[-103.18082,26.02634],[-103.17961,26.02688],[-103.17778,26.02769],[-103.17624,26.02838],[-103.17466,26.02909],[-103.17438,26.0309],[-103.17416,26.03236],[-103.17391,26.03405],[-103.17368,26.03559],[-103.17342,26.03749],[-103.17312,26.0394],[-103.17169,26.04035],[-103.16956,26.04176],[-103.16741,26.04318],[-103.16614,26.04401],[-103.16521,26.04562],[-103.16438,26.04707],[-103.16355,26.04858],[-103.16272,26.05005],[-103.16185,26.05158],[-103.16101,26.05307],[-103.16041,26.05411],[-103.15959,26.05563],[-103.15876,26.05707],[-103.15795,26.05852],[-103.15717,26.05989],[-103.15635,26.06134],[-103.1555,26.06282],[-103.15467,26.0643],[-103.15382,26.06582],[-103.15304,26.06722],[-103.15217,26.06904],[-103.15148,26.07055],[-103.15075,26.0721],[-103.15001,26.07363],[-103.14933,26.07509],[-103.14884,26.07617],[-103.14814,26.07759],[-103.14748,26.07904],[-103.14681,26.08044],[-103.14615,26.08182],[-103.14553,26.08321],[-103.14482,26.08474],[-103.14416,26.08615],[-103.1435,26.0876],[-103.1428,26.08918],[-103.14215,26.09064],[-103.14144,26.0922],[-103.14076,26.09375],[-103.14012,26.09518],[-103.13931,26.09696],[-103.13875,26.09819],[-103.13807,26.09963],[-103.1375,26.10087],[-103.13682,26.10242],[-103.1361,26.10397],[-103.13543,26.10541],[-103.1348,26.1069],[-103.13411,26.1084],[-103.13341,26.10997],[-103.1327,26.1115],[-103.13204,26.11299],[-103.13131,26.11459],[-103.13062,26.11614],[-103.12983,26.11789],[-103.12916,26.11936],[-103.12896,26.12111],[-103.12877,26.12288],[-103.12862,26.1242],[-103.12843,26.12591],[-103.12824,26.12753],[-103.12806,26.12914],[-103.12787,26.13086],[-103.12768,26.13257],[-103.1275,26.1341],[-103.12733,26.13561],[-103.12716,26.13724],[-103.12696,26.13888],[-103.12677,26.14067],[-103.12658,26.14228],[-103.12639,26.14385],[-103.12623,26.14543],[-103.12604,26.14708],[-103.12585,26.14875],[-103.12568,26.15045],[-103.12546,26.15207],[-103.12529,26.15359],[-103.12509,26.15515],[-103.12489,26.1567],[-103.1247,26.15819],[-103.1245,26.1597],[-103.12431,26.16105],[-103.12413,26.16252],[-103.12395,26.16404],[-103.12377,26.16562],[-103.1235,26.16728],[-103.12325,26.16898],[-103.12302,26.17054],[-103.12277,26.17214],[-103.12253,26.17378],[-103.12229,26.17543],[-103.12205,26.17707],[-103.12179,26.17871],[-103.12156,26.18036],[-103.12132,26.18197],[-103.12105,26.1836],[-103.12082,26.18524],[-103.12056,26.18687],[-103.12033,26.18849],[-103.12008,26.19014],[-103.11983,26.1917],[-103.1196,26.19336],[-103.11937,26.195],[-103.11834,26.19628],[-103.11735,26.19758],[-103.11632,26.19895],[-103.11527,26.20026],[-103.11424,26.20159],[-103.11291,26.20259],[-103.11169,26.20352],[-103.11007,26.20473],[-103.10802,26.20631],[-103.10653,26.20745],[-103.1056,26.20813],[-103.10404,26.20935],[-103.10285,26.21022],[-103.10106,26.21158],[-103.09958,26.2127],[-103.0981,26.21382],[-103.0977,26.21557],[-103.09733,26.21734],[-103.09692,26.2192],[-103.09663,26.22063],[-103.09628,26.22231],[-103.09592,26.22404],[-103.09557,26.22573],[-103.09519,26.22742],[-103.09483,26.22902],[-103.09451,26.23067],[-103.09414,26.23235],[-103.09385,26.23373],[-103.09346,26.23546],[-103.09307,26.23729],[-103.09266,26.23924],[-103.09232,26.24083],[-103.09198,26.24246],[-103.09165,26.24406],[-103.0913,26.24566],[-103.09098,26.24726],[-103.09061,26.24886],[-103.09027,26.25047],[-103.08993,26.25207],[-103.08962,26.25352],[-103.08931,26.25493],[-103.08856,26.25656],[-103.08783,26.25817],[-103.08709,26.25979],[-103.08636,26.2614],[-103.08579,26.26266],[-103.08507,26.2642],[-103.08442,26.26563],[-103.08369,26.26706],[-103.08288,26.26867],[-103.08209,26.27025],[-103.08132,26.27183],[-103.08064,26.27317],[-103.07985,26.27473],[-103.07906,26.27627],[-103.07829,26.27779],[-103.07758,26.27916],[-103.0769,26.28057],[-103.07604,26.28133],[-103.07453,26.28265],[-103.07315,26.28386],[-103.07178,26.28506],[-103.07043,26.2862],[-103.06914,26.28738],[-103.06775,26.28861],[-103.06637,26.28984],[-103.06495,26.29104],[-103.06358,26.29227],[-103.06228,26.29345],[-103.06096,26.29457],[-103.05955,26.29579],[-103.05831,26.29689],[-103.05707,26.29797],[-103.05584,26.29908],[-103.05462,26.30013],[-103.05333,26.30121],[-103.05205,26.30236],[-103.05078,26.3035],[-103.04948,26.30465],[-103.04809,26.30588],[-103.04828,26.30763],[-103.04848,26.30934],[-103.04866,26.31107],[-103.04885,26.31276],[-103.04906,26.31449],[-103.04925,26.31624],[-103.04945,26.31791],[-103.04964,26.31963],[-103.04984,26.3214],[-103.05003,26.32305],[-103.05027,26.32479],[-103.05047,26.32651],[-103.05065,26.32816],[-103.05084,26.32987],[-103.05101,26.33158],[-103.05124,26.33321],[-103.05142,26.33484],[-103.05159,26.33647],[-103.05181,26.33816],[-103.052,26.33984],[-103.0522,26.34151],[-103.05239,26.34318],[-103.05256,26.34492],[-103.05272,26.34646],[-103.0529,26.3479],[-103.05306,26.34918],[-103.0531,26.35088],[-103.05311,26.35252],[-103.05314,26.3542],[-103.05317,26.35592],[-103.05319,26.35769],[-103.05322,26.35942],[-103.05324,26.36117],[-103.05327,26.36285],[-103.0533,26.36435],[-103.05334,26.36583],[-103.05333,26.36745],[-103.05338,26.36891],[-103.0527,26.37021],[-103.05199,26.3716],[-103.05126,26.37298],[-103.0505,26.37443],[-103.05008,26.37588],[-103.04964,26.37745],[-103.04919,26.37911],[-103.04871,26.38084],[-103.04828,26.38234],[-103.04784,26.38392],[-103.04737,26.38559],[-103.04693,26.38714],[-103.04647,26.38883],[-103.04603,26.39042],[-103.04557,26.39201],[-103.04508,26.39364],[-103.04464,26.39528],[-103.04415,26.39694],[-103.04366,26.39877],[-103.04307,26.39884],[-103.04229,26.39869]]}}
Línea 115.0 kV | LineString | 115.0 kV | 1 |  |  | CFE |  |  |  |  | OpenStreetMap | {"type":"Feature","properties":{},"geometry":{"type":"LineString","coordinates":[[-103.38084,25.75977],[-103.38099,25.76027],[-103.38111,25.76084],[-103.38124,25.76142],[-103.38169,25.762],[-103.38216,25.7626],[-103.38263,25.76319],[-103.38308,25.76376],[-103.38357,25.76438],[-103.38402,25.76495],[-103.3845,25.76556],[-103.38499,25.76617],[-103.38547,25.76679],[-103.38596,25.7674],[-103.38645,25.76803],[-103.38693,25.76863],[-103.38743,25.76927],[-103.38817,25.76955],[-103.3889,25.76983],[-103.38965,25.77011],[-103.39038,25.77038],[-103.39112,25.77067],[-103.39185,25.77094],[-103.39258,25.77122],[-103.39333,25.7715],[-103.39406,25.77178],[-103.3948,25.77206],[-103.39557,25.77234],[-103.39633,25.77264],[-103.39709,25.77292],[-103.3975,25.77353],[-103.39792,25.77416],[-103.39831,25.77474],[-103.39877,25.77543],[-103.3992,25.77608],[-103.39956,25.77661],[-103.4001,25.77741],[-103.40055,25.77807],[-103.40105,25.77882],[-103.40156,25.77959],[-103.40197,25.78021],[-103.40238,25.78082],[-103.40282,25.78147],[-103.40315,25.78196],[-103.40358,25.7826],[-103.40401,25.78324],[-103.40443,25.78386],[-103.40485,25.78448],[-103.40528,25.78514],[-103.4057,25.78577],[-103.40613,25.7864],[-103.40654,25.78702],[-103.40702,25.78771],[-103.40743,25.78834],[-103.40784,25.78895],[-103.40826,25.78957],[-103.40867,25.79019],[-103.40908,25.79079],[-103.4095,25.79143],[-103.40991,25.79204],[-103.41033,25.79268],[-103.41075,25.79329],[-103.41118,25.79394],[-103.41162,25.79459],[-103.41205,25.79523],[-103.41248,25.79588],[-103.41294,25.79656],[-103.41335,25.79718],[-103.41372,25.79773],[-103.41416,25.79837],[-103.41448,25.79887],[-103.41487,25.79945],[-103.41528,25.80006],[-103.4157,25.80068],[-103.41612,25.80129],[-103.41653,25.80191],[-103.41694,25.80253],[-103.41736,25.80315],[-103.41777,25.80376],[-103.41818,25.80438],[-103.41859,25.805],[-103.41901,25.80562],[-103.41943,25.80625],[-103.41984,25.80686],[-103.42033,25.80758],[-103.42067,25.8081],[-103.42109,25.80872],[-103.42156,25.80942],[-103.42153,25.81014],[-103.42151,25.81087],[-103.42149,25.81158],[-103.42146,25.81232],[-103.42145,25.81301],[-103.42143,25.8137],[-103.4214,25.81444],[-103.42138,25.81519],[-103.42135,25.81591],[-103.42134,25.81664],[-103.42132,25.81736],[-103.4213,25.81791],[-103.42126,25.8188],[-103.42124,25.81952],[-103.42122,25.82024],[-103.4212,25.82096],[-103.42118,25.82169],[-103.42115,25.82247],[-103.42113,25.82313],[-103.42111,25.82385],[-103.42109,25.82458],[-103.42107,25.82521],[-103.42104,25.82596],[-103.42063,25.82666],[-103.42023,25.82733],[-103.41993,25.82784],[-103.41955,25.82849],[-103.41916,25.82914],[-103.41879,25.82978],[-103.41841,25.83042],[-103.41804,25.83106],[-103.41766,25.83169],[-103.41729,25.83233],[-103.4169,25.83299],[-103.41657,25.83355],[-103.41618,25.83421],[-103.41578,25.83488],[-103.41538,25.83557],[-103.41503,25.83617],[-103.41464,25.83682],[-103.41424,25.83749],[-103.41384,25.83819],[-103.41342,25.83889],[-103.41303,25.83955],[-103.41324,25.84037],[-103.41341,25.84103],[-103.4136,25.84179],[-103.41379,25.84254],[-103.41395,25.84315],[-103.41411,25.84378],[-103.4143,25.84452],[-103.41449,25.84525],[-103.41465,25.84589],[-103.41483,25.84659],[-103.41501,25.84729],[-103.41519,25.848],[-103.41537,25.84868],[-103.41556,25.84941],[-103.41574,25.85011],[-103.41592,25.85081],[-103.4161,25.8515],[-103.41628,25.85224],[-103.41646,25.85295],[-103.41663,25.85361],[-103.41681,25.85429],[-103.41699,25.85503],[-103.41717,25.85573],[-103.41736,25.85644],[-103.41753,25.85714],[-103.41771,25.85784],[-103.4179,25.85855],[-103.41808,25.85927],[-103.41824,25.85991],[-103.41844,25.86066],[-103.41861,25.86136],[-103.4188,25.8621],[-103.41899,25.86282],[-103.41917,25.86353],[-103.41936,25.86427],[-103.4195,25.86483],[-103.41969,25.86556],[-103.41988,25.86629],[-103.42006,25.86699],[-103.42023,25.8677],[-103.42042,25.86842],[-103.42061,25.86913],[-103.42079,25.86987],[-103.42098,25.87059],[-103.42117,25.87133],[-103.42136,25.87208],[-103.42064,25.87318],[-103.42015,25.87392],[-103.41974,25.87454],[-103.41932,25.87518],[-103.41898,25.87569],[-103.41862,25.87622],[-103.41818,25.8769],[-103.41775,25.87758],[-103.41827,25.87855],[-103.41864,25.87939]]}}
Línea 115.0 kV | LineString | 115.0 kV | 2 |  |  | CFE |  |  |  |  | OpenStreetMap | {"type":"Feature","properties":{},"geometry":{"type":"LineString","coordinates":[[-103.44882,25.60971],[-103.44851,25.60985],[-103.44782,25.61081],[-103.44706,25.61186],[-103.44635,25.61283],[-103.44559,25.61388],[-103.44494,25.61477],[-103.44451,25.61556],[-103.44367,25.6167],[-103.44283,25.61785],[-103.44198,25.61902],[-103.44107,25.62026],[-103.44032,25.62128],[-103.44084,25.6224],[-103.44138,25.62357],[-103.44032,25.62454],[-103.43925,25.62553],[-103.43817,25.6265],[-103.43605,25.62842],[-103.43478,25.62845],[-103.43478,25.62981],[-103.43478,25.63119],[-103.43477,25.63254],[-103.43355,25.6338],[-103.43021,25.6373],[-103.42804,25.6395],[-103.42583,25.64183],[-103.42363,25.64409]]}}
Línea 115.0 kV | LineString | 115.0 kV | 2 |  |  | CFE |  |  |  |  | OpenStreetMap | {"type":"Feature","properties":{},"geometry":{"type":"LineString","coordinates":[[-103.44882,25.60971],[-103.44823,25.60937],[-103.44751,25.60895],[-103.44678,25.60853],[-103.44604,25.60811],[-103.4453,25.60769],[-103.44457,25.60727],[-103.44367,25.60675],[-103.44384,25.60616]]}}
Línea 115.0 kV | LineString | 115.0 kV | 2 |  |  | CFE |  |  |  |  | OpenStreetMap | {"type":"Feature","properties":{},"geometry":{"type":"LineString","coordinates":[[-103.47271,25.59813],[-103.4728,25.59826],[-103.47263,25.59841],[-103.472,25.59793],[-103.47147,25.59746],[-103.47046,25.59677],[-103.46979,25.5965],[-103.46867,25.59603],[-103.4675,25.59669],[-103.46635,25.59734],[-103.46518,25.598],[-103.464,25.59866],[-103.46281,25.59933],[-103.46163,25.6],[-103.46045,25.60067],[-103.45928,25.60132],[-103.45818,25.60195],[-103.45721,25.60249],[-103.45621,25.60305],[-103.45477,25.6031],[-103.45337,25.60315],[-103.45273,25.60405],[-103.45208,25.60499],[-103.45139,25.60596],[-103.45079,25.60687],[-103.45013,25.60781],[-103.44948,25.60876],[-103.44882,25.60971]]}}
Línea 115.0 kV | LineString | 115.0 kV | 1 |  |  | CFE |  |  |  |  | OpenStreetMap | {"type":"Feature","properties":{},"geometry":{"type":"LineString","coordinates":[[-103.42363,25.64409],[-103.4241,25.64374],[-103.42428,25.64497],[-103.42445,25.64621],[-103.42458,25.64714],[-103.42474,25.64803],[-103.42517,25.64867],[-103.42518,25.64933],[-103.42512,25.65032],[-103.42507,25.65137],[-103.42494,25.65177],[-103.42492,25.65208]]}}
Línea 115.0 kV | LineString | 115.0 kV | 1 |  |  | CFE |  |  |  |  | OpenStreetMap | {"type":"Feature","properties":{},"geometry":{"type":"LineString","coordinates":[[-103.28508,25.77126],[-103.28655,25.77024],[-103.28849,25.77015],[-103.29064,25.77005],[-103.29273,25.76994],[-103.29455,25.76985],[-103.29629,25.76975],[-103.29814,25.76966],[-103.30014,25.76955],[-103.30178,25.76946],[-103.30381,25.76936],[-103.30505,25.76929],[-103.30709,25.76919],[-103.30888,25.7691],[-103.31022,25.76903],[-103.31175,25.76895],[-103.31366,25.76886],[-103.31558,25.76876],[-103.31748,25.76866],[-103.31924,25.76858],[-103.32145,25.76848],[-103.32238,25.76868],[-103.32292,25.76883],[-103.32308,25.76833],[-103.32327,25.76772],[-103.32438,25.76801],[-103.32516,25.7682],[-103.3258,25.76835],[-103.326,25.76822],[-103.32708,25.76814],[-103.32841,25.76684],[-103.3297,25.76557],[-103.33096,25.76433],[-103.33231,25.76299],[-103.33343,25.76189],[-103.33474,25.76059],[-103.33602,25.75934],[-103.3373,25.75806],[-103.33857,25.7568],[-103.34106,25.75434],[-103.34234,25.75307],[-103.34491,25.75055],[-103.34585,25.74962],[-103.34716,25.74831],[-103.34851,25.74698],[-103.34985,25.74566],[-103.3512,25.74433],[-103.35303,25.74526],[-103.35426,25.74588],[-103.35627,25.74703],[-103.358,25.74803],[-103.35919,25.7487],[-103.361,25.74978],[-103.3627,25.75074],[-103.36451,25.75178],[-103.36627,25.75279],[-103.368,25.75378],[-103.36977,25.7548],[-103.3715,25.75579],[-103.3724,25.7563],[-103.37359,25.75698],[-103.37515,25.75787],[-103.37712,25.759],[-103.3781,25.75956],[-103.37906,25.76011],[-103.37992,25.7606],[-103.38033,25.76047],[-103.38089,25.76031],[-103.38074,25.7598]]}}
Línea 115.0 kV | LineString | 115.0 kV | 2 |  |  | CFE |  |  |  |  | OpenStreetMap | {"type":"Feature","properties":{},"geometry":{"type":"LineString","coordinates":[[-103.42363,25.64409],[-103.42144,25.64637],[-103.41919,25.64872],[-103.41708,25.6509],[-103.41499,25.6531],[-103.41291,25.65523],[-103.41064,25.6576],[-103.40892,25.6594],[-103.40674,25.66167],[-103.40452,25.66397],[-103.40221,25.66641],[-103.4,25.66871],[-103.39777,25.67103],[-103.3955,25.67339],[-103.39328,25.67569],[-103.39105,25.67802],[-103.38883,25.68032],[-103.3866,25.68265],[-103.38432,25.68502],[-103.38236,25.68705],[-103.37997,25.68859],[-103.37747,25.69019],[-103.37477,25.69192],[-103.37195,25.69374],[-103.3693,25.69543],[-103.36665,25.69715],[-103.36358,25.69911],[-103.36089,25.70083],[-103.36023,25.70349],[-103.35953,25.70628],[-103.35877,25.70942],[-103.35803,25.71238],[-103.3573,25.71535],[-103.35655,25.71841],[-103.35591,25.72098],[-103.3552,25.72389],[-103.35455,25.72649],[-103.35382,25.72943],[-103.35311,25.73229],[-103.35241,25.73514],[-103.35169,25.73805],[-103.35108,25.74052],[-103.35051,25.74281],[-103.3499,25.7453],[-103.34762,25.74716],[-103.34519,25.74915],[-103.34282,25.7511],[-103.34043,25.75306],[-103.33816,25.75492],[-103.33617,25.75656],[-103.33324,25.75758],[-103.33061,25.75851],[-103.32771,25.75953],[-103.32541,25.76034],[-103.32412,25.76322],[-103.32294,25.76587],[-103.32188,25.76825],[-103.31969,25.76836],[-103.31647,25.76852],[-103.31328,25.76868],[-103.31018,25.76884],[-103.30697,25.76899],[-103.30378,25.76915],[-103.30048,25.76932],[-103.29724,25.76949],[-103.29408,25.76965],[-103.29083,25.7698],[-103.28819,25.76995],[-103.28683,25.77003]]}}
Línea 115.0 kV | LineString | 115.0 kV | 1 |  |  | CFE |  |  |  |  | OpenStreetMap | {"type":"Feature","properties":{},"geometry":{"type":"LineString","coordinates":[[-103.28496,25.77161],[-103.28494,25.77111],[-103.28485,25.7701],[-103.28683,25.77003]]}}
Línea 115.0 kV | LineString | 115.0 kV | 1 |  |  | CFE |  |  |  |  | OpenStreetMap | {"type":"Feature","properties":{},"geometry":{"type":"LineString","coordinates":[[-103.28515,25.77159],[-103.2852,25.77134],[-103.28574,25.77134],[-103.28641,25.77073],[-103.28683,25.77003]]}}
Línea 115.0 kV | LineString | 115.0 kV | 1 |  |  | CFE |  |  |  |  | OpenStreetMap | {"type":"Feature","properties":{},"geometry":{"type":"LineString","coordinates":[[-103.28505,25.7716],[-103.28508,25.77126],[-103.28582,25.77128],[-103.28569,25.77266],[-103.28557,25.77387],[-103.28536,25.77598],[-103.28518,25.77791],[-103.28509,25.77881],[-103.285,25.77981],[-103.28481,25.78174],[-103.28462,25.78368],[-103.28448,25.78515],[-103.28429,25.78713],[-103.28411,25.78906],[-103.28392,25.79104],[-103.28373,25.79294],[-103.28354,25.79495],[-103.28333,25.79709],[-103.28318,25.79874],[-103.28298,25.80077],[-103.28283,25.80239],[-103.28264,25.80436],[-103.28255,25.80535],[-103.28246,25.8063],[-103.28237,25.80725],[-103.28227,25.80826],[-103.28217,25.80931],[-103.28206,25.81046],[-103.28197,25.81141],[-103.28186,25.81252],[-103.28175,25.8138],[-103.28182,25.81488],[-103.2819,25.81591],[-103.28206,25.81788],[-103.2822,25.8195],[-103.28234,25.8213],[-103.2825,25.82329],[-103.28265,25.82512],[-103.28281,25.8271],[-103.28297,25.82899],[-103.28313,25.83097],[-103.28329,25.83299],[-103.28343,25.83474],[-103.28358,25.83654],[-103.28375,25.83857],[-103.2839,25.84049],[-103.28406,25.84243],[-103.28423,25.8444],[-103.28439,25.84641],[-103.2845,25.84782],[-103.28467,25.84976],[-103.28483,25.85174],[-103.28498,25.85372],[-103.28515,25.85575],[-103.28526,25.85719],[-103.28541,25.85898],[-103.28556,25.8609],[-103.2857,25.86286],[-103.28588,25.86481],[-103.28604,25.86679],[-103.2862,25.86873],[-103.28635,25.87053],[-103.28651,25.87251],[-103.28666,25.87431],[-103.28681,25.87623],[-103.28698,25.87817],[-103.28714,25.88005],[-103.2873,25.88204],[-103.28746,25.88401],[-103.28761,25.88591],[-103.28778,25.88789],[-103.28786,25.88886],[-103.28795,25.88991],[-103.2881,25.89184],[-103.28826,25.89377],[-103.28842,25.89569],[-103.28858,25.89765],[-103.28875,25.89973],[-103.28893,25.90175],[-103.28909,25.90374],[-103.28925,25.9057],[-103.28941,25.90764],[-103.28957,25.90966],[-103.28973,25.91158],[-103.28987,25.91325],[-103.29,25.91485],[-103.29014,25.91666],[-103.29033,25.91803],[-103.29061,25.91808]]}}
Línea 115.0 kV | LineString | 115.0 kV | 1 |  |  | CFE |  |  |  |  | OpenStreetMap | {"type":"Feature","properties":{},"geometry":{"type":"LineString","coordinates":[[-103.28518,25.77175],[-103.2852,25.77189],[-103.28567,25.77189],[-103.28527,25.77273],[-103.28554,25.77325],[-103.28708,25.77318],[-103.28854,25.77311],[-103.2887,25.77454],[-103.28905,25.77774],[-103.28941,25.78107],[-103.28978,25.78435],[-103.29015,25.78776],[-103.2905,25.79091],[-103.29085,25.79418],[-103.29122,25.79746],[-103.29159,25.80073],[-103.29195,25.80403],[-103.29231,25.80731],[-103.29267,25.81059],[-103.29304,25.81392],[-103.29339,25.81725],[-103.29421,25.81764],[-103.29432,25.82083],[-103.29444,25.82409],[-103.29455,25.82734],[-103.29467,25.83058],[-103.29478,25.83383],[-103.29489,25.83703],[-103.29231,25.83747],[-103.29278,25.84136],[-103.29365,25.84424],[-103.29445,25.84689],[-103.29385,25.85016],[-103.29322,25.85363],[-103.29261,25.85697],[-103.292,25.86032],[-103.29139,25.86366],[-103.29077,25.86709],[-103.29013,25.87056],[-103.28956,25.87373],[-103.28961,25.87681],[-103.28968,25.88035],[-103.28975,25.88374],[-103.28981,25.88713],[-103.28988,25.8905],[-103.28993,25.89325],[-103.28999,25.89609],[-103.29006,25.89953],[-103.29014,25.90377],[-103.29021,25.90743],[-103.29027,25.9108],[-103.29034,25.91438],[-103.2904,25.91743],[-103.29015,25.91806],[-103.29056,25.91819]]}}
Línea 115.0 kV | LineString | 115.0 kV | 1 |  |  | CFE |  |  |  |  | OpenStreetMap | {"type":"Feature","properties":{},"geometry":{"type":"LineString","coordinates":[[-99.92995,25.57076],[-99.93,25.57045]]}}
Línea 115.0 kV | LineString | 115.0 kV | 1 |  |  | CFE |  |  |  |  | OpenStreetMap | {"type":"Feature","properties":{},"geometry":{"type":"LineString","coordinates":[[-99.93008,25.57078],[-99.93013,25.57046]]}}
Línea 115.0 kV | LineString | 115.0 kV | 2 |  |  | CFE |  |  |  |  | OpenStreetMap | {"type":"Feature","properties":{},"geometry":{"type":"LineString","coordinates":[[-99.93008,25.57078],[-99.93338,25.57124],[-99.93659,25.57169],[-99.93947,25.5721],[-99.94024,25.57158],[-99.94076,25.57116]]}}
Línea 115.0 kV | LineString | 115.0 kV | 1 |  |  | CFE |  |  |  |  | OpenStreetMap | {"type":"Feature","properties":{},"geometry":{"type":"LineString","coordinates":[[-99.92995,25.57076],[-99.93008,25.57078]]}}
Línea 115.0 kV | LineString | 115.0 kV | 2 |  |  | CFE |  |  |  |  | OpenStreetMap | {"type":"Feature","properties":{},"geometry":{"type":"LineString","coordinates":[[-99.98202,25.55855],[-99.98206,25.55893]]}}
Línea 115.0 kV | LineString | 115.0 kV | 2 |  |  | CFE |  |  |  |  | OpenStreetMap | {"type":"Feature","properties":{},"geometry":{"type":"LineString","coordinates":[[-100.05861,25.56478],[-100.05901,25.56485],[-100.06106,25.56554]]}}
Línea 115.0 kV | LineString | 115.0 kV | 2 |  |  | CFE |  |  |  |  | OpenStreetMap | {"type":"Feature","properties":{},"geometry":{"type":"LineString","coordinates":[[-102.17203,25.45707],[-102.17231,25.45798],[-102.17253,25.4586],[-102.17271,25.45913]]}}
Línea 115.0 kV | LineString | 115.0 kV | 1 |  |  | CFE |  |  |  |  | OpenStreetMap | {"type":"Feature","properties":{},"geometry":{"type":"LineString","coordinates":[[-102.17221,25.4566],[-102.17243,25.45651],[-102.17253,25.45695],[-102.17203,25.45707]]}}
Línea 115.0 kV | LineString | 115.0 kV | 1 |  |  | CFE |  |  |  |  | OpenStreetMap | {"type":"Feature","properties":{},"geometry":{"type":"LineString","coordinates":[[-102.17203,25.45707],[-102.17248,25.45693],[-102.17239,25.45662],[-102.17223,25.45669]]}}
Línea 115.0 kV | LineString | 115.0 kV | 1 |  |  | CFE |  |  |  |  | OpenStreetMap | {"type":"Feature","properties":{},"geometry":{"type":"LineString","coordinates":[[-102.96496,25.48993],[-102.96487,25.48993],[-102.96478,25.48993],[-102.9645,25.48994]]}}
Línea 115.0 kV | LineString | 115.0 kV | 1 |  |  | CFE |  |  |  |  | OpenStreetMap | {"type":"Feature","properties":{},"geometry":{"type":"LineString","coordinates":[[-103.14637,25.50954],[-103.14635,25.50965],[-103.14633,25.50974],[-103.1455,25.50956],[-103.14443,25.50929],[-103.14363,25.50909],[-103.14286,25.5089],[-103.14219,25.50874],[-103.14119,25.50849],[-103.14021,25.50824],[-103.13936,25.50803],[-103.13841,25.50779],[-103.13758,25.50759],[-103.13671,25.50737],[-103.13588,25.50715],[-103.135,25.50694],[-103.13387,25.50666],[-103.13246,25.50623],[-103.13174,25.50589],[-103.13187,25.50496],[-103.13189,25.50488],[-103.13192,25.5048]]}}
Línea 115.0 kV | LineString | 115.0 kV | 2 |  |  | CFE |  |  |  |  | OpenStreetMap | {"type":"Feature","properties":{},"geometry":{"type":"LineString","coordinates":[[-103.21842,25.53714],[-103.21831,25.54038],[-103.21819,25.54358],[-103.21809,25.54674],[-103.21798,25.5499],[-103.21786,25.55318],[-103.21774,25.55632],[-103.21763,25.5596],[-103.21753,25.56282],[-103.21742,25.56547]]}}
Línea 115.0 kV | LineString | 115.0 kV | 1 |  |  | CFE |  |  |  |  | OpenStreetMap | {"type":"Feature","properties":{},"geometry":{"type":"LineString","coordinates":[[-102.17271,25.45913],[-102.17293,25.45891],[-102.17361,25.4587],[-102.17432,25.4585],[-102.17501,25.45831],[-102.1757,25.45808],[-102.17653,25.45843],[-102.17733,25.45885],[-102.17848,25.45942],[-102.18033,25.4603],[-102.18155,25.46089],[-102.18341,25.46179],[-102.1853,25.4627],[-102.1869,25.46346],[-102.18892,25.46443],[-102.19101,25.46544],[-102.19221,25.46602],[-102.19406,25.46689],[-102.19594,25.4678],[-102.19763,25.46861],[-102.19915,25.46935],[-102.201,25.47024],[-102.2031,25.47125],[-102.20541,25.47235],[-102.20739,25.47331],[-102.20928,25.47422],[-102.21115,25.47511],[-102.21276,25.47588],[-102.21462,25.47677],[-102.21637,25.47761],[-102.21817,25.47848],[-102.21996,25.47933],[-102.22169,25.48016],[-102.22331,25.48094],[-102.22535,25.48192],[-102.22692,25.48268],[-102.22865,25.4835],[-102.2306,25.48444],[-102.23237,25.48529],[-102.23441,25.48627],[-102.23614,25.48711],[-102.23802,25.488],[-102.24001,25.48896],[-102.24136,25.4896],[-102.24289,25.49034],[-102.24426,25.49099],[-102.24602,25.49184],[-102.24776,25.49268],[-102.24934,25.49343],[-102.25122,25.49433],[-102.25299,25.49518],[-102.25486,25.49609],[-102.2565,25.49686],[-102.25813,25.49765],[-102.25982,25.49845],[-102.26114,25.49909],[-102.26244,25.49971],[-102.26427,25.50044],[-102.26637,25.50129],[-102.26819,25.50204],[-102.27101,25.50318],[-102.27382,25.50431],[-102.2751,25.50483],[-102.2768,25.50552],[-102.27854,25.50622],[-102.28041,25.50696],[-102.28225,25.50772],[-102.28397,25.50841],[-102.28571,25.50911],[-102.28747,25.50981],[-102.28987,25.51079],[-102.29153,25.51145],[-102.29365,25.51232],[-102.29565,25.51312],[-102.29747,25.51386],[-102.29926,25.51459],[-102.30114,25.51536],[-102.30256,25.51594],[-102.30461,25.51673],[-102.30655,25.51751],[-102.30834,25.51825],[-102.31001,25.51891],[-102.31166,25.5196],[-102.31349,25.52034],[-102.31561,25.52119],[-102.31689,25.52171],[-102.31945,25.52274],[-102.32135,25.52352],[-102.32241,25.52395],[-102.32521,25.52508],[-102.32845,25.52638],[-102.33213,25.52786],[-102.33454,25.52989],[-102.3359,25.53103],[-102.33713,25.53205],[-102.33846,25.53316],[-102.33985,25.53432],[-102.34143,25.53563],[-102.34295,25.5369],[-102.34436,25.53808],[-102.34581,25.53929],[-102.34762,25.53952],[-102.34976,25.53977],[-102.35179,25.54003],[-102.35371,25.54026],[-102.35499,25.54043],[-102.35685,25.54065],[-102.35858,25.54086],[-102.36099,25.54116],[-102.36316,25.54142],[-102.36499,25.54165],[-102.36718,25.54192],[-102.36916,25.54216],[-102.37112,25.5424],[-102.37308,25.54265],[-102.37506,25.54289],[-102.37709,25.54315],[-102.37894,25.54338],[-102.38121,25.54366],[-102.38345,25.54392],[-102.38546,25.54418],[-102.38759,25.54444],[-102.38951,25.54434],[-102.39192,25.54421],[-102.39387,25.54411],[-102.39591,25.544],[-102.39847,25.54387],[-102.40075,25.54374],[-102.40242,25.54366],[-102.40418,25.54357],[-102.40586,25.54348],[-102.40795,25.54336],[-102.40854,25.54305],[-102.41042,25.54319],[-102.4124,25.54333],[-102.41438,25.54347],[-102.41607,25.54359],[-102.41815,25.54374],[-102.42002,25.54388],[-102.42196,25.54402],[-102.42409,25.54417],[-102.42609,25.54432],[-102.4278,25.54444],[-102.42951,25.54456],[-102.43124,25.54469],[-102.43313,25.54484],[-102.43512,25.54497],[-102.43692,25.54509],[-102.43821,25.54518],[-102.43998,25.5453],[-102.44222,25.54542],[-102.4444,25.54556],[-102.44596,25.54565],[-102.44837,25.54577],[-102.45011,25.54591],[-102.45198,25.54603],[-102.45412,25.54615],[-102.45622,25.54629],[-102.4576,25.54637],[-102.45958,25.54651],[-102.46166,25.54665],[-102.46353,25.54678],[-102.4657,25.54691],[-102.46738,25.547],[-102.46957,25.54713],[-102.47157,25.54726],[-102.47336,25.54737],[-102.47569,25.54749],[-102.47755,25.5476],[-102.47931,25.54771],[-102.48134,25.54783],[-102.48224,25.54888],[-102.48451,25.54903],[-102.48641,25.54914],[-102.48873,25.54925],[-102.48944,25.54928],[-102.49082,25.54937],[-102.49276,25.54949],[-102.49428,25.54957],[-102.49646,25.54971],[-102.49829,25.54982],[-102.50037,25.54995],[-102.50205,25.55005],[-102.50439,25.55018],[-102.50641,25.55029],[-102.50845,25.55041],[-102.51075,25.55055],[-102.51272,25.55066],[-102.51484,25.55078],[-102.51706,25.55093],[-102.51919,25.55104],[-102.5213,25.55116],[-102.52336,25.55129],[-102.52523,25.55139],[-102.52693,25.5515],[-102.5293,25.55162],[-102.53153,25.55175],[-102.53358,25.55188],[-102.53553,25.55199],[-102.5384,25.55217],[-102.53963,25.55224],[-102.54259,25.55239],[-102.54479,25.55253],[-102.54652,25.55263],[-102.54885,25.55276],[-102.55119,25.5529],[-102.55346,25.55302],[-102.55541,25.55314],[-102.5574,25.55326],[-102.5598,25.55341],[-102.56166,25.5535],[-102.56346,25.55361],[-102.56565,25.5537],[-102.56755,25.55377],[-102.56987,25.55391],[-102.57206,25.55405],[-102.57353,25.55415],[-102.57543,25.55423],[-102.57756,25.55436],[-102.57962,25.55448],[-102.58169,25.55459],[-102.58373,25.55472],[-102.5858,25.55483],[-102.5879,25.55495],[-102.59004,25.55508],[-102.59212,25.55523],[-102.59435,25.55534],[-102.59648,25.55545],[-102.59857,25.55557],[-102.60075,25.5557],[-102.60299,25.55585],[-102.60509,25.556],[-102.60723,25.55612],[-102.60917,25.55624],[-102.61049,25.55632],[-102.61138,25.55637],[-102.61328,25.55648],[-102.61546,25.5566],[-102.61774,25.55673],[-102.61963,25.55684],[-102.6216,25.55696],[-102.62378,25.55708],[-102.62552,25.55718],[-102.62768,25.5573],[-102.62981,25.55742],[-102.63181,25.55754],[-102.63376,25.55766],[-102.63603,25.55778],[-102.63763,25.55788],[-102.63985,25.558],[-102.6419,25.55812],[-102.64403,25.55824],[-102.64611,25.55836],[-102.64821,25.55848],[-102.65035,25.55855],[-102.65258,25.55869],[-102.65477,25.55882],[-102.65695,25.55894],[-102.65894,25.55905],[-102.66064,25.55915],[-102.66253,25.55926],[-102.66418,25.55935],[-102.66625,25.55947],[-102.66844,25.55959],[-102.67036,25.5597],[-102.67238,25.55982],[-102.67444,25.55993],[-102.67647,25.56004],[-102.67813,25.56012],[-102.68026,25.56027],[-102.68253,25.56039],[-102.68472,25.56052],[-102.68676,25.56064],[-102.68888,25.56076],[-102.69094,25.56087],[-102.69317,25.561],[-102.69521,25.56112],[-102.69754,25.56125],[-102.69948,25.56135],[-102.70176,25.56149],[-102.7038,25.5616],[-102.7055,25.5617],[-102.70771,25.56182],[-102.70994,25.56195],[-102.71184,25.56206],[-102.71389,25.56217],[-102.71599,25.56229],[-102.71823,25.56242],[-102.72027,25.56253],[-102.72166,25.56261],[-102.72342,25.56271],[-102.72608,25.56287],[-102.72807,25.56297],[-102.73015,25.5631],[-102.7324,25.56322],[-102.7344,25.56334],[-102.73657,25.56348],[-102.73858,25.56357],[-102.74056,25.56369],[-102.74281,25.56381],[-102.74489,25.56393],[-102.74648,25.56402],[-102.74863,25.56414],[-102.75071,25.56425],[-102.75265,25.56437],[-102.75453,25.56448],[-102.75593,25.56455],[-102.75781,25.56466],[-102.76008,25.56479],[-102.76271,25.56493],[-102.76465,25.56505],[-102.76698,25.56518],[-102.76896,25.56529],[-102.7712,25.56541],[-102.77276,25.5655],[-102.7746,25.5656],[-102.77689,25.56573],[-102.77899,25.56585],[-102.78122,25.56598],[-102.78365,25.56611],[-102.78563,25.56623],[-102.78781,25.56635],[-102.79006,25.56647],[-102.79174,25.56656],[-102.79404,25.56691],[-102.79684,25.56731],[-102.7991,25.56764],[-102.80194,25.56806],[-102.80361,25.56831],[-102.80641,25.56871],[-102.8085,25.56901],[-102.81078,25.56934],[-102.81299,25.56967],[-102.81498,25.56997],[-102.81709,25.57027],[-102.81919,25.57058],[-102.82136,25.5709],[-102.82352,25.57121],[-102.82558,25.57152],[-102.82766,25.57183],[-102.82976,25.57213],[-102.83193,25.57245],[-102.83403,25.5728],[-102.83611,25.5731],[-102.83826,25.57342],[-102.84023,25.57371],[-102.8423,25.57401],[-102.84441,25.57432],[-102.84646,25.57463],[-102.84857,25.57493],[-102.85067,25.57524],[-102.8522,25.57546],[-102.85437,25.57578],[-102.85653,25.5761],[-102.85856,25.5764],[-102.86083,25.57673],[-102.86229,25.57695],[-102.86443,25.57725],[-102.86651,25.57756],[-102.86862,25.57787],[-102.8701,25.57808],[-102.87218,25.57839],[-102.87552,25.57888],[-102.8776,25.57917],[-102.87967,25.57949],[-102.88178,25.57979],[-102.88388,25.5801],[-102.88602,25.58041],[-102.8881,25.58072],[-102.89023,25.58103],[-102.89234,25.58134],[-102.89444,25.58164],[-102.8965,25.58195],[-102.89764,25.58046],[-102.8989,25.57881],[-102.90009,25.57722],[-102.90124,25.57573],[-102.90239,25.5742],[-102.90356,25.57264],[-102.90477,25.57103],[-102.90594,25.56946],[-102.90706,25.56795],[-102.90828,25.56639],[-102.90944,25.56482],[-102.91065,25.56324],[-102.91183,25.56168],[-102.913,25.56013],[-102.91418,25.55855],[-102.91535,25.55699],[-102.91657,25.55539],[-102.91773,25.55388],[-102.91891,25.55231],[-102.92014,25.55067],[-102.92136,25.54905],[-102.92254,25.54748],[-102.92376,25.54587],[-102.92497,25.54426],[-102.92616,25.54269],[-102.92739,25.54108],[-102.92855,25.53952],[-102.92976,25.53793],[-102.93098,25.53631],[-102.93218,25.53471],[-102.93339,25.53311],[-102.93459,25.53155],[-102.93575,25.52999],[-102.93695,25.52838],[-102.93814,25.52679],[-102.93932,25.52525],[-102.94037,25.52386],[-102.94128,25.52267],[-102.94253,25.521],[-102.94372,25.51943],[-102.94491,25.51786],[-102.94608,25.5163],[-102.94729,25.5147],[-102.94851,25.51309],[-102.94947,25.51183],[-102.95064,25.51026],[-102.95184,25.50866],[-102.95301,25.50708],[-102.95417,25.50554],[-102.95537,25.50396],[-102.95652,25.50241],[-102.95769,25.50088],[-102.95889,25.49928],[-102.96007,25.49771],[-102.96125,25.49615],[-102.96247,25.49455],[-102.96365,25.49298],[-102.96482,25.49142],[-102.96487,25.49025],[-102.96487,25.48993],[-102.96489,25.48895],[-102.96709,25.48863],[-102.96897,25.48836],[-102.97097,25.48806],[-102.97293,25.48777],[-102.97485,25.4875],[-102.97669,25.48722],[-102.97845,25.48696],[-102.98022,25.4867],[-102.98205,25.48643],[-102.98451,25.48607],[-102.98771,25.48559],[-102.98954,25.48533],[-102.99154,25.48504],[-102.9945,25.48462],[-102.99704,25.48423],[-102.99931,25.4839],[-103.00142,25.4836],[-103.00346,25.48329],[-103.00553,25.48299],[-103.00769,25.48267],[-103.00981,25.48236],[-103.01191,25.48204],[-103.01396,25.48174],[-103.016,25.48143],[-103.01822,25.4811],[-103.02033,25.48082],[-103.02214,25.48055],[-103.02386,25.48029],[-103.02603,25.47997],[-103.02812,25.47966],[-103.03019,25.47937],[-103.03228,25.47906],[-103.03418,25.47878],[-103.03631,25.47846],[-103.03843,25.47816],[-103.04061,25.47782],[-103.04282,25.47751],[-103.04496,25.47718],[-103.04707,25.47687],[-103.04909,25.47658],[-103.05124,25.47627],[-103.05336,25.47595],[-103.05537,25.47565],[-103.05694,25.47541],[-103.05893,25.4762],[-103.06086,25.47696],[-103.06277,25.4777],[-103.06476,25.4785],[-103.06665,25.47924],[-103.06895,25.48013],[-103.07073,25.48085],[-103.0726,25.48159],[-103.07423,25.48222],[-103.07612,25.48297],[-103.07808,25.48374],[-103.08007,25.48453],[-103.08194,25.48527],[-103.0838,25.48599],[-103.08575,25.48676],[-103.08769,25.48752],[-103.08963,25.48829],[-103.0916,25.48909],[-103.09329,25.48975],[-103.09532,25.49049],[-103.09728,25.49126],[-103.09921,25.49202],[-103.10087,25.49268],[-103.10283,25.49344],[-103.10472,25.49419],[-103.10668,25.49496],[-103.10866,25.49574],[-103.1105,25.49647],[-103.11229,25.49716],[-103.11382,25.49777],[-103.11574,25.49853],[-103.11764,25.49928],[-103.11968,25.50008],[-103.12148,25.50078],[-103.12333,25.50151],[-103.12532,25.50229],[-103.12676,25.50286],[-103.12834,25.50348],[-103.13013,25.50419],[-103.13189,25.50488],[-103.13208,25.50496],[-103.13405,25.50573],[-103.13599,25.50649],[-103.13796,25.50727],[-103.14,25.50807],[-103.14117,25.50836],[-103.14252,25.50869],[-103.14403,25.50907],[-103.14587,25.50954],[-103.14635,25.50965],[-103.14774,25.51],[-103.14955,25.51045],[-103.15067,25.51073],[-103.15179,25.51101],[-103.1537,25.51149],[-103.15556,25.51195],[-103.15753,25.51245],[-103.1593,25.51288],[-103.16129,25.51337],[-103.16323,25.51387],[-103.16521,25.51436],[-103.16714,25.51484],[-103.16913,25.51534],[-103.17109,25.51582],[-103.17309,25.51632],[-103.17499,25.5168],[-103.1769,25.51727],[-103.17879,25.51774],[-103.18074,25.51823],[-103.18272,25.51872],[-103.18461,25.5192],[-103.18647,25.51967],[-103.18826,25.52056],[-103.18996,25.52142],[-103.19142,25.52215],[-103.19314,25.52302],[-103.19481,25.52386],[-103.1967,25.52481],[-103.19865,25.52579],[-103.20053,25.52674],[-103.20226,25.52761],[-103.20385,25.5284],[-103.20583,25.52939],[-103.20813,25.53055],[-103.20946,25.53122],[-103.21133,25.53216],[-103.2133,25.53315],[-103.2152,25.5341],[-103.21713,25.53507],[-103.21845,25.53573],[-103.21842,25.53714]]}}
Línea 115.0 kV | LineString | 115.0 kV | 1 |  |  | CFE |  |  |  |  | OpenStreetMap | {"type":"Feature","properties":{},"geometry":{"type":"LineString","coordinates":[[-103.33598,25.37264],[-103.33565,25.37268],[-103.33481,25.3732],[-103.33375,25.37394],[-103.33191,25.37521],[-103.331,25.37585],[-103.33006,25.37648],[-103.32823,25.37776],[-103.32637,25.37905],[-103.32451,25.38034],[-103.32265,25.38162],[-103.32079,25.38291],[-103.31893,25.38419],[-103.31707,25.38547],[-103.31523,25.38675],[-103.31405,25.38757],[-103.31336,25.38804],[-103.3115,25.38931],[-103.31092,25.38972],[-103.30964,25.39061],[-103.30806,25.3917],[-103.30648,25.39279],[-103.30491,25.39389],[-103.3033,25.39498],[-103.30175,25.39607],[-103.30016,25.39716],[-103.29859,25.39825],[-103.29699,25.39935],[-103.29541,25.40043],[-103.29385,25.40152],[-103.29227,25.40261],[-103.29069,25.40371],[-103.28871,25.40508],[-103.28701,25.40626],[-103.28513,25.40757],[-103.28334,25.4088],[-103.2815,25.41008],[-103.27959,25.41139],[-103.2778,25.41263],[-103.27597,25.41389],[-103.27553,25.41592],[-103.27514,25.41769],[-103.27474,25.41945],[-103.27436,25.42123],[-103.27396,25.423],[-103.27358,25.42477],[-103.27322,25.42651],[-103.2728,25.42826],[-103.27261,25.42914],[-103.27217,25.43111],[-103.27174,25.43309],[-103.27133,25.43487],[-103.27094,25.43663],[-103.27055,25.4384],[-103.27015,25.44017],[-103.26976,25.44194],[-103.26938,25.44367],[-103.26899,25.44544],[-103.2686,25.44722],[-103.26821,25.44902],[-103.26783,25.45072],[-103.26743,25.45251],[-103.26703,25.45431],[-103.26665,25.45605],[-103.26624,25.45788],[-103.26604,25.45875],[-103.26632,25.4588]]}}
Línea 115.0 kV | LineString | 115.0 kV | 1 |  |  | CFE |  |  |  |  | OpenStreetMap | {"type":"Feature","properties":{},"geometry":{"type":"LineString","coordinates":[[-103.35172,25.48468],[-103.35178,25.48459],[-103.35184,25.48452],[-103.35198,25.48435]]}}
Línea 115.0 kV | LineString | 115.0 kV | 1 |  |  | CFE |  |  |  |  | OpenStreetMap | {"type":"Feature","properties":{},"geometry":{"type":"LineString","coordinates":[[-103.31038,25.45369],[-103.31058,25.45349],[-103.31109,25.45384],[-103.31163,25.45442],[-103.31307,25.45532],[-103.3146,25.4563],[-103.31561,25.45695],[-103.31741,25.45809],[-103.31877,25.45895],[-103.32047,25.46003],[-103.32193,25.46097],[-103.32364,25.46205],[-103.32527,25.46309],[-103.32689,25.46412],[-103.32824,25.46523],[-103.3297,25.46643],[-103.331,25.46751],[-103.33182,25.46817],[-103.3333,25.46939],[-103.33439,25.47029],[-103.33542,25.47114],[-103.33681,25.47228],[-103.33836,25.47355],[-103.33981,25.47475],[-103.3414,25.47606],[-103.34247,25.47691],[-103.34424,25.4784],[-103.34587,25.47974],[-103.34723,25.48087],[-103.34861,25.48202],[-103.35018,25.48327],[-103.35166,25.48449],[-103.35178,25.48459],[-103.35185,25.48465],[-103.35321,25.48576],[-103.35477,25.48705],[-103.35617,25.48821],[-103.35765,25.48941],[-103.35853,25.49015],[-103.35925,25.49073],[-103.35998,25.49134],[-103.36073,25.49195],[-103.36208,25.49306],[-103.36361,25.49431],[-103.36507,25.49552],[-103.36507,25.49698],[-103.36506,25.4987],[-103.36506,25.50051],[-103.36505,25.50179],[-103.36505,25.50374],[-103.36504,25.5053],[-103.36504,25.50693],[-103.36503,25.50865],[-103.36502,25.51037],[-103.36571,25.51125]]}}
Línea 115.0 kV | LineString | 115.0 kV | 1 |  |  | CFE |  |  |  |  | OpenStreetMap | {"type":"Feature","properties":{},"geometry":{"type":"LineString","coordinates":[[-103.36551,25.47589],[-103.3653,25.47593],[-103.36492,25.47564],[-103.36469,25.4758],[-103.36368,25.47498],[-103.36305,25.47447],[-103.36237,25.47392],[-103.36177,25.47343],[-103.36116,25.47293],[-103.36056,25.47243],[-103.35995,25.47194],[-103.35887,25.47109],[-103.35865,25.4709],[-103.35792,25.4703],[-103.35737,25.47091],[-103.35629,25.47209],[-103.35578,25.47266],[-103.35523,25.47326],[-103.35462,25.47319],[-103.35373,25.47309],[-103.35285,25.47301],[-103.35217,25.47385],[-103.35145,25.47477],[-103.35073,25.47569],[-103.35014,25.47644],[-103.35031,25.47654],[-103.35015,25.47675]]}}
Línea 115.0 kV | LineString | 115.0 kV | 1 |  |  | CFE |  |  |  |  | OpenStreetMap | {"type":"Feature","properties":{},"geometry":{"type":"LineString","coordinates":[[-103.35865,25.4709],[-103.35794,25.4717],[-103.35723,25.47246],[-103.35654,25.47323],[-103.35696,25.47357]]}}
Línea 115.0 kV | LineString | 115.0 kV | 1 |  |  | CFE |  |  |  |  | OpenStreetMap | {"type":"Feature","properties":{},"geometry":{"type":"LineString","coordinates":[[-103.36553,25.47598],[-103.36539,25.476],[-103.36617,25.47664],[-103.36681,25.47714],[-103.36743,25.47766],[-103.36805,25.47816],[-103.36865,25.47852],[-103.36985,25.47922],[-103.36997,25.4791]]}}
Línea 115.0 kV | LineString | 115.0 kV | 1 |  |  | CFE |  |  |  |  | OpenStreetMap | {"type":"Feature","properties":{},"geometry":{"type":"LineString","coordinates":[[-103.3334,25.41832],[-103.33219,25.4167],[-103.33104,25.41518],[-103.32984,25.41365],[-103.32869,25.41213],[-103.32751,25.41059],[-103.32784,25.40871],[-103.32821,25.40651],[-103.32861,25.40419],[-103.32898,25.40203],[-103.32934,25.39991],[-103.32962,25.39822],[-103.3299,25.39661],[-103.33018,25.39495],[-103.33052,25.39294],[-103.33085,25.39103],[-103.33122,25.38883],[-103.33159,25.38669],[-103.3319,25.38485],[-103.33223,25.38292],[-103.33248,25.38143],[-103.33277,25.37973],[-103.3331,25.37777],[-103.33344,25.37582],[-103.33373,25.37408],[-103.33494,25.37326],[-103.33569,25.37276],[-103.33599,25.37274]]}}
Línea 115.0 kV | LineString | 115.0 kV | 2 |  |  | CFE |  |  |  |  | OpenStreetMap | {"type":"Feature","properties":{},"geometry":{"type":"LineString","coordinates":[[-103.34977,25.47742],[-103.34991,25.47723],[-103.3501,25.47699]]}}
Línea 115.0 kV | LineString | 115.0 kV | 1 |  |  | CFE |  |  |  |  | OpenStreetMap | {"type":"Feature","properties":{},"geometry":{"type":"LineString","coordinates":[[-102.17271,25.45913],[-102.17294,25.45984],[-102.17323,25.46059],[-102.17349,25.4613],[-102.17372,25.46199],[-102.17396,25.4627],[-102.17427,25.46353],[-102.17464,25.46455],[-102.17447,25.4654],[-102.17439,25.46597],[-102.17431,25.46657],[-102.17442,25.46675],[-102.17413,25.4688],[-102.1739,25.47051],[-102.17369,25.47231],[-102.17353,25.47356],[-102.17327,25.47546],[-102.17306,25.47712],[-102.17286,25.47905],[-102.17257,25.48073],[-102.17232,25.4825],[-102.17318,25.4843],[-102.17388,25.48585],[-102.17456,25.48741],[-102.1754,25.48924],[-102.17581,25.49125],[-102.17618,25.49317],[-102.17696,25.49722],[-102.17723,25.4977],[-102.17912,25.50086],[-102.18005,25.50245],[-102.18111,25.50427],[-102.18208,25.50592],[-102.18298,25.50742],[-102.1843,25.50961],[-102.18517,25.51113],[-102.18609,25.51272],[-102.18707,25.51435],[-102.18802,25.516],[-102.189,25.51764],[-102.18978,25.51893],[-102.1907,25.5205],[-102.19151,25.52189],[-102.19119,25.52377],[-102.19081,25.52556],[-102.19047,25.52742],[-102.19022,25.52875],[-102.18987,25.53056],[-102.18952,25.53222],[-102.18915,25.53411],[-102.18883,25.53549],[-102.18852,25.53729],[-102.18822,25.53888],[-102.18788,25.5405],[-102.18758,25.54206],[-102.18727,25.54381],[-102.18692,25.54554],[-102.18659,25.54736],[-102.18621,25.54915],[-102.18588,25.55097],[-102.18551,25.55279],[-102.18519,25.5545],[-102.18485,25.55621],[-102.18445,25.5581],[-102.1841,25.55991],[-102.18375,25.56168],[-102.18343,25.56338],[-102.18309,25.56504],[-102.18275,25.56685],[-102.18241,25.5686],[-102.18204,25.57043],[-102.18169,25.57229],[-102.18137,25.574],[-102.18057,25.57587],[-102.17985,25.57751],[-102.17914,25.57921],[-102.1784,25.58102],[-102.17773,25.5826],[-102.17708,25.58416],[-102.17657,25.58541],[-102.17533,25.58842],[-102.17486,25.59176],[-102.17468,25.59335],[-102.17441,25.59526],[-102.17422,25.59678],[-102.174,25.59845],[-102.17383,25.59977],[-102.17363,25.60118],[-102.17342,25.60298],[-102.17316,25.6049],[-102.17299,25.60637],[-102.17276,25.60812],[-102.17252,25.60998],[-102.17226,25.61186],[-102.17203,25.61375],[-102.17177,25.61561],[-102.17153,25.61752],[-102.17131,25.61933],[-102.17107,25.62117],[-102.17083,25.6231],[-102.17056,25.62508],[-102.17032,25.62692],[-102.17008,25.62881],[-102.16987,25.63039],[-102.16965,25.63214],[-102.16942,25.63394],[-102.1692,25.6357],[-102.16896,25.63746],[-102.16873,25.63935],[-102.16848,25.6412],[-102.16824,25.643],[-102.168,25.64491],[-102.16776,25.64682],[-102.16753,25.64865],[-102.16732,25.65034],[-102.16712,25.65179],[-102.16699,25.65288],[-102.16676,25.65469],[-102.16651,25.65661],[-102.16627,25.65849],[-102.16603,25.66032],[-102.16581,25.66212],[-102.16562,25.66356],[-102.16538,25.66541],[-102.16517,25.66722],[-102.16493,25.66918],[-102.1647,25.67108],[-102.16444,25.67289],[-102.16422,25.67458],[-102.16404,25.67599],[-102.1638,25.67789],[-102.16361,25.67936],[-102.16339,25.68115],[-102.16314,25.68303],[-102.16296,25.68442],[-102.16276,25.68595],[-102.16252,25.68781],[-102.16229,25.68959],[-102.16206,25.69144],[-102.1618,25.69341],[-102.16157,25.69522],[-102.16134,25.69711],[-102.1611,25.69893],[-102.16086,25.70081],[-102.16062,25.70269],[-102.16038,25.7046],[-102.16013,25.70643],[-102.1599,25.70826],[-102.15965,25.71015],[-102.1594,25.71209],[-102.15917,25.71387],[-102.15899,25.71531],[-102.15886,25.71625],[-102.15867,25.71777],[-102.15846,25.71938],[-102.15825,25.721],[-102.15939,25.72184],[-102.1608,25.72293],[-102.1624,25.72417],[-102.16407,25.72547],[-102.16568,25.7267],[-102.16718,25.72786],[-102.1688,25.72912],[-102.17027,25.73025],[-102.17164,25.73127],[-102.1732,25.73248],[-102.17486,25.73375],[-102.1764,25.73493],[-102.17803,25.73618],[-102.17958,25.73738],[-102.1811,25.73855],[-102.18256,25.73968],[-102.18413,25.74088],[-102.18575,25.74213],[-102.18734,25.74335],[-102.18875,25.74444],[-102.19041,25.74571],[-102.19197,25.74687],[-102.19356,25.74812],[-102.19512,25.74935],[-102.19655,25.75044],[-102.19806,25.75159],[-102.19978,25.75291],[-102.20129,25.75406],[-102.20282,25.75526],[-102.20443,25.75652],[-102.20555,25.75733],[-102.20685,25.75833],[-102.20814,25.75935],[-102.20943,25.76033],[-102.21053,25.7612],[-102.21054,25.76172]]}}
Línea 115.0 kV | LineString | 115.0 kV | 4 |  |  | CFE |  |  |  |  | OpenStreetMap | {"type":"Feature","properties":{},"geometry":{"type":"LineString","coordinates":[[-100.23331,25.74018],[-100.23256,25.73946],[-100.23173,25.73942]]}}
Línea 115.0 kV | LineString | 115.0 kV | 1 |  |  | CFE |  |  |  |  | OpenStreetMap | {"type":"Feature","properties":{},"geometry":{"type":"LineString","coordinates":[[-100.21755,25.70962],[-100.21711,25.70867]]}}
Línea 115.0 kV | LineString | 115.0 kV | 1 |  |  | CFE |  |  |  |  | OpenStreetMap | {"type":"Feature","properties":{},"geometry":{"type":"LineString","coordinates":[[-100.21755,25.70962],[-100.2175,25.70906],[-100.21741,25.7086]]}}
Línea 115.0 kV | LineString | 115.0 kV | 1 |  |  | CFE |  |  |  |  | OpenStreetMap | {"type":"Feature","properties":{},"geometry":{"type":"LineString","coordinates":[[-100.21523,25.67666],[-100.21558,25.67433],[-100.21607,25.67121]]}}
Línea 115.0 kV | LineString | 115.0 kV | 1 |  |  | CFE |  |  |  |  | OpenStreetMap | {"type":"Feature","properties":{},"geometry":{"type":"LineString","coordinates":[[-100.21546,25.67504],[-100.21558,25.67433],[-100.21583,25.67255]]}}
Línea 115.0 kV | LineString | 115.0 kV | 1 |  |  | CFE |  |  |  |  | OpenStreetMap | {"type":"Feature","properties":{},"geometry":{"type":"LineString","coordinates":[[-100.21583,25.67255],[-100.21607,25.67121]]}}
Línea 115.0 kV | LineString | 115.0 kV | 2 |  |  | CFE |  |  |  |  | OpenStreetMap | {"type":"Feature","properties":{},"geometry":{"type":"LineString","coordinates":[[-100.21583,25.67255],[-100.21568,25.67257]]}}
Línea 115.0 kV | LineString | 115.0 kV | 2 |  |  | CFE |  |  |  |  | OpenStreetMap | {"type":"Feature","properties":{},"geometry":{"type":"LineString","coordinates":[[-100.21691,25.70854],[-100.2168,25.7081],[-100.21646,25.70719],[-100.21617,25.70645],[-100.21592,25.70578],[-100.21567,25.7051],[-100.2154,25.70436],[-100.21513,25.70362],[-100.21488,25.70293],[-100.21465,25.70235],[-100.21446,25.70177],[-100.21148,25.70095],[-100.20825,25.70102],[-100.20502,25.70103],[-100.20177,25.70106],[-100.19855,25.70109],[-100.19533,25.70099],[-100.19271,25.70092],[-100.19004,25.70083],[-100.18662,25.70072],[-100.18364,25.70064],[-100.18053,25.70056],[-100.17775,25.70108],[-100.17466,25.70168]]}}
Línea 115.0 kV | LineString | 115.0 kV | 1 |  |  | CFE |  |  |  |  | OpenStreetMap | {"type":"Feature","properties":{},"geometry":{"type":"LineString","coordinates":[[-100.17352,25.70254],[-100.17334,25.70252],[-100.17334,25.70258]]}}
Línea 115.0 kV | LineString | 115.0 kV | 1 |  |  | CFE |  |  |  |  | OpenStreetMap | {"type":"Feature","properties":{},"geometry":{"type":"LineString","coordinates":[[-100.17352,25.70254],[-100.17352,25.7026]]}}
Línea 115.0 kV | LineString | 115.0 kV | 2 |  |  | CFE |  |  |  |  | OpenStreetMap | {"type":"Feature","properties":{},"geometry":{"type":"LineString","coordinates":[[-100.17386,25.70187],[-100.17374,25.70256],[-100.17352,25.70254]]}}
Línea 115.0 kV | LineString | 115.0 kV | 1 |  |  | CFE |  |  |  |  | OpenStreetMap | {"type":"Feature","properties":{},"geometry":{"type":"LineString","coordinates":[[-100.17466,25.70168],[-100.17171,25.70223]]}}
Línea 115.0 kV | LineString | 115.0 kV | 1 |  |  | CFE |  |  |  |  | OpenStreetMap | {"type":"Feature","properties":{},"geometry":{"type":"LineString","coordinates":[[-100.17386,25.70187],[-100.17466,25.70168]]}}
Línea 115.0 kV | LineString | 115.0 kV | 1 |  |  | CFE |  |  |  |  | OpenStreetMap | {"type":"Feature","properties":{},"geometry":{"type":"LineString","coordinates":[[-100.17171,25.70223],[-100.17386,25.70187]]}}
Línea 115.0 kV | LineString | 115.0 kV | 1 |  |  | CFE |  |  |  |  | OpenStreetMap | {"type":"Feature","properties":{},"geometry":{"type":"LineString","coordinates":[[-100.13331,25.69345],[-100.13329,25.69362]]}}
Línea 115.0 kV | LineString | 115.0 kV | 1 |  |  | CFE |  |  |  |  | OpenStreetMap | {"type":"Feature","properties":{},"geometry":{"type":"LineString","coordinates":[[-100.13331,25.69345],[-100.1331,25.69359]]}}
Línea 115.0 kV | LineString | 115.0 kV | 2 |  |  | CFE |  |  |  |  | OpenStreetMap | {"type":"Feature","properties":{},"geometry":{"type":"LineString","coordinates":[[-100.13358,25.69349],[-100.13331,25.69345]]}}
Línea 115.0 kV | LineString | 115.0 kV | 1 |  |  | CFE |  |  |  |  | OpenStreetMap | {"type":"Feature","properties":{},"geometry":{"type":"LineString","coordinates":[[-100.13377,25.69339],[-100.1333,25.69433]]}}
Línea 115.0 kV | LineString | 115.0 kV | 1 |  |  | CFE |  |  |  |  | OpenStreetMap | {"type":"Feature","properties":{},"geometry":{"type":"LineString","coordinates":[[-100.13358,25.69349],[-100.13377,25.69339]]}}
Línea 115.0 kV | LineString | 115.0 kV | 1 |  |  | CFE |  |  |  |  | OpenStreetMap | {"type":"Feature","properties":{},"geometry":{"type":"LineString","coordinates":[[-100.1333,25.69433],[-100.13358,25.69349]]}}
Línea 115.0 kV | LineString | 115.0 kV | 2 |  |  | Comisión Federal de Electricidad |  |  |  |  | OpenStreetMap | {"type":"Feature","properties":{},"geometry":{"type":"LineString","coordinates":[[-100.1315,25.70177],[-100.13035,25.70194],[-100.129,25.70269],[-100.12772,25.70342],[-100.12672,25.704],[-100.12607,25.70467],[-100.12573,25.70531],[-100.1256,25.70596],[-100.12565,25.70665],[-100.12596,25.70759],[-100.12608,25.7079],[-100.12637,25.70867],[-100.12645,25.70886],[-100.12657,25.70941],[-100.12659,25.71],[-100.12652,25.71054],[-100.12634,25.71119],[-100.12597,25.7119],[-100.12555,25.71242],[-100.12548,25.71252],[-100.12518,25.71275],[-100.12476,25.71306],[-100.12428,25.71332],[-100.124,25.71348],[-100.12285,25.71394],[-100.12255,25.71406],[-100.12168,25.7144],[-100.12053,25.71487],[-100.1194,25.71532],[-100.11875,25.71578],[-100.11788,25.71667],[-100.11708,25.71765],[-100.11629,25.71863],[-100.1155,25.71958],[-100.11463,25.72059],[-100.11392,25.72113],[-100.11293,25.72156],[-100.11187,25.72201],[-100.11077,25.72247],[-100.10984,25.72286],[-100.10857,25.72334]]}}
Línea 115.0 kV | LineString | 115.0 kV | 2 |  |  | Comisión Federal de Electricidad |  |  |  |  | OpenStreetMap | {"type":"Feature","properties":{},"geometry":{"type":"LineString","coordinates":[[-100.1315,25.70177],[-100.13074,25.70081],[-100.13002,25.69991],[-100.12941,25.69917],[-100.12929,25.69903],[-100.12857,25.69811],[-100.12818,25.69764],[-100.12808,25.69751],[-100.12783,25.69721],[-100.12786,25.69717],[-100.12871,25.69632],[-100.12958,25.69545],[-100.13045,25.69454],[-100.13089,25.69435],[-100.1321,25.69434],[-100.1333,25.69433]]}}
Línea 115.0 kV | LineString | 115.0 kV | 1 |  |  | CFE |  |  |  |  | OpenStreetMap | {"type":"Feature","properties":{},"geometry":{"type":"LineString","coordinates":[[-100.13465,25.70946],[-100.13467,25.70915]]}}
Línea 115.0 kV | LineString | 115.0 kV | 1 |  |  | CFE |  |  |  |  | OpenStreetMap | {"type":"Feature","properties":{},"geometry":{"type":"LineString","coordinates":[[-100.13481,25.70964],[-100.13465,25.70946]]}}
Línea 115.0 kV | LineString | 115.0 kV | 1 |  |  | CFE |  |  |  |  | OpenStreetMap | {"type":"Feature","properties":{},"geometry":{"type":"LineString","coordinates":[[-100.13481,25.70964],[-100.13481,25.70943]]}}
Línea 115.0 kV | LineString | 115.0 kV | 1 |  |  | CFE |  |  |  |  | OpenStreetMap | {"type":"Feature","properties":{},"geometry":{"type":"LineString","coordinates":[[-100.13481,25.70943],[-100.13467,25.70915]]}}
Línea 115.0 kV | LineString | 115.0 kV | 2 |  |  | CFE |  |  |  |  | OpenStreetMap | {"type":"Feature","properties":{},"geometry":{"type":"LineString","coordinates":[[-100.13467,25.70915],[-100.13443,25.70828],[-100.13418,25.70711],[-100.13392,25.70609],[-100.13356,25.70499],[-100.13336,25.70438],[-100.13317,25.70394],[-100.13271,25.70333],[-100.13207,25.70251],[-100.1315,25.70177]]}}
Línea 115.0 kV | LineString | 115.0 kV | 2 |  |  | CFE |  |  |  |  | OpenStreetMap | {"type":"Feature","properties":{},"geometry":{"type":"LineString","coordinates":[[-100.10705,25.7216],[-100.10568,25.7224],[-100.10424,25.72326],[-100.10378,25.72343]]}}
Línea 115.0 kV | LineString | 115.0 kV |  |  |  | CFE |  |  |  |  | OpenStreetMap | {"type":"Feature","properties":{},"geometry":{"type":"LineString","coordinates":[[-100.10551,25.72208],[-100.10498,25.72092],[-100.10441,25.71965],[-100.10378,25.7183],[-100.10284,25.7175],[-100.10188,25.71668]]}}
Línea 115.0 kV | LineString | 115.0 kV | 1 |  |  | CFE |  |  |  |  | OpenStreetMap | {"type":"Feature","properties":{},"geometry":{"type":"LineString","coordinates":[[-100.34095,25.65383],[-100.34165,25.65399],[-100.34266,25.65379],[-100.34387,25.65367],[-100.34511,25.6535],[-100.34642,25.65337],[-100.34761,25.6534],[-100.34891,25.65343],[-100.3515,25.65352],[-100.35286,25.65351],[-100.35288,25.65317]]}}
Línea 115.0 kV | LineString | 115.0 kV | 2 |  |  | CFE |  |  |  |  | OpenStreetMap | {"type":"Feature","properties":{},"geometry":{"type":"LineString","coordinates":[[-100.34095,25.65383],[-100.3403,25.65389],[-100.33886,25.65426]]}}
Línea 115.0 kV | LineString | 115.0 kV | 1 |  |  | CFE |  |  |  |  | OpenStreetMap | {"type":"Feature","properties":{},"geometry":{"type":"LineString","coordinates":[[-100.33886,25.65426],[-100.33862,25.65458],[-100.33856,25.65459]]}}
Línea 115.0 kV | LineString | 115.0 kV | 1 |  |  | CFE |  |  |  |  | OpenStreetMap | {"type":"Feature","properties":{},"geometry":{"type":"LineString","coordinates":[[-100.33886,25.65426],[-100.33854,25.65452],[-100.33856,25.65459]]}}
Línea 115.0 kV | LineString | 115.0 kV | 2 |  |  | CFE |  |  |  |  | OpenStreetMap | {"type":"Feature","properties":{},"geometry":{"type":"LineString","coordinates":[[-100.33856,25.65459],[-100.3373,25.65361]]}}
Línea 115.0 kV | LineString | 115.0 kV | 2 |  |  | CFE |  |  |  |  | OpenStreetMap | {"type":"Feature","properties":{},"geometry":{"type":"LineString","coordinates":[[-100.33871,25.65469],[-100.33856,25.65459]]}}
Línea 115.0 kV | LineString | 115.0 kV | 2 |  |  | CFE |  |  |  |  | OpenStreetMap | {"type":"Feature","properties":{},"geometry":{"type":"LineString","coordinates":[[-100.35844,25.67435],[-100.3585,25.67414],[-100.3589,25.67248]]}}
Línea 115.0 kV | LineString | 115.0 kV | 2 |  |  | CFE |  |  |  |  | OpenStreetMap | {"type":"Feature","properties":{},"geometry":{"type":"LineString","coordinates":[[-100.32038,25.64338],[-100.32019,25.64374]]}}
Línea 115.0 kV | LineString | 115.0 kV | 1 |  |  | CFE |  |  |  |  | OpenStreetMap | {"type":"Feature","properties":{},"geometry":{"type":"LineString","coordinates":[[-100.25516,25.58514],[-100.25528,25.58527]]}}
Línea 115.0 kV | LineString | 115.0 kV | 1 |  |  | CFE |  |  |  |  | OpenStreetMap | {"type":"Feature","properties":{},"geometry":{"type":"LineString","coordinates":[[-100.25516,25.58514],[-100.25535,25.58513]]}}
Línea 115.0 kV | LineString | 115.0 kV | 1 |  |  | CFE |  |  |  |  | OpenStreetMap | {"type":"Feature","properties":{},"geometry":{"type":"LineString","coordinates":[[-100.13084,25.63257],[-100.13208,25.63144],[-100.13446,25.62939],[-100.13647,25.62753],[-100.1393,25.62506],[-100.14152,25.62309],[-100.14402,25.62046],[-100.14656,25.61781],[-100.14941,25.61488],[-100.15172,25.6125],[-100.1542,25.60994],[-100.15695,25.6071],[-100.15935,25.60457],[-100.16217,25.60175],[-100.16479,25.59903],[-100.16668,25.59702],[-100.16831,25.59537],[-100.17204,25.59363],[-100.1749,25.59233],[-100.17855,25.59068],[-100.18388,25.58828],[-100.1918,25.58467],[-100.19357,25.58388],[-100.2015,25.5803],[-100.2134,25.57495],[-100.21766,25.57379],[-100.21998,25.57327],[-100.22338,25.57384],[-100.22506,25.57392]]}}
Línea 115.0 kV | LineString | 115.0 kV | 1 |  |  | CFE |  |  |  |  | OpenStreetMap | {"type":"Feature","properties":{},"geometry":{"type":"LineString","coordinates":[[-100.24705,25.57359],[-100.248,25.57449],[-100.24871,25.5744]]}}
Línea 115.0 kV | LineString | 115.0 kV | 1 |  |  | CFE |  |  |  |  | OpenStreetMap | {"type":"Feature","properties":{},"geometry":{"type":"LineString","coordinates":[[-100.23538,25.57568],[-100.23659,25.57613],[-100.23969,25.57539],[-100.2446,25.57419],[-100.24705,25.57359]]}}
Línea 115.0 kV | LineString | 115.0 kV | 1 |  |  | CFE |  |  |  |  | OpenStreetMap | {"type":"Feature","properties":{},"geometry":{"type":"LineString","coordinates":[[-100.25705,25.58381],[-100.257,25.58496],[-100.25587,25.58556]]}}
Línea 115.0 kV | LineString | 115.0 kV | 2 |  |  | CFE |  |  |  |  | OpenStreetMap | {"type":"Feature","properties":{},"geometry":{"type":"LineString","coordinates":[[-100.25587,25.58556],[-100.25509,25.58531],[-100.25516,25.58514]]}}
Línea 115.0 kV | LineString | 115.0 kV | 1 |  |  | CFE |  |  |  |  | OpenStreetMap | {"type":"Feature","properties":{},"geometry":{"type":"LineString","coordinates":[[-100.25587,25.58253],[-100.25804,25.58472]]}}
Línea 115.0 kV | LineString | 115.0 kV | 1 |  |  | CFE |  |  |  |  | OpenStreetMap | {"type":"Feature","properties":{},"geometry":{"type":"LineString","coordinates":[[-100.25587,25.58253],[-100.25705,25.58381],[-100.25804,25.58472]]}}
Línea 115.0 kV | LineString | 115.0 kV | 2 |  |  | CFE |  |  |  |  | OpenStreetMap | {"type":"Feature","properties":{},"geometry":{"type":"LineString","coordinates":[[-100.24871,25.5744],[-100.24937,25.57509],[-100.25005,25.57581],[-100.25074,25.57658],[-100.25129,25.57723],[-100.25183,25.5779],[-100.25256,25.57853],[-100.25246,25.57908],[-100.25382,25.58048],[-100.25587,25.58253]]}}
Línea 115.0 kV | LineString | 115.0 kV | 1 |  |  | CFE |  |  |  |  | OpenStreetMap | {"type":"Feature","properties":{},"geometry":{"type":"LineString","coordinates":[[-100.10603,25.72164],[-100.10563,25.72185],[-100.10518,25.72209],[-100.10394,25.72307],[-100.10365,25.7232]]}}
Línea 115.0 kV | LineString | 115.0 kV | 2 |  |  | CFE |  |  |  |  | OpenStreetMap | {"type":"Feature","properties":{},"geometry":{"type":"LineString","coordinates":[[-100.25804,25.58472],[-100.25998,25.58747],[-100.26192,25.59038],[-100.26267,25.59192],[-100.26316,25.59291],[-100.2633,25.59318],[-100.26354,25.59366],[-100.2648,25.59631],[-100.26634,25.59877],[-100.26723,25.60025],[-100.26818,25.60177],[-100.26932,25.60366],[-100.27105,25.60644],[-100.27294,25.60827],[-100.27421,25.60952],[-100.27528,25.61058],[-100.27406,25.61178],[-100.27364,25.61195]]}}
Línea 115.0 kV | LineString | 115.0 kV | 2 |  |  | CFE |  |  |  |  | OpenStreetMap | {"type":"Feature","properties":{},"geometry":{"type":"LineString","coordinates":[[-100.10391,25.72368],[-100.10435,25.7235],[-100.10611,25.72285]]}}
Línea 115.0 kV | LineString | 115.0 kV | 1 |  |  | CFE |  |  |  |  | OpenStreetMap | {"type":"Feature","properties":{},"geometry":{"type":"LineString","coordinates":[[-100.10611,25.72285],[-100.10705,25.72234],[-100.10732,25.72114],[-100.10782,25.71918]]}}
Línea 115.0 kV | LineString | 115.0 kV | 1 |  |  | CFE |  |  |  |  | OpenStreetMap | {"type":"Feature","properties":{},"geometry":{"type":"LineString","coordinates":[[-100.10611,25.72285],[-100.10714,25.72243],[-100.10745,25.72116],[-100.10782,25.71918]]}}
Línea 115.0 kV | LineString | 115.0 kV | 2 |  |  | CFE |  |  |  |  | OpenStreetMap | {"type":"Feature","properties":{},"geometry":{"type":"LineString","coordinates":[[-100.10307,25.68577],[-100.10272,25.68572]]}}
Línea 115.0 kV | LineString | 115.0 kV | 1 |  |  | CFE |  |  |  |  | OpenStreetMap | {"type":"Feature","properties":{},"geometry":{"type":"LineString","coordinates":[[-100.10504,25.6762],[-100.10494,25.67622],[-100.10435,25.6759],[-100.1043,25.676]]}}
Línea 115.0 kV | LineString | 115.0 kV | 2 |  |  | Comisión Federal de Electricidad |  |  |  |  | OpenStreetMap | {"type":"Feature","properties":{},"geometry":{"type":"LineString","coordinates":[[-100.10996,25.65262],[-100.10941,25.6552],[-100.10843,25.65992],[-100.10779,25.66303],[-100.10716,25.66609],[-100.10654,25.66916],[-100.10589,25.67217],[-100.10522,25.67526],[-100.10504,25.6762]]}}
Línea 115.0 kV | LineString | 115.0 kV | 1 |  |  | Comisión Federal de Electricidad |  |  |  |  | OpenStreetMap | {"type":"Feature","properties":{},"geometry":{"type":"LineString","coordinates":[[-100.10996,25.65262],[-100.10963,25.65214],[-100.1096,25.65143],[-100.1095,25.65177]]}}
Línea 115.0 kV | LineString | 115.0 kV | 1 |  |  | Comisión Federal de Electricidad |  |  |  |  | OpenStreetMap | {"type":"Feature","properties":{},"geometry":{"type":"LineString","coordinates":[[-100.10996,25.65262],[-100.10946,25.65212],[-100.10946,25.65186]]}}
Línea 115.0 kV | LineString | 115.0 kV | 1 |  |  | CFE |  |  |  |  | OpenStreetMap | {"type":"Feature","properties":{},"geometry":{"type":"LineString","coordinates":[[-100.23235,25.67253],[-100.23205,25.67253]]}}
Línea 115.0 kV | LineString | 115.0 kV | 1 |  |  | CFE |  |  |  |  | OpenStreetMap | {"type":"Feature","properties":{},"geometry":{"type":"LineString","coordinates":[[-100.23235,25.67253],[-100.2294,25.67228]]}}
Línea 115.0 kV | LineString | 115.0 kV | 2 |  |  | CFE |  |  |  |  | OpenStreetMap | {"type":"Feature","properties":{},"geometry":{"type":"LineString","coordinates":[[-100.2294,25.67228],[-100.22746,25.67213],[-100.22463,25.6719],[-100.22179,25.67166],[-100.21896,25.67144],[-100.21607,25.67121]]}}
Línea 115.0 kV | LineString | 115.0 kV | 1 |  |  | CFE |  |  |  |  | OpenStreetMap | {"type":"Feature","properties":{},"geometry":{"type":"LineString","coordinates":[[-100.23205,25.67253],[-100.2294,25.67228]]}}
Línea 115.0 kV | LineString | 115.0 kV | 1 |  |  | CFE |  |  |  |  | OpenStreetMap | {"type":"Feature","properties":{},"geometry":{"type":"LineString","coordinates":[[-100.24147,25.67289],[-100.24124,25.67291],[-100.24111,25.67302],[-100.24107,25.67301]]}}
Línea 115.0 kV | LineString | 115.0 kV | 1 |  |  | CFE |  |  |  |  | OpenStreetMap | {"type":"Feature","properties":{},"geometry":{"type":"LineString","coordinates":[[-100.24094,25.67321],[-100.24107,25.67301],[-100.24109,25.67298],[-100.24132,25.67175],[-100.24156,25.67055],[-100.2418,25.66934],[-100.24204,25.66809],[-100.24328,25.66735],[-100.24439,25.6667],[-100.24539,25.66612],[-100.24659,25.66541],[-100.24784,25.66477],[-100.24903,25.66411],[-100.24886,25.66335]]}}
Línea 115.0 kV | LineString | 115.0 kV | 2 |  |  | CFE |  |  |  |  | OpenStreetMap | {"type":"Feature","properties":{},"geometry":{"type":"LineString","coordinates":[[-100.26884,25.65638],[-100.26875,25.65637]]}}
Línea 115.0 kV | LineString | 115.0 kV | 2 |  |  | CFE |  |  |  |  | OpenStreetMap | {"type":"Feature","properties":{},"geometry":{"type":"LineString","coordinates":[[-100.26894,25.65075],[-100.26892,25.65126],[-100.26887,25.65291],[-100.26884,25.65556],[-100.26884,25.65638]]}}
Línea 115.0 kV | LineString | 115.0 kV | 1 |  |  | CFE |  |  |  |  | OpenStreetMap | {"type":"Feature","properties":{},"geometry":{"type":"LineString","coordinates":[[-100.26893,25.64745],[-100.26899,25.64786]]}}
Línea 115.0 kV | LineString | 115.0 kV | 1 |  |  | CFE |  |  |  |  | OpenStreetMap | {"type":"Feature","properties":{},"geometry":{"type":"LineString","coordinates":[[-100.26893,25.64745],[-100.26894,25.65075]]}}
Línea 115.0 kV | LineString | 115.0 kV | 1 |  |  | CFE |  |  |  |  | OpenStreetMap | {"type":"Feature","properties":{},"geometry":{"type":"LineString","coordinates":[[-100.26899,25.64786],[-100.26894,25.65075]]}}
Línea 115.0 kV | LineString | 115.0 kV | 2 |  |  | CFE |  |  |  |  | OpenStreetMap | {"type":"Feature","properties":{},"geometry":{"type":"LineString","coordinates":[[-100.26899,25.64786],[-100.26907,25.64786]]}}
Línea 115.0 kV | LineString | 115.0 kV | 4 |  |  | CFE |  |  |  |  | OpenStreetMap | {"type":"Feature","properties":{},"geometry":{"type":"LineString","coordinates":[[-100.269,25.63578],[-100.26897,25.63742],[-100.26897,25.63903],[-100.26892,25.641]]}}
Línea 115.0 kV | LineString | 115.0 kV | 2 |  |  | CFE |  |  |  |  | OpenStreetMap | {"type":"Feature","properties":{},"geometry":{"type":"LineString","coordinates":[[-100.26892,25.641],[-100.26899,25.64236],[-100.26897,25.64495],[-100.26893,25.64745]]}}
Línea 115.0 kV | LineString | 115.0 kV | 2 |  |  | CFE |  |  |  |  | OpenStreetMap | {"type":"Feature","properties":{},"geometry":{"type":"LineString","coordinates":[[-100.26892,25.641],[-100.26883,25.64248],[-100.26833,25.64519],[-100.26801,25.64694],[-100.26759,25.64916],[-100.26643,25.65082],[-100.26548,25.6522],[-100.26456,25.65357],[-100.26322,25.65551],[-100.26196,25.65731],[-100.26124,25.65837],[-100.26047,25.65949],[-100.25962,25.66072],[-100.25899,25.66156],[-100.25828,25.66259],[-100.25752,25.66375],[-100.25683,25.66474],[-100.25615,25.66575],[-100.255,25.66715],[-100.2534,25.66906],[-100.25222,25.6705],[-100.25075,25.67226],[-100.24807,25.67252],[-100.24643,25.67268],[-100.24486,25.67282],[-100.24334,25.67296],[-100.24195,25.67311],[-100.24094,25.67321],[-100.2399,25.67313],[-100.23826,25.67298],[-100.23534,25.67276],[-100.23235,25.67253]]}}
Línea 115.0 kV | LineString | 115.0 kV | 1 |  |  | CFE |  |  |  |  | OpenStreetMap | {"type":"Feature","properties":{},"geometry":{"type":"LineString","coordinates":[[-100.29835,25.76656],[-100.29816,25.76593]]}}
Línea 115.0 kV | LineString | 115.0 kV | 1 |  |  | CFE |  |  |  |  | OpenStreetMap | {"type":"Feature","properties":{},"geometry":{"type":"LineString","coordinates":[[-100.29835,25.76656],[-100.29827,25.766]]}}
Línea 115.0 kV | LineString | 115.0 kV | 2 |  |  | CFE |  |  |  |  | OpenStreetMap | {"type":"Feature","properties":{},"geometry":{"type":"LineString","coordinates":[[-100.29365,25.76761],[-100.2958,25.76735],[-100.29792,25.76709],[-100.29835,25.76656]]}}
Línea 115.0 kV | LineString | 115.0 kV | 1 |  |  | CFE |  |  |  |  | OpenStreetMap | {"type":"Feature","properties":{},"geometry":{"type":"LineString","coordinates":[[-100.29134,25.76791],[-100.29293,25.76774],[-100.29365,25.76761]]}}
Línea 115.0 kV | LineString | 115.0 kV | 1 |  |  | CFE |  |  |  |  | OpenStreetMap | {"type":"Feature","properties":{},"geometry":{"type":"LineString","coordinates":[[-100.29134,25.76791],[-100.29293,25.76767],[-100.29365,25.76761]]}}
Línea 115.0 kV | LineString | 115.0 kV | 1 |  |  | CFE |  |  |  |  | OpenStreetMap | {"type":"Feature","properties":{},"geometry":{"type":"LineString","coordinates":[[-100.26004,25.76765],[-100.25998,25.76724],[-100.26009,25.76709]]}}
Línea 115.0 kV | LineString | 115.0 kV | 1 |  |  | CFE |  |  |  |  | OpenStreetMap | {"type":"Feature","properties":{},"geometry":{"type":"LineString","coordinates":[[-100.26004,25.76765],[-100.25991,25.76773],[-100.25992,25.76749],[-100.25998,25.76724],[-100.25991,25.76707]]}}
Línea 115.0 kV | LineString | 115.0 kV | 1 |  |  | CFE |  |  |  |  | OpenStreetMap | {"type":"Feature","properties":{},"geometry":{"type":"LineString","coordinates":[[-100.55234,25.70766],[-100.55208,25.70745],[-100.55121,25.7084]]}}
Línea 115.0 kV | LineString | 115.0 kV | 1 |  |  | CFE |  |  |  |  | OpenStreetMap | {"type":"Feature","properties":{},"geometry":{"type":"LineString","coordinates":[[-100.55258,25.70769],[-100.55273,25.70781],[-100.55257,25.70797],[-100.55206,25.70761],[-100.55121,25.7084]]}}
Línea 115.0 kV | LineString | 115.0 kV | 2 |  |  | CFE |  |  |  |  | OpenStreetMap | {"type":"Feature","properties":{},"geometry":{"type":"LineString","coordinates":[[-100.55243,25.70753],[-100.55215,25.70735],[-100.55136,25.70744],[-100.54944,25.70968],[-100.54775,25.7117],[-100.54603,25.71366],[-100.5444,25.71557],[-100.54253,25.71776],[-100.53944,25.71808],[-100.53634,25.71838],[-100.53323,25.71869],[-100.5301,25.71901],[-100.52705,25.71932],[-100.52397,25.71962],[-100.52097,25.71993],[-100.52033,25.72026],[-100.52057,25.72136],[-100.52081,25.72248],[-100.52103,25.72348],[-100.52128,25.72464],[-100.52152,25.72576],[-100.52177,25.72687],[-100.52199,25.72792],[-100.52158,25.72801]]}}
Línea 115.0 kV | LineString | 115.0 kV | 1 |  |  | CFE |  |  |  |  | OpenStreetMap | {"type":"Feature","properties":{},"geometry":{"type":"LineString","coordinates":[[-100.09373,25.71727],[-100.0935,25.71734]]}}
Línea 115.0 kV | LineString | 115.0 kV | 1 |  |  | CFE |  |  |  |  | OpenStreetMap | {"type":"Feature","properties":{},"geometry":{"type":"LineString","coordinates":[[-100.0935,25.71734],[-100.09368,25.71767],[-100.09388,25.71757]]}}
Línea 115.0 kV | LineString | 115.0 kV | 2 |  |  | CFE |  |  |  |  | OpenStreetMap | {"type":"Feature","properties":{},"geometry":{"type":"LineString","coordinates":[[-100.0935,25.71734],[-100.09319,25.71763],[-100.09266,25.71814]]}}
Línea 115.0 kV | LineString | 115.0 kV | 1 |  |  | CFE |  |  |  |  | OpenStreetMap | {"type":"Feature","properties":{},"geometry":{"type":"LineString","coordinates":[[-100.09266,25.71814],[-100.0936,25.719],[-100.09417,25.71996]]}}
Línea 115.0 kV | LineString | 115.0 kV | 1 |  |  | CFE |  |  |  |  | OpenStreetMap | {"type":"Feature","properties":{},"geometry":{"type":"LineString","coordinates":[[-100.09266,25.71814],[-100.09344,25.71905],[-100.09417,25.71996]]}}
Línea 115.0 kV | LineString | 115.0 kV | 1 |  |  | CFE |  |  |  |  | OpenStreetMap | {"type":"Feature","properties":{},"geometry":{"type":"LineString","coordinates":[[-100.21523,25.67666],[-100.21546,25.67504]]}}
Línea 115.0 kV | LineString | 115.0 kV | 1 |  |  | CFE |  |  |  |  | OpenStreetMap | {"type":"Feature","properties":{},"geometry":{"type":"LineString","coordinates":[[-100.17702,25.78896],[-100.17677,25.78901],[-100.17684,25.78878]]}}
Línea 115.0 kV | LineString | 115.0 kV | 1 |  |  | CFE |  |  |  |  | OpenStreetMap | {"type":"Feature","properties":{},"geometry":{"type":"LineString","coordinates":[[-100.17806,25.78912],[-100.17709,25.78908],[-100.17584,25.78967],[-100.17462,25.79031],[-100.17339,25.79096],[-100.17212,25.79159],[-100.17074,25.79224],[-100.1697,25.79306],[-100.16917,25.79295],[-100.16896,25.79284]]}}
Línea 115.0 kV | LineString | 115.0 kV | 2 |  |  | CFE |  |  |  |  | OpenStreetMap | {"type":"Feature","properties":{},"geometry":{"type":"LineString","coordinates":[[-100.17967,25.78927],[-100.17927,25.78925],[-100.17806,25.78912]]}}
Línea 115.0 kV | LineString | 115.0 kV | 2 |  |  | CFE |  |  |  |  | OpenStreetMap | {"type":"Feature","properties":{},"geometry":{"type":"LineString","coordinates":[[-100.17985,25.78931],[-100.17967,25.78927]]}}
Línea 115.0 kV | LineString | 115.0 kV | 1 |  |  | CFE |  |  |  |  | OpenStreetMap | {"type":"Feature","properties":{},"geometry":{"type":"LineString","coordinates":[[-100.02101,25.59395],[-100.02113,25.594],[-100.02183,25.59413],[-100.02265,25.59447],[-100.02348,25.59502],[-100.02395,25.59535],[-100.02425,25.5956],[-100.02502,25.59612],[-100.02587,25.59669],[-100.02666,25.59722],[-100.02755,25.59782],[-100.02821,25.59821],[-100.02887,25.59872],[-100.02952,25.59916],[-100.03019,25.59961],[-100.03084,25.60004],[-100.03152,25.60051],[-100.03219,25.60097],[-100.0329,25.60145],[-100.0336,25.60192],[-100.0343,25.60239],[-100.03509,25.60292],[-100.03577,25.60339],[-100.03649,25.60387],[-100.03722,25.60435],[-100.038,25.60489],[-100.03875,25.60541],[-100.03957,25.60595],[-100.04035,25.60647],[-100.04089,25.60686],[-100.04201,25.60761],[-100.04315,25.60839],[-100.04386,25.60887],[-100.04437,25.60922],[-100.04502,25.60966],[-100.04576,25.61016],[-100.04647,25.61063],[-100.0472,25.61112],[-100.04791,25.61159],[-100.0487,25.61212],[-100.04947,25.61264],[-100.05011,25.61307],[-100.05075,25.6135],[-100.05139,25.61394],[-100.05202,25.61436],[-100.05267,25.61481],[-100.05334,25.61526],[-100.05412,25.61579],[-100.05476,25.61624],[-100.0554,25.61669],[-100.05603,25.61715],[-100.05668,25.61761],[-100.05732,25.61808],[-100.05802,25.61858],[-100.05872,25.61907],[-100.05893,25.61873],[-100.05935,25.61785],[-100.05983,25.61695],[-100.06018,25.61622],[-100.06055,25.61546],[-100.06086,25.61482],[-100.06118,25.61417],[-100.06149,25.61353],[-100.06183,25.61289],[-100.06212,25.61223],[-100.06241,25.61166],[-100.0631,25.61094],[-100.06371,25.61059],[-100.06433,25.61024],[-100.06453,25.61052],[-100.06509,25.61053],[-100.06497,25.61037]]}}
Línea 115.0 kV | LineString | 115.0 kV | 1 |  |  | CFE |  |  |  |  | OpenStreetMap | {"type":"Feature","properties":{},"geometry":{"type":"LineString","coordinates":[[-100.02111,25.5936],[-100.02101,25.59395],[-100.02021,25.59385],[-100.01946,25.59378],[-100.01875,25.5937],[-100.01787,25.5936],[-100.01698,25.59351],[-100.0161,25.59341],[-100.01521,25.59332],[-100.01423,25.59321],[-100.01345,25.59314],[-100.01253,25.59303],[-100.01168,25.59295],[-100.01162,25.59336],[-100.01156,25.5938],[-100.01137,25.59479],[-100.01101,25.59741],[-100.0095,25.59849],[-100.00777,25.59964],[-100.00644,25.6006],[-100.00599,25.6014],[-100.00515,25.60288],[-100.00412,25.60469],[-100.00349,25.60579],[-100.00266,25.60729],[-100.00225,25.60804],[-100.00139,25.6095],[-100.00058,25.61089],[-99.99978,25.61225],[-99.999,25.6136],[-99.99827,25.61489],[-99.99737,25.61653],[-99.99656,25.61792],[-99.99532,25.62003],[-99.99422,25.62191],[-99.9929,25.62417],[-99.99223,25.62532],[-99.99144,25.62667],[-99.99085,25.62773],[-99.99013,25.62896],[-99.98934,25.63034],[-99.98862,25.63158],[-99.98794,25.63277],[-99.98779,25.63303],[-99.98774,25.63312]]}}
Línea 115.0 kV | LineString | 115.0 kV | 1 |  |  | CFE |  |  |  |  | OpenStreetMap | {"type":"Feature","properties":{},"geometry":{"type":"LineString","coordinates":[[-100.06703,25.56465],[-100.0674,25.56503],[-100.06805,25.56636],[-100.0687,25.56771],[-100.06813,25.56897],[-100.06756,25.57021],[-100.06602,25.57079],[-100.06504,25.57082],[-100.06393,25.57107],[-100.06247,25.57144],[-100.06102,25.57181],[-100.05956,25.57217],[-100.05861,25.57241],[-100.05719,25.5721],[-100.0562,25.5719],[-100.05525,25.57172],[-100.05431,25.57163],[-100.05319,25.57164],[-100.05217,25.57164],[-100.05115,25.57192],[-100.05005,25.57267],[-100.04891,25.57344],[-100.04783,25.57417],[-100.04719,25.57488],[-100.04687,25.57571],[-100.04673,25.5771],[-100.04659,25.5785],[-100.04647,25.57985],[-100.04636,25.58096],[-100.04624,25.58212],[-100.04609,25.58352],[-100.046,25.58464],[-100.04589,25.58576],[-100.04579,25.58692],[-100.04569,25.588],[-100.04556,25.58931],[-100.04543,25.59063],[-100.04529,25.59204],[-100.04515,25.59341],[-100.04502,25.59478],[-100.04413,25.59579],[-100.04282,25.59634],[-100.04125,25.59634],[-100.03965,25.59635],[-100.03809,25.59633],[-100.03656,25.59636],[-100.03502,25.59635],[-100.03345,25.59632],[-100.03185,25.59628],[-100.03031,25.59626],[-100.02875,25.59612],[-100.02701,25.59606],[-100.02539,25.59597],[-100.02439,25.5953],[-100.02336,25.5946],[-100.02203,25.59388],[-100.02172,25.59363],[-100.02143,25.59363]]}}
Línea 115.0 kV | LineString | 115.0 kV | 1 |  |  | CFE |  |  |  |  | OpenStreetMap | {"type":"Feature","properties":{},"geometry":{"type":"LineString","coordinates":[[-100.21412,25.65833],[-100.21469,25.65841],[-100.2146,25.65879]]}}
Línea 115.0 kV | LineString | 115.0 kV | 1 |  |  | CFE |  |  |  |  | OpenStreetMap | {"type":"Feature","properties":{},"geometry":{"type":"LineString","coordinates":[[-100.21412,25.65833],[-100.21397,25.65914],[-100.21446,25.65924],[-100.2146,25.65879]]}}
Línea 115.0 kV | LineString | 115.0 kV | 1 |  |  | CFE |  |  |  |  | OpenStreetMap | {"type":"Feature","properties":{},"geometry":{"type":"LineString","coordinates":[[-100.18442,25.64796],[-100.18439,25.6479],[-100.18456,25.6472],[-100.18475,25.64648],[-100.18492,25.64653]]}}
Línea 115.0 kV | LineString | 115.0 kV | 1 |  |  | Comisión Federal de Electricidad |  |  |  |  | OpenStreetMap | {"type":"Feature","properties":{},"geometry":{"type":"LineString","coordinates":[[-100.11329,25.63779],[-100.11294,25.63802],[-100.11282,25.63767],[-100.113,25.6377]]}}
Línea 115.0 kV | LineString | 115.0 kV | 2 |  |  | Comisión Federal de Electricidad |  |  |  |  | OpenStreetMap | {"type":"Feature","properties":{},"geometry":{"type":"LineString","coordinates":[[-100.113,25.6377],[-100.11493,25.63458],[-100.11676,25.63162],[-100.11872,25.62844],[-100.1198,25.62652],[-100.12059,25.62539],[-100.12188,25.62331],[-100.12353,25.62063],[-100.12521,25.6179],[-100.12692,25.61512],[-100.12856,25.61247],[-100.13022,25.60977],[-100.13228,25.60641],[-100.13415,25.60338],[-100.13601,25.60036],[-100.13772,25.59759],[-100.13933,25.59427],[-100.14071,25.59144],[-100.14069,25.58917]]}}
Línea 115.0 kV | LineString | 115.0 kV | 2 |  |  | CFE |  |  |  |  | OpenStreetMap | {"type":"Feature","properties":{},"geometry":{"type":"LineString","coordinates":[[-100.13084,25.63257],[-100.13199,25.6331],[-100.13289,25.63351],[-100.13382,25.63395],[-100.13456,25.6343],[-100.13544,25.6347],[-100.13629,25.6351],[-100.1371,25.63548]]}}
Línea 115.0 kV | LineString | 115.0 kV | 1 |  |  | CFE |  |  |  |  | OpenStreetMap | {"type":"Feature","properties":{},"geometry":{"type":"LineString","coordinates":[[-100.17839,25.65306],[-100.17854,25.65328]]}}
Línea 115.0 kV | LineString | 115.0 kV | 1 |  |  | CFE |  |  |  |  | OpenStreetMap | {"type":"Feature","properties":{},"geometry":{"type":"LineString","coordinates":[[-100.17839,25.65306],[-100.17867,25.65315]]}}
Línea 115.0 kV | LineString | 115.0 kV | 2 |  |  | CFE |  |  |  |  | OpenStreetMap | {"type":"Feature","properties":{},"geometry":{"type":"LineString","coordinates":[[-100.17494,25.6458],[-100.17519,25.64616],[-100.17511,25.64732],[-100.17505,25.64846],[-100.17466,25.64939],[-100.17426,25.65031],[-100.17429,25.65055],[-100.17553,25.6509],[-100.17657,25.6516],[-100.17733,25.65243],[-100.17808,25.65327],[-100.17839,25.65306]]}}
Línea 115.0 kV | LineString | 115.0 kV | 2 |  |  | CFE |  |  |  |  | OpenStreetMap | {"type":"Feature","properties":{},"geometry":{"type":"LineString","coordinates":[[-100.17494,25.6458],[-100.17608,25.64609],[-100.17705,25.64635],[-100.17767,25.64651],[-100.17884,25.64683],[-100.17991,25.64707],[-100.18117,25.64736],[-100.18219,25.64759],[-100.18313,25.64783],[-100.18442,25.64796],[-100.18571,25.64828],[-100.18704,25.64862],[-100.18808,25.64889],[-100.18917,25.64917],[-100.19064,25.64955],[-100.19203,25.6499],[-100.19291,25.6503],[-100.19366,25.65048],[-100.19441,25.65066],[-100.19534,25.65091],[-100.19629,25.65116],[-100.19697,25.65132],[-100.19794,25.65159],[-100.19888,25.65183],[-100.19973,25.65204],[-100.20056,25.65225],[-100.20178,25.65256],[-100.20289,25.65285],[-100.20376,25.65306],[-100.20456,25.65327],[-100.20518,25.65341],[-100.2058,25.65358],[-100.20668,25.6538],[-100.20756,25.65402],[-100.20846,25.65424],[-100.20922,25.65446],[-100.20996,25.65464],[-100.21096,25.65489],[-100.21189,25.65512],[-100.2127,25.65532],[-100.21365,25.65558],[-100.21458,25.6558],[-100.21445,25.65654],[-100.21429,25.65749],[-100.21412,25.65833]]}}
Línea 115.0 kV | LineString | 115.0 kV | 1 |  |  | CFE |  |  |  |  | OpenStreetMap | {"type":"Feature","properties":{},"geometry":{"type":"LineString","coordinates":[[-100.18219,25.64759],[-100.18216,25.64727],[-100.18236,25.64648],[-100.18255,25.64569],[-100.18296,25.64525]]}}
Línea 115.0 kV | LineString | 115.0 kV | 2 |  |  | CFE |  |  |  |  | OpenStreetMap | {"type":"Feature","properties":{},"geometry":{"type":"LineString","coordinates":[[-100.1371,25.63548],[-100.13807,25.63576],[-100.13908,25.63604],[-100.14008,25.63631],[-100.14108,25.63657],[-100.14207,25.63684],[-100.14306,25.6371],[-100.14397,25.63735],[-100.14497,25.63762],[-100.1461,25.63794],[-100.14726,25.63824],[-100.1484,25.63854],[-100.14987,25.63908],[-100.15131,25.6396],[-100.15239,25.63987],[-100.15339,25.64017],[-100.15419,25.64038],[-100.15505,25.64061],[-100.15582,25.64083],[-100.15686,25.64109],[-100.15784,25.64135],[-100.15886,25.64162],[-100.15976,25.64187],[-100.16068,25.64211],[-100.16187,25.64243],[-100.16313,25.64278],[-100.16432,25.64309],[-100.16538,25.64337],[-100.16619,25.64358],[-100.16725,25.64385],[-100.16809,25.64405],[-100.16886,25.64424],[-100.17004,25.64455],[-100.17123,25.64485],[-100.17248,25.64517],[-100.17365,25.64547],[-100.17494,25.6458]]}}
Línea 115.0 kV | LineString | 115.0 kV | 1 |  |  | CFE |  |  |  |  | OpenStreetMap | {"type":"Feature","properties":{},"geometry":{"type":"LineString","coordinates":[[-100.12375,25.62876],[-100.12516,25.62951],[-100.12577,25.62989],[-100.12727,25.63088]]}}
Línea 115.0 kV | LineString | 115.0 kV | 1 |  |  | CFE |  |  |  |  | OpenStreetMap | {"type":"Feature","properties":{},"geometry":{"type":"LineString","coordinates":[[-100.12375,25.62876],[-100.12479,25.62989],[-100.12551,25.63034],[-100.12727,25.63088]]}}
Línea 115.0 kV | LineString | 115.0 kV | 4 |  |  | CFE |  |  |  |  | OpenStreetMap | {"type":"Feature","properties":{},"geometry":{"type":"LineString","coordinates":[[-100.12727,25.63088],[-100.12834,25.63139],[-100.12948,25.63192],[-100.13084,25.63257]]}}
Línea 115.0 kV | LineString | 115.0 kV | 4 |  |  | Comisión Federal de Electricidad |  |  |  |  | OpenStreetMap | {"type":"Feature","properties":{},"geometry":{"type":"LineString","coordinates":[[-100.12145,25.62696],[-100.12192,25.62733],[-100.12212,25.62748],[-100.12261,25.62786],[-100.12375,25.62876]]}}
Línea 115.0 kV | LineString | 115.0 kV | 1 |  |  | Comisión Federal de Electricidad |  |  |  |  | OpenStreetMap | {"type":"Feature","properties":{},"geometry":{"type":"LineString","coordinates":[[-100.11871,25.62496],[-100.11985,25.62543],[-100.12078,25.62611],[-100.12145,25.62696]]}}
Línea 115.0 kV | LineString | 115.0 kV | 2 |  |  | CFE |  |  |  |  | OpenStreetMap | {"type":"Feature","properties":{},"geometry":{"type":"LineString","coordinates":[[-100.12375,25.62876],[-100.12503,25.62974],[-100.12573,25.63016],[-100.12727,25.63088]]}}
Línea 115.0 kV | LineString | 115.0 kV | 2 |  |  | Comisión Federal de Electricidad |  |  |  |  | OpenStreetMap | {"type":"Feature","properties":{},"geometry":{"type":"LineString","coordinates":[[-100.11871,25.62496],[-100.11962,25.62559],[-100.12053,25.62629],[-100.12145,25.62696]]}}
Línea 115.0 kV | LineString | 115.0 kV | 1 |  |  | Comisión Federal de Electricidad |  |  |  |  | OpenStreetMap | {"type":"Feature","properties":{},"geometry":{"type":"LineString","coordinates":[[-100.11871,25.62496],[-100.11959,25.62589],[-100.12051,25.62656],[-100.12145,25.62696]]}}
Línea 115.0 kV | LineString | 115.0 kV | 4 |  |  | Comisión Federal de Electricidad |  |  |  |  | OpenStreetMap | {"type":"Feature","properties":{},"geometry":{"type":"LineString","coordinates":[[-100.06862,25.5654],[-100.06972,25.56644],[-100.07083,25.56748],[-100.07189,25.56848],[-100.07297,25.56949],[-100.07404,25.5705],[-100.07512,25.57151],[-100.07621,25.57254],[-100.07731,25.57356],[-100.07837,25.57456],[-100.07942,25.57556],[-100.08051,25.57657],[-100.0816,25.5776],[-100.08263,25.57856],[-100.08351,25.57938],[-100.08446,25.58029],[-100.08545,25.58121],[-100.08647,25.58217],[-100.08747,25.58311],[-100.08841,25.58399],[-100.08927,25.5848],[-100.09023,25.5857],[-100.0914,25.5868],[-100.09237,25.58771],[-100.09355,25.58882],[-100.09462,25.58983],[-100.09579,25.59093],[-100.0968,25.59186],[-100.09807,25.59306],[-100.09871,25.59366],[-100.1001,25.59497],[-100.10103,25.59585],[-100.10099,25.59732],[-100.10094,25.59841],[-100.10144,25.59939],[-100.10206,25.60059],[-100.10269,25.60184],[-100.10333,25.60309],[-100.10397,25.60434],[-100.1046,25.60557],[-100.10594,25.60639],[-100.10724,25.60717],[-100.10862,25.60764],[-100.10963,25.60768],[-100.11048,25.60771],[-100.11156,25.6079],[-100.11243,25.60808],[-100.11258,25.60841],[-100.11185,25.60968],[-100.11112,25.61096],[-100.11039,25.61224],[-100.1097,25.61348],[-100.10901,25.6147],[-100.10828,25.61597],[-100.10759,25.6172],[-100.10687,25.61851],[-100.10825,25.6191],[-100.1097,25.61943],[-100.11138,25.61997],[-100.11256,25.62078],[-100.11378,25.62162],[-100.11496,25.62241],[-100.11618,25.62324],[-100.11748,25.62413],[-100.11871,25.62496]]}}
Línea 115.0 kV | LineString | 115.0 kV | 1 |  |  | CFE |  |  |  |  | OpenStreetMap | {"type":"Feature","properties":{},"geometry":{"type":"LineString","coordinates":[[-100.06747,25.56426],[-100.06782,25.56469]]}}
Línea 115.0 kV | LineString | 115.0 kV | 1 |  |  | CFE |  |  |  |  | OpenStreetMap | {"type":"Feature","properties":{},"geometry":{"type":"LineString","coordinates":[[-100.06733,25.56438],[-100.06782,25.56469]]}}
Línea 115.0 kV | LineString | 115.0 kV | 2 |  |  | CFE |  |  |  |  | OpenStreetMap | {"type":"Feature","properties":{},"geometry":{"type":"LineString","coordinates":[[-100.06782,25.56469],[-100.06862,25.5654]]}}
Línea 115.0 kV | LineString | 115.0 kV | 1 |  |  | CFE |  |  |  |  | OpenStreetMap | {"type":"Feature","properties":{},"geometry":{"type":"LineString","coordinates":[[-100.06729,25.56442],[-100.06766,25.56484]]}}
Línea 115.0 kV | LineString | 115.0 kV | 1 |  |  | CFE |  |  |  |  | OpenStreetMap | {"type":"Feature","properties":{},"geometry":{"type":"LineString","coordinates":[[-100.44498,25.67964],[-100.44494,25.67927]]}}
Línea 115.0 kV | LineString | 115.0 kV | 1 |  |  | CFE |  |  |  |  | OpenStreetMap | {"type":"Feature","properties":{},"geometry":{"type":"LineString","coordinates":[[-100.44498,25.67964],[-100.44513,25.6793]]}}
Línea 115.0 kV | LineString | 115.0 kV | 2 |  |  | CFE |  |  |  |  | OpenStreetMap | {"type":"Feature","properties":{},"geometry":{"type":"LineString","coordinates":[[-100.44414,25.68471],[-100.44452,25.68239],[-100.44498,25.67964]]}}
Línea 115.0 kV | LineString | 115.0 kV | 1 |  |  | CFE |  |  |  |  | OpenStreetMap | {"type":"Feature","properties":{},"geometry":{"type":"LineString","coordinates":[[-100.44414,25.68471],[-100.4429,25.6847]]}}
Línea 115.0 kV | LineString | 115.0 kV | 1 |  |  | CFE |  |  |  |  | OpenStreetMap | {"type":"Feature","properties":{},"geometry":{"type":"LineString","coordinates":[[-100.55283,25.70739],[-100.55305,25.70754],[-100.55331,25.7072],[-100.55218,25.70646]]}}
Línea 115.0 kV | LineString | 115.0 kV | 1 |  |  | CFE |  |  |  |  | OpenStreetMap | {"type":"Feature","properties":{},"geometry":{"type":"LineString","coordinates":[[-100.55267,25.70726],[-100.5524,25.70707],[-100.55218,25.70646]]}}
Línea 115.0 kV | LineString | 115.0 kV | 1 |  |  | CFE |  |  |  |  | OpenStreetMap | {"type":"Feature","properties":{},"geometry":{"type":"LineString","coordinates":[[-100.56017,25.6972],[-100.55977,25.69759]]}}
Línea 115.0 kV | LineString | 115.0 kV | 1 |  |  | CFE |  |  |  |  | OpenStreetMap | {"type":"Feature","properties":{},"geometry":{"type":"LineString","coordinates":[[-100.55977,25.69759],[-100.55944,25.69714]]}}
Línea 115.0 kV | LineString | 115.0 kV | 2 |  |  | CFE |  |  |  |  | OpenStreetMap | {"type":"Feature","properties":{},"geometry":{"type":"LineString","coordinates":[[-100.55218,25.70646],[-100.5542,25.7041],[-100.55601,25.70199],[-100.55803,25.69964],[-100.55895,25.69856],[-100.55977,25.69759]]}}
Línea 115.0 kV | LineString | 115.0 kV | 1 |  |  | CFE |  |  |  |  | OpenStreetMap | {"type":"Feature","properties":{},"geometry":{"type":"LineString","coordinates":[[-100.55944,25.69714],[-100.56017,25.6972]]}}
Línea 115.0 kV | LineString | 115.0 kV | 1 |  |  | CFE |  |  |  |  | OpenStreetMap | {"type":"Feature","properties":{},"geometry":{"type":"LineString","coordinates":[[-100.51589,25.69295],[-100.51577,25.69308]]}}
Línea 115.0 kV | LineString | 115.0 kV | 1 |  |  | CFE |  |  |  |  | OpenStreetMap | {"type":"Feature","properties":{},"geometry":{"type":"LineString","coordinates":[[-100.51815,25.69316],[-100.51589,25.69295],[-100.51498,25.69281]]}}
Línea 115.0 kV | LineString | 115.0 kV | 2 |  |  | CFE |  |  |  |  | OpenStreetMap | {"type":"Feature","properties":{},"geometry":{"type":"LineString","coordinates":[[-100.55944,25.69714],[-100.5571,25.69695],[-100.55444,25.69673],[-100.55175,25.69651],[-100.54914,25.6963],[-100.5464,25.69607],[-100.54342,25.69583],[-100.5402,25.69552],[-100.53725,25.69523],[-100.53413,25.69492],[-100.53116,25.69461],[-100.528,25.69426],[-100.52463,25.69388],[-100.52122,25.6935],[-100.51815,25.69316]]}}
Línea 115.0 kV | LineString | 115.0 kV | 1 |  |  | CFE |  |  |  |  | OpenStreetMap | {"type":"Feature","properties":{},"geometry":{"type":"LineString","coordinates":[[-100.51815,25.69316],[-100.51498,25.69281]]}}
Línea 115.0 kV | LineString | 115.0 kV | 1 |  |  | CFE |  |  |  |  | OpenStreetMap | {"type":"Feature","properties":{},"geometry":{"type":"LineString","coordinates":[[-100.44572,25.68504],[-100.44412,25.68479],[-100.4429,25.6847]]}}
Línea 115.0 kV | LineString | 115.0 kV | 1 |  |  | CFE |  |  |  |  | OpenStreetMap | {"type":"Feature","properties":{},"geometry":{"type":"LineString","coordinates":[[-100.44572,25.68504],[-100.44414,25.68471]]}}
Línea 115.0 kV | LineString | 115.0 kV | 2 |  |  | CFE |  |  |  |  | OpenStreetMap | {"type":"Feature","properties":{},"geometry":{"type":"LineString","coordinates":[[-100.51498,25.69281],[-100.5117,25.69245],[-100.50864,25.69211],[-100.50558,25.69177],[-100.50231,25.6914],[-100.49904,25.69103],[-100.49559,25.69065],[-100.49243,25.69029],[-100.48906,25.68992],[-100.48734,25.68973],[-100.48558,25.68953],[-100.48395,25.68935],[-100.48201,25.68913],[-100.47888,25.68878],[-100.47554,25.6884],[-100.47186,25.68801],[-100.46879,25.68766],[-100.46524,25.68725],[-100.46357,25.68706],[-100.46191,25.68687],[-100.45912,25.68656],[-100.45567,25.68618],[-100.45207,25.68573],[-100.44885,25.68541],[-100.44572,25.68504]]}}
Línea 115.0 kV | LineString | 115.0 kV | 2 |  |  | CFE |  |  |  |  | OpenStreetMap | {"type":"Feature","properties":{},"geometry":{"type":"LineString","coordinates":[[-100.46651,25.69083],[-100.46428,25.68998],[-100.4623,25.68922],[-100.46033,25.68847],[-100.45838,25.68773],[-100.4571,25.68725],[-100.455,25.68644],[-100.45257,25.68614],[-100.45045,25.68588],[-100.44832,25.68562],[-100.44616,25.68538],[-100.44411,25.68488],[-100.4429,25.6847]]}}
Línea 115.0 kV | LineString | 115.0 kV | 1 |  |  | CFE |  |  |  |  | OpenStreetMap | {"type":"Feature","properties":{},"geometry":{"type":"LineString","coordinates":[[-100.46883,25.69154],[-100.46857,25.69158],[-100.46651,25.69083]]}}
Línea 115.0 kV | LineString | 115.0 kV | 1 |  |  | CFE |  |  |  |  | OpenStreetMap | {"type":"Feature","properties":{},"geometry":{"type":"LineString","coordinates":[[-100.46857,25.6919],[-100.46855,25.69167],[-100.46651,25.69083]]}}
Línea 115.0 kV | LineString | 115.0 kV | 1 |  |  | CFE |  |  |  |  | OpenStreetMap | {"type":"Feature","properties":{},"geometry":{"type":"LineString","coordinates":[[-100.4688,25.69183],[-100.46857,25.6918],[-100.46857,25.6919]]}}
Línea 115.0 kV | LineString | 115.0 kV | 2 |  |  | CFE |  |  |  |  | OpenStreetMap | {"type":"Feature","properties":{},"geometry":{"type":"LineString","coordinates":[[-100.55256,25.70738],[-100.55229,25.70718],[-100.55,25.70705],[-100.54766,25.70688],[-100.54526,25.70669],[-100.54309,25.70647],[-100.54096,25.70617],[-100.5385,25.70576],[-100.53594,25.70531],[-100.53342,25.70486],[-100.53088,25.70443],[-100.52833,25.70395],[-100.52562,25.70348],[-100.5233,25.70311],[-100.5212,25.70276],[-100.51897,25.70237]]}}
Línea 115.0 kV | LineString | 115.0 kV | 1 |  |  | CFE |  |  |  |  | OpenStreetMap | {"type":"Feature","properties":{},"geometry":{"type":"LineString","coordinates":[[-100.51897,25.70237],[-100.51616,25.70192]]}}
Línea 115.0 kV | LineString | 115.0 kV | 1 |  |  | CFE |  |  |  |  | OpenStreetMap | {"type":"Feature","properties":{},"geometry":{"type":"LineString","coordinates":[[-100.51897,25.70237],[-100.51637,25.70198]]}}
Línea 115.0 kV | LineString | 115.0 kV | 1 |  |  | CFE |  |  |  |  | OpenStreetMap | {"type":"Feature","properties":{},"geometry":{"type":"LineString","coordinates":[[-100.51637,25.70198],[-100.51616,25.70192]]}}
Línea 115.0 kV | LineString | 115.0 kV | 2 |  |  | CFE |  |  |  |  | OpenStreetMap | {"type":"Feature","properties":{},"geometry":{"type":"LineString","coordinates":[[-100.46857,25.6919],[-100.46953,25.69281],[-100.4703,25.69354],[-100.47147,25.69371],[-100.47263,25.69391],[-100.47378,25.6941],[-100.47495,25.69434],[-100.47509,25.69473],[-100.47611,25.6949],[-100.47864,25.69535],[-100.48058,25.69569],[-100.48283,25.69608],[-100.48508,25.69647],[-100.4877,25.69694],[-100.49023,25.69738],[-100.49257,25.69778],[-100.49503,25.69821],[-100.49766,25.69866],[-100.50024,25.69911],[-100.50287,25.69958],[-100.50553,25.70004],[-100.50802,25.70047],[-100.51054,25.7009],[-100.51327,25.70137],[-100.51616,25.70192]]}}
Línea 115.0 kV | LineString | 115.0 kV | 1 |  |  | CFE |  |  |  |  | OpenStreetMap | {"type":"Feature","properties":{},"geometry":{"type":"LineString","coordinates":[[-100.51708,25.70539],[-100.51615,25.70577],[-100.516,25.70602],[-100.51582,25.70605]]}}
Línea 115.0 kV | LineString | 115.0 kV | 1 |  |  | CFE |  |  |  |  | OpenStreetMap | {"type":"Feature","properties":{},"geometry":{"type":"LineString","coordinates":[[-100.51637,25.70198],[-100.51663,25.70318],[-100.51689,25.7044],[-100.51708,25.70539],[-100.51763,25.70614],[-100.5178,25.70689],[-100.51796,25.70762],[-100.51811,25.70831],[-100.51833,25.70927],[-100.51853,25.71019],[-100.51872,25.71109],[-100.51897,25.71224],[-100.51917,25.71319],[-100.51941,25.71423],[-100.51964,25.71528],[-100.51986,25.71629],[-100.52008,25.71727],[-100.52032,25.71847],[-100.5206,25.71971],[-100.52077,25.71976],[-100.52241,25.71962],[-100.5239,25.71947],[-100.5254,25.71932],[-100.52689,25.71917],[-100.52709,25.7196],[-100.5272,25.72049],[-100.52731,25.72137],[-100.52741,25.72225],[-100.52745,25.72314],[-100.52748,25.72334]]}}
Línea 115.0 kV | LineString | 115.0 kV | 1 |  |  | CFE |  |  |  |  | OpenStreetMap | {"type":"Feature","properties":{},"geometry":{"type":"LineString","coordinates":[[-100.52033,25.72026],[-100.5202,25.71969],[-100.51996,25.71859],[-100.51975,25.71761],[-100.51855,25.71771],[-100.51742,25.7178],[-100.51695,25.71747],[-100.51657,25.71745]]}}
Línea 115.0 kV | LineString | 115.0 kV | 1 |  |  | CFE |  |  |  |  | OpenStreetMap | {"type":"Feature","properties":{},"geometry":{"type":"LineString","coordinates":[[-100.58864,25.77934],[-100.58875,25.77917]]}}
Línea 115.0 kV | LineString | 115.0 kV | 1 |  |  | CFE |  |  |  |  | OpenStreetMap | {"type":"Feature","properties":{},"geometry":{"type":"LineString","coordinates":[[-100.58864,25.77934],[-100.58871,25.77942],[-100.58884,25.77922]]}}
Línea 115.0 kV | LineString | 115.0 kV | 2 |  |  | CFE |  |  |  |  | OpenStreetMap | {"type":"Feature","properties":{},"geometry":{"type":"LineString","coordinates":[[-100.54479,25.75095],[-100.54486,25.75089],[-100.5459,25.75158],[-100.54682,25.75219],[-100.54772,25.75279],[-100.54798,25.75297],[-100.54866,25.75341],[-100.54959,25.75403],[-100.55051,25.75463],[-100.55143,25.75526],[-100.55235,25.75587],[-100.55327,25.75649],[-100.5542,25.7571],[-100.55511,25.75772],[-100.55596,25.75828],[-100.55693,25.75863],[-100.55796,25.75903],[-100.55914,25.75953],[-100.56023,25.75987],[-100.56131,25.7603],[-100.56239,25.76071],[-100.56359,25.76118],[-100.56461,25.76159],[-100.56571,25.76203],[-100.5668,25.76247],[-100.5679,25.7629],[-100.56882,25.76327],[-100.56967,25.76359],[-100.57052,25.7639],[-100.57177,25.76435],[-100.57302,25.76481],[-100.57427,25.76527],[-100.57548,25.76571],[-100.57629,25.76571],[-100.57661,25.76583],[-100.57894,25.76668],[-100.57958,25.76691],[-100.58062,25.7673],[-100.58169,25.7677],[-100.58277,25.7681],[-100.5838,25.76848],[-100.58487,25.76887],[-100.58594,25.76928],[-100.58699,25.76967],[-100.58807,25.77006],[-100.58914,25.77046],[-100.59021,25.77086],[-100.59128,25.77125],[-100.59077,25.77207],[-100.59031,25.77284],[-100.58982,25.77362],[-100.58933,25.77441],[-100.58886,25.7752],[-100.58844,25.77611],[-100.5882,25.77686],[-100.58801,25.77777],[-100.58792,25.77858],[-100.58822,25.77883],[-100.58864,25.77934]]}}
Línea 115.0 kV | LineString | 115.0 kV | 1 |  |  | CFE |  |  |  |  | OpenStreetMap | {"type":"Feature","properties":{},"geometry":{"type":"LineString","coordinates":[[-100.56359,25.76118],[-100.56427,25.7607],[-100.56467,25.75979],[-100.56508,25.75888],[-100.56575,25.75841],[-100.56641,25.75795],[-100.56741,25.75839],[-100.5677,25.75854]]}}
Línea 115.0 kV | LineString | 115.0 kV | 1 |  |  | CFE |  |  |  |  | OpenStreetMap | {"type":"Feature","properties":{},"geometry":{"type":"LineString","coordinates":[[-100.54479,25.75095],[-100.54451,25.75351],[-100.54403,25.75386]]}}
Línea 115.0 kV | LineString | 115.0 kV | 2 |  |  | CFE |  |  |  |  | OpenStreetMap | {"type":"Feature","properties":{},"geometry":{"type":"LineString","coordinates":[[-100.54523,25.74283],[-100.54518,25.74367],[-100.54512,25.74478],[-100.54506,25.74566],[-100.54499,25.74703],[-100.54491,25.7484],[-100.54486,25.74916],[-100.54482,25.75012],[-100.54479,25.75095]]}}
Línea 115.0 kV | LineString | 115.0 kV | 1 |  |  | CFE |  |  |  |  | OpenStreetMap | {"type":"Feature","properties":{},"geometry":{"type":"LineString","coordinates":[[-100.54531,25.7416],[-100.54521,25.7424],[-100.54523,25.74283]]}}
Línea 115.0 kV | LineString | 115.0 kV | 1 |  |  | CFE |  |  |  |  | OpenStreetMap | {"type":"Feature","properties":{},"geometry":{"type":"LineString","coordinates":[[-100.54531,25.7416],[-100.54535,25.74235],[-100.54523,25.74283]]}}
Línea 115.0 kV | LineString | 115.0 kV | 2 |  |  | CFE |  |  |  |  | OpenStreetMap | {"type":"Feature","properties":{},"geometry":{"type":"LineString","coordinates":[[-100.44712,25.78168],[-100.44726,25.78214]]}}
Línea 115.0 kV | LineString | 115.0 kV | 1 |  |  | CFE |  |  |  |  | OpenStreetMap | {"type":"Feature","properties":{},"geometry":{"type":"LineString","coordinates":[[-100.44704,25.78148],[-100.44669,25.78161]]}}
Línea 115.0 kV | LineString | 115.0 kV | 1 |  |  | CFE |  |  |  |  | OpenStreetMap | {"type":"Feature","properties":{},"geometry":{"type":"LineString","coordinates":[[-100.44704,25.78148],[-100.44707,25.78157],[-100.44673,25.78169]]}}
Línea 115.0 kV | LineString | 115.0 kV | 2 |  |  | CFE |  |  |  |  | OpenStreetMap | {"type":"Feature","properties":{},"geometry":{"type":"LineString","coordinates":[[-100.45494,25.7784],[-100.45477,25.77847],[-100.45378,25.77883],[-100.45278,25.77917],[-100.45196,25.77952],[-100.45073,25.78002],[-100.44949,25.78048],[-100.44823,25.78091],[-100.44699,25.78134],[-100.44704,25.78148]]}}
Línea 115.0 kV | LineString | 115.0 kV | 2 |  |  | CFE |  |  |  |  | OpenStreetMap | {"type":"Feature","properties":{},"geometry":{"type":"LineString","coordinates":[[-100.45494,25.7784],[-100.45448,25.77747],[-100.45411,25.77645],[-100.45374,25.77544],[-100.45338,25.77445],[-100.45303,25.77348],[-100.45275,25.77269],[-100.45244,25.77185],[-100.45214,25.77102],[-100.45183,25.77015],[-100.45153,25.76931],[-100.45135,25.76823],[-100.45116,25.76715],[-100.45098,25.76609],[-100.45078,25.76482],[-100.45058,25.76349],[-100.45061,25.76266],[-100.45038,25.76221],[-100.44908,25.76206],[-100.44789,25.76191],[-100.44672,25.76176],[-100.44554,25.76162],[-100.44437,25.76142],[-100.44315,25.76108],[-100.44196,25.76066],[-100.44081,25.76016],[-100.43976,25.7596],[-100.43874,25.75903],[-100.43765,25.75844],[-100.43657,25.75785],[-100.43549,25.75724],[-100.43444,25.75667],[-100.43339,25.75609],[-100.43235,25.75552],[-100.43129,25.75494],[-100.43018,25.75452],[-100.42906,25.75415],[-100.42783,25.75376],[-100.42676,25.75342],[-100.42556,25.75288],[-100.42454,25.75211],[-100.42358,25.75132]]}}
Línea 115.0 kV | LineString | 115.0 kV | 2 |  |  | CFE |  |  |  |  | OpenStreetMap | {"type":"Feature","properties":{},"geometry":{"type":"LineString","coordinates":[[-100.53051,25.73638],[-100.53001,25.73651],[-100.52892,25.73679],[-100.52783,25.73713],[-100.52671,25.73737],[-100.5257,25.73785],[-100.52474,25.73843],[-100.52448,25.73894],[-100.52351,25.73969],[-100.52236,25.74065],[-100.52144,25.74133],[-100.5205,25.74201],[-100.51964,25.74277],[-100.51859,25.74331],[-100.51773,25.74407],[-100.51681,25.7449],[-100.51581,25.74571],[-100.51478,25.7465],[-100.51377,25.74729],[-100.51273,25.74809],[-100.51173,25.74889],[-100.51069,25.74968],[-100.50956,25.75057],[-100.50888,25.75122],[-100.50806,25.75201],[-100.50708,25.75256],[-100.50599,25.75288],[-100.50514,25.75311],[-100.50407,25.75347],[-100.50279,25.75388],[-100.50172,25.75427],[-100.50084,25.75481],[-100.49992,25.75557],[-100.49926,25.7564],[-100.49867,25.7575],[-100.49832,25.75867],[-100.49809,25.75987],[-100.49786,25.76107],[-100.49745,25.76224],[-100.497,25.76335],[-100.49624,25.76437],[-100.49528,25.76522],[-100.49417,25.7659],[-100.49292,25.76639],[-100.49165,25.7669],[-100.49045,25.76741],[-100.48927,25.768],[-100.48817,25.76872],[-100.48718,25.76952],[-100.4861,25.77044],[-100.48512,25.77128],[-100.48416,25.77212],[-100.48318,25.77296],[-100.4822,25.77379],[-100.48123,25.77464],[-100.48026,25.77548],[-100.47928,25.77631],[-100.47831,25.77714],[-100.47734,25.77799],[-100.47636,25.77883],[-100.47541,25.77968],[-100.47442,25.78051],[-100.47353,25.78127],[-100.47275,25.78193],[-100.47174,25.78262],[-100.47134,25.78288],[-100.47084,25.78307],[-100.47039,25.78314],[-100.46993,25.78315],[-100.46889,25.78311],[-100.46771,25.78294],[-100.4665,25.78264],[-100.46529,25.78238],[-100.46407,25.78211],[-100.46283,25.78198],[-100.46167,25.78173],[-100.46051,25.78146],[-100.45934,25.78121],[-100.45818,25.78093],[-100.45702,25.78068],[-100.45584,25.78041],[-100.45531,25.77923],[-100.45494,25.7784]]}}
Línea 115.0 kV | LineString | 115.0 kV | 2 |  |  | CFE |  |  |  |  | OpenStreetMap | {"type":"Feature","properties":{},"geometry":{"type":"LineString","coordinates":[[-100.546,25.72981],[-100.54591,25.73106],[-100.54585,25.7323],[-100.54579,25.73354],[-100.54571,25.73476],[-100.54564,25.73602],[-100.5455,25.7382],[-100.54544,25.73924],[-100.54538,25.74041],[-100.54531,25.7416]]}}
Línea 115.0 kV | LineString | 115.0 kV | 1 |  |  | CFE |  |  |  |  | OpenStreetMap | {"type":"Feature","properties":{},"geometry":{"type":"LineString","coordinates":[[-100.54613,25.72741],[-100.54597,25.72862],[-100.546,25.72981]]}}
Línea 115.0 kV | LineString | 115.0 kV | 1 |  |  | CFE |  |  |  |  | OpenStreetMap | {"type":"Feature","properties":{},"geometry":{"type":"LineString","coordinates":[[-100.54613,25.72741],[-100.54615,25.72863],[-100.546,25.72981]]}}
Línea 115.0 kV | LineString | 115.0 kV | 1 |  |  | CFE |  |  |  |  | OpenStreetMap | {"type":"Feature","properties":{},"geometry":{"type":"LineString","coordinates":[[-100.54626,25.72477],[-100.54617,25.72477],[-100.54466,25.72414],[-100.54455,25.72425]]}}
Línea 115.0 kV | LineString | 115.0 kV | 2 |  |  | CFE |  |  |  |  | OpenStreetMap | {"type":"Feature","properties":{},"geometry":{"type":"LineString","coordinates":[[-100.54642,25.72233],[-100.54634,25.72355],[-100.54626,25.72477],[-100.54622,25.72571],[-100.54618,25.72659],[-100.54613,25.72741]]}}
Línea 115.0 kV | LineString | 115.0 kV | 2 |  |  | CFE |  |  |  |  | OpenStreetMap | {"type":"Feature","properties":{},"geometry":{"type":"LineString","coordinates":[[-100.54637,25.72133],[-100.54554,25.72186],[-100.54505,25.72299],[-100.54479,25.72412],[-100.5444,25.72535],[-100.5441,25.72654],[-100.54382,25.72773],[-100.54338,25.72892],[-100.54279,25.72997],[-100.54202,25.73095],[-100.54112,25.73182],[-100.54007,25.73256],[-100.53898,25.73327],[-100.53787,25.73397],[-100.53674,25.73459],[-100.53551,25.73508],[-100.53442,25.73539],[-100.53332,25.73567],[-100.53222,25.73595],[-100.53113,25.73623],[-100.53051,25.73638]]}}
Línea 115.0 kV | LineString | 115.0 kV | 1 |  |  | CFE |  |  |  |  | OpenStreetMap | {"type":"Feature","properties":{},"geometry":{"type":"LineString","coordinates":[[-100.54656,25.71982],[-100.54637,25.72133],[-100.54642,25.72233]]}}
Línea 115.0 kV | LineString | 115.0 kV | 1 |  |  | CFE |  |  |  |  | OpenStreetMap | {"type":"Feature","properties":{},"geometry":{"type":"LineString","coordinates":[[-100.54656,25.71982],[-100.54648,25.72113],[-100.54642,25.72233]]}}
Línea 115.0 kV | LineString | 115.0 kV | 2 |  |  | CFE |  |  |  |  | OpenStreetMap | {"type":"Feature","properties":{},"geometry":{"type":"LineString","coordinates":[[-100.5498,25.71002],[-100.54927,25.71068],[-100.54835,25.71175],[-100.5476,25.71266],[-100.54694,25.71343],[-100.54688,25.71429],[-100.54683,25.71533],[-100.54676,25.71649],[-100.54669,25.71764],[-100.54663,25.71864],[-100.54656,25.71982]]}}
Línea 115.0 kV | LineString | 115.0 kV | 1 |  |  | CFE |  |  |  |  | OpenStreetMap | {"type":"Feature","properties":{},"geometry":{"type":"LineString","coordinates":[[-100.54269,25.76545],[-100.54272,25.7651],[-100.54357,25.76444],[-100.54434,25.76385],[-100.5446,25.76393],[-100.54483,25.76404]]}}
Línea 115.0 kV | LineString | 115.0 kV | 2 |  |  | CFE |  |  |  |  | OpenStreetMap | {"type":"Feature","properties":{},"geometry":{"type":"LineString","coordinates":[[-100.54239,25.76544],[-100.5424,25.76513],[-100.54334,25.76435],[-100.54371,25.76405],[-100.54414,25.76238],[-100.54409,25.76165],[-100.54307,25.76102],[-100.54198,25.76034],[-100.54089,25.75965],[-100.54018,25.75917],[-100.54007,25.75874]]}}
Línea 115.0 kV | LineString | 115.0 kV | 1 |  |  | CFE |  |  |  |  | OpenStreetMap | {"type":"Feature","properties":{},"geometry":{"type":"LineString","coordinates":[[-100.5421,25.76544],[-100.54212,25.76516],[-100.54281,25.76455],[-100.54354,25.76396],[-100.54376,25.76299],[-100.54396,25.76203],[-100.54303,25.76143],[-100.54207,25.76086],[-100.54114,25.76029],[-100.54017,25.75969],[-100.53935,25.75906],[-100.53838,25.75832],[-100.53738,25.75756],[-100.53639,25.75681],[-100.53539,25.75604],[-100.53442,25.7553],[-100.53344,25.75455],[-100.53244,25.7538],[-100.53148,25.75306],[-100.53047,25.75227],[-100.52967,25.75131],[-100.52944,25.75072],[-100.52896,25.74959],[-100.52848,25.74844],[-100.52801,25.74732],[-100.52753,25.74617],[-100.52707,25.74504],[-100.52674,25.74427],[-100.52659,25.74388],[-100.52632,25.74323],[-100.5259,25.74221],[-100.52543,25.74109],[-100.52497,25.73996],[-100.52482,25.73961],[-100.52454,25.73892],[-100.52415,25.73768],[-100.52386,25.73634],[-100.52356,25.73515],[-100.52334,25.73413],[-100.52309,25.73302],[-100.52286,25.7319],[-100.52261,25.73078],[-100.52237,25.72969],[-100.52214,25.72857],[-100.52163,25.72866],[-100.52162,25.7285]]}}
Línea 115.0 kV | LineString | 115.0 kV | 1 |  |  | CFE |  |  |  |  | OpenStreetMap | {"type":"Feature","properties":{},"geometry":{"type":"LineString","coordinates":[[-100.29339,25.71936],[-100.29381,25.71853],[-100.29505,25.71803],[-100.29629,25.71752],[-100.29756,25.71702],[-100.29838,25.71715],[-100.29884,25.71744]]}}
Línea 115.0 kV | LineString | 115.0 kV | 1 |  |  | CFE |  |  |  |  | OpenStreetMap | {"type":"Feature","properties":{},"geometry":{"type":"LineString","coordinates":[[-100.29915,25.76502],[-100.29909,25.76487]]}}
Línea 115.0 kV | LineString | 115.0 kV | 1 |  |  | CFE |  |  |  |  | OpenStreetMap | {"type":"Feature","properties":{},"geometry":{"type":"LineString","coordinates":[[-100.29905,25.76504],[-100.29909,25.76487]]}}
Línea 115.0 kV | LineString | 115.0 kV | 1 |  |  | CFE |  |  |  |  | OpenStreetMap | {"type":"Feature","properties":{},"geometry":{"type":"LineString","coordinates":[[-100.34222,25.70488],[-100.34152,25.70459],[-100.3401,25.70456],[-100.3388,25.70455],[-100.3374,25.70453],[-100.33613,25.7045],[-100.33481,25.70445],[-100.33377,25.70375],[-100.33263,25.70301],[-100.33165,25.70236],[-100.33047,25.70158],[-100.3295,25.70092],[-100.32864,25.70037],[-100.3277,25.69975],[-100.32766,25.69943]]}}
Línea 115.0 kV | LineString | 115.0 kV | 1 |  |  | CFE |  |  |  |  | OpenStreetMap | {"type":"Feature","properties":{},"geometry":{"type":"LineString","coordinates":[[-100.34222,25.70488],[-100.34226,25.70492],[-100.34228,25.70568],[-100.3423,25.70681],[-100.3423,25.70788],[-100.3423,25.70898],[-100.34196,25.70951],[-100.34175,25.7096],[-100.34167,25.70955],[-100.3418,25.7094]]}}
Línea 115.0 kV | LineString | 115.0 kV | 1 |  |  | CFE |  |  |  |  | OpenStreetMap | {"type":"Feature","properties":{},"geometry":{"type":"LineString","coordinates":[[-100.36191,25.71186],[-100.36181,25.71197],[-100.36113,25.71133],[-100.36008,25.71055],[-100.35913,25.70984],[-100.35808,25.70906],[-100.35612,25.70762],[-100.35435,25.70633],[-100.35347,25.70568],[-100.35277,25.70501],[-100.35191,25.70504],[-100.35039,25.70499],[-100.34891,25.70498],[-100.34744,25.70495],[-100.34603,25.70495],[-100.34464,25.70491],[-100.34301,25.70489],[-100.34222,25.70488]]}}
Línea 115.0 kV | LineString | 115.0 kV | 1 |  |  | CFE |  |  |  |  | OpenStreetMap | {"type":"Feature","properties":{},"geometry":{"type":"LineString","coordinates":[[-100.36244,25.71451],[-100.36223,25.71435],[-100.36262,25.71343],[-100.36218,25.71262],[-100.36181,25.71197],[-100.36202,25.71189]]}}
Línea 115.0 kV | LineString | 115.0 kV | 2 |  |  | CFE |  |  |  |  | OpenStreetMap | {"type":"Feature","properties":{},"geometry":{"type":"LineString","coordinates":[[-100.29909,25.76487],[-100.30056,25.7647],[-100.30202,25.76449],[-100.30224,25.76268],[-100.30243,25.76087],[-100.3033,25.75843],[-100.30422,25.75583],[-100.30533,25.7536],[-100.30616,25.75266],[-100.30701,25.75173],[-100.30897,25.74957],[-100.31123,25.74853],[-100.31263,25.74791],[-100.31419,25.74716],[-100.31565,25.74649],[-100.31714,25.74581],[-100.31745,25.74567],[-100.32041,25.74431],[-100.32193,25.74326],[-100.32303,25.74253],[-100.32389,25.74191],[-100.32477,25.74132],[-100.3257,25.7407],[-100.32651,25.74026],[-100.32759,25.73969],[-100.32852,25.73918],[-100.32948,25.73867],[-100.33049,25.73814],[-100.33158,25.73756],[-100.33279,25.73692],[-100.33407,25.73625],[-100.33521,25.73564],[-100.33626,25.73503],[-100.33745,25.73446],[-100.33857,25.73385],[-100.33954,25.73334],[-100.3405,25.73284],[-100.34143,25.73234],[-100.34233,25.73185],[-100.3431,25.73145],[-100.34414,25.73088],[-100.34546,25.73021],[-100.34619,25.72981],[-100.3472,25.72926],[-100.34819,25.72872],[-100.34919,25.7282],[-100.35038,25.72756],[-100.35154,25.72695],[-100.35276,25.72629],[-100.35394,25.72561],[-100.35463,25.72475],[-100.3553,25.72388],[-100.35589,25.72311],[-100.35648,25.72233],[-100.35736,25.72118],[-100.35823,25.72002]]}}
Línea 115.0 kV | LineString | 115.0 kV | 2 |  |  | CFE |  |  |  |  | OpenStreetMap | {"type":"Feature","properties":{},"geometry":{"type":"LineString","coordinates":[[-100.37265,25.69778],[-100.37258,25.69776]]}}
Línea 115.0 kV | LineString | 115.0 kV | 2 |  |  | CFE |  |  |  |  | OpenStreetMap | {"type":"Feature","properties":{},"geometry":{"type":"LineString","coordinates":[[-100.36041,25.68111],[-100.36123,25.68195],[-100.36321,25.68455],[-100.36508,25.68704],[-100.36703,25.68958],[-100.36798,25.69085],[-100.36958,25.69295],[-100.37107,25.69493],[-100.37283,25.69724],[-100.37265,25.69778]]}}
Línea 115.0 kV | LineString | 115.0 kV | 1 |  |  | CFE |  |  |  |  | OpenStreetMap | {"type":"Feature","properties":{},"geometry":{"type":"LineString","coordinates":[[-100.35936,25.67993],[-100.36041,25.68111]]}}
Línea 115.0 kV | LineString | 115.0 kV | 1 |  |  | CFE |  |  |  |  | OpenStreetMap | {"type":"Feature","properties":{},"geometry":{"type":"LineString","coordinates":[[-100.35927,25.67999],[-100.36041,25.68111]]}}
Línea 115.0 kV | LineString | 115.0 kV | 1 |  |  | CFE |  |  |  |  | OpenStreetMap | {"type":"Feature","properties":{},"geometry":{"type":"LineString","coordinates":[[-100.35959,25.67992],[-100.36003,25.68044]]}}
Línea 115.0 kV | LineString | 115.0 kV | 1 |  |  | CFE |  |  |  |  | OpenStreetMap | {"type":"Feature","properties":{},"geometry":{"type":"LineString","coordinates":[[-100.35964,25.67989],[-100.36003,25.68044]]}}
Línea 115.0 kV | LineString | 115.0 kV | 2 |  |  | CFE |  |  |  |  | OpenStreetMap | {"type":"Feature","properties":{},"geometry":{"type":"LineString","coordinates":[[-100.35931,25.68009],[-100.35951,25.68032],[-100.35845,25.6804],[-100.35733,25.68086],[-100.35707,25.68021],[-100.35708,25.67922],[-100.35688,25.67892],[-100.35574,25.67941],[-100.35455,25.67992],[-100.35335,25.68043],[-100.35253,25.68079],[-100.35138,25.68127],[-100.35025,25.68175],[-100.34914,25.68224],[-100.34801,25.68276],[-100.34698,25.68331],[-100.34594,25.6839],[-100.34488,25.68448],[-100.34387,25.68504],[-100.34282,25.68562],[-100.34222,25.68594]]}}
Línea 115.0 kV | LineString | 115.0 kV | 1 |  |  | CFE |  |  |  |  | OpenStreetMap | {"type":"Feature","properties":{},"geometry":{"type":"LineString","coordinates":[[-100.38188,25.67232],[-100.38194,25.67178],[-100.38183,25.67179]]}}
Línea 115.0 kV | LineString | 115.0 kV | 1 |  |  | CFE |  |  |  |  | OpenStreetMap | {"type":"Feature","properties":{},"geometry":{"type":"LineString","coordinates":[[-100.38188,25.67232],[-100.38209,25.67173],[-100.38182,25.67168]]}}
Línea 115.0 kV | LineString | 115.0 kV | 2 |  |  | CFE |  |  |  |  | OpenStreetMap | {"type":"Feature","properties":{},"geometry":{"type":"LineString","coordinates":[[-100.38207,25.67433],[-100.38206,25.67421],[-100.38141,25.67404],[-100.381,25.67363],[-100.38192,25.67306],[-100.38188,25.67232]]}}
Línea 115.0 kV | LineString | 115.0 kV | 2 |  |  | CFE |  |  |  |  | OpenStreetMap | {"type":"Feature","properties":{},"geometry":{"type":"LineString","coordinates":[[-100.36003,25.68044],[-100.36108,25.68073],[-100.3623,25.68092],[-100.36339,25.68049],[-100.36432,25.67997],[-100.36512,25.67951],[-100.37004,25.6767],[-100.37442,25.67582],[-100.37717,25.67528],[-100.37944,25.67484],[-100.3801,25.67471],[-100.38207,25.67433]]}}
Línea 115.0 kV | LineString | 115.0 kV | 1 |  |  | CFE |  |  |  |  | OpenStreetMap | {"type":"Feature","properties":{},"geometry":{"type":"LineString","coordinates":[[-100.43578,25.67462],[-100.43617,25.67412],[-100.43656,25.67345],[-100.437,25.67277],[-100.43763,25.67196],[-100.43839,25.67242],[-100.43871,25.67253]]}}
Línea 115.0 kV | LineString | 115.0 kV | 2 |  |  | CFE |  |  |  |  | OpenStreetMap | {"type":"Feature","properties":{},"geometry":{"type":"LineString","coordinates":[[-100.43304,25.68363],[-100.43301,25.68347],[-100.43319,25.68269],[-100.43344,25.68178],[-100.43303,25.68151],[-100.43334,25.68077],[-100.43373,25.67979],[-100.43421,25.67862],[-100.43482,25.6772],[-100.43542,25.67575],[-100.43587,25.67473],[-100.43578,25.67462],[-100.43446,25.67459],[-100.43291,25.67449],[-100.43195,25.67444],[-100.43177,25.67363]]}}
Línea 115.0 kV | LineString | 115.0 kV | 2 |  |  | CFE |  |  |  |  | OpenStreetMap | {"type":"Feature","properties":{},"geometry":{"type":"LineString","coordinates":[[-100.40049,25.67743],[-100.39942,25.6768],[-100.39835,25.67615],[-100.39758,25.6758],[-100.39644,25.6754],[-100.39526,25.6752],[-100.39402,25.67508],[-100.39283,25.67504],[-100.39184,25.6752],[-100.39063,25.6753],[-100.38943,25.6752],[-100.38827,25.67514],[-100.38803,25.67537],[-100.38741,25.67526],[-100.38463,25.6748],[-100.38207,25.67433]]}}
Línea 115.0 kV | LineString | 115.0 kV | 4 |  |  | CFE |  |  |  |  | OpenStreetMap | {"type":"Feature","properties":{},"geometry":{"type":"LineString","coordinates":[[-100.4429,25.6847],[-100.44125,25.68455],[-100.44006,25.68441],[-100.43871,25.68426],[-100.43731,25.68411],[-100.4359,25.68394],[-100.43451,25.68379],[-100.43304,25.68363]]}}
Línea 115.0 kV | LineString | 115.0 kV | 1 |  |  | CFE |  |  |  |  | OpenStreetMap | {"type":"Feature","properties":{},"geometry":{"type":"LineString","coordinates":[[-100.32766,25.69943],[-100.32719,25.69941],[-100.32658,25.699],[-100.32542,25.69822],[-100.32427,25.69746],[-100.32287,25.69745],[-100.32137,25.69747],[-100.31986,25.69748],[-100.31852,25.69743],[-100.31853,25.69761]]}}
Línea 115.0 kV | LineString | 115.0 kV | 2 |  |  | CFE |  |  |  |  | OpenStreetMap | {"type":"Feature","properties":{},"geometry":{"type":"LineString","coordinates":[[-100.34222,25.68594],[-100.34237,25.68613]]}}
Línea 115.0 kV | LineString | 115.0 kV | 2 |  |  | CFE |  |  |  |  | OpenStreetMap | {"type":"Feature","properties":{},"geometry":{"type":"LineString","coordinates":[[-100.34222,25.68594],[-100.34178,25.68619],[-100.34091,25.68666],[-100.33968,25.68694]]}}
Línea 115.0 kV | LineString | 115.0 kV | 2 |  |  | CFE |  |  |  |  | OpenStreetMap | {"type":"Feature","properties":{},"geometry":{"type":"LineString","coordinates":[[-100.39053,25.67259],[-100.38957,25.67237],[-100.38859,25.67213],[-100.38767,25.67181],[-100.38687,25.67135],[-100.38601,25.6709],[-100.38486,25.6706],[-100.38346,25.67056],[-100.38252,25.67099],[-100.38204,25.67129],[-100.38079,25.67143],[-100.37986,25.67154],[-100.37863,25.67166],[-100.3774,25.6718],[-100.37627,25.67193],[-100.37508,25.67206],[-100.37388,25.6722],[-100.37269,25.67233],[-100.37154,25.67258],[-100.37043,25.673],[-100.36936,25.67348],[-100.3683,25.67395],[-100.36713,25.67445],[-100.36606,25.67489],[-100.36497,25.67536],[-100.36392,25.67581],[-100.36276,25.67629],[-100.36169,25.67676],[-100.36061,25.67722],[-100.35954,25.67768],[-100.35769,25.67847],[-100.35679,25.67885],[-100.35572,25.67931],[-100.35463,25.67978],[-100.35364,25.68022],[-100.35258,25.68067],[-100.3514,25.68119],[-100.35042,25.6816],[-100.34921,25.68211],[-100.34828,25.68252],[-100.34746,25.68295],[-100.34665,25.68339],[-100.34585,25.68383],[-100.34465,25.68449],[-100.3436,25.68507],[-100.34262,25.68561],[-100.34175,25.68611],[-100.34078,25.68664],[-100.34009,25.68701],[-100.33903,25.6876],[-100.33806,25.68794],[-100.33686,25.6881],[-100.33587,25.68811],[-100.33494,25.68805],[-100.33394,25.68793],[-100.33319,25.68785],[-100.33161,25.68785],[-100.33049,25.68771],[-100.33025,25.68808],[-100.33012,25.689],[-100.32996,25.69007],[-100.3298,25.69112],[-100.32966,25.69214],[-100.32948,25.69331],[-100.32928,25.69425],[-100.32906,25.69526],[-100.32872,25.69638],[-100.32838,25.69739],[-100.32801,25.6985],[-100.32766,25.69943]]}}
Línea 115.0 kV | LineString | 115.0 kV | 1 |  |  | CFE |  |  |  |  | OpenStreetMap | {"type":"Feature","properties":{},"geometry":{"type":"LineString","coordinates":[[-100.40341,25.67802],[-100.40049,25.67743]]}}
Línea 115.0 kV | LineString | 115.0 kV | 1 |  |  | CFE |  |  |  |  | OpenStreetMap | {"type":"Feature","properties":{},"geometry":{"type":"LineString","coordinates":[[-100.40341,25.67802],[-100.40254,25.67778]]}}
Línea 115.0 kV | LineString | 115.0 kV | 1 |  |  | CFE |  |  |  |  | OpenStreetMap | {"type":"Feature","properties":{},"geometry":{"type":"LineString","coordinates":[[-100.40254,25.67778],[-100.40049,25.67743]]}}
Línea 115.0 kV | LineString | 115.0 kV | 2 |  |  | CFE |  |  |  |  | OpenStreetMap | {"type":"Feature","properties":{},"geometry":{"type":"LineString","coordinates":[[-100.43304,25.68363],[-100.43251,25.68356],[-100.4309,25.68336],[-100.4287,25.68313],[-100.42664,25.68269],[-100.42455,25.68228],[-100.42183,25.68173],[-100.41925,25.68121],[-100.41715,25.68079],[-100.41472,25.68031],[-100.41189,25.67973],[-100.40922,25.67919],[-100.40689,25.67872],[-100.40341,25.67802]]}}
Línea 115.0 kV | LineString | 115.0 kV | 1 |  |  | CFE |  |  |  |  | OpenStreetMap | {"type":"Feature","properties":{},"geometry":{"type":"LineString","coordinates":[[-100.4075,25.67527],[-100.40748,25.67598],[-100.40745,25.67752],[-100.40746,25.67869],[-100.40692,25.6786],[-100.40689,25.67872]]}}
Línea 115.0 kV | LineString | 115.0 kV | 1 |  |  | CFE |  |  |  |  | OpenStreetMap | {"type":"Feature","properties":{},"geometry":{"type":"LineString","coordinates":[[-100.40731,25.6707],[-100.40724,25.67173],[-100.40722,25.67283],[-100.40725,25.67397],[-100.40705,25.67508],[-100.40579,25.67506],[-100.40456,25.67504],[-100.40332,25.67502],[-100.40302,25.67532],[-100.40305,25.67606],[-100.40309,25.6768],[-100.40254,25.67778]]}}
Línea 115.0 kV | LineString | 115.0 kV | 1 |  |  | CFE |  |  |  |  | OpenStreetMap | {"type":"Feature","properties":{},"geometry":{"type":"LineString","coordinates":[[-100.40805,25.67094],[-100.4078,25.67089]]}}
Línea 115.0 kV | LineString | 115.0 kV | 1 |  |  | CFE |  |  |  |  | OpenStreetMap | {"type":"Feature","properties":{},"geometry":{"type":"LineString","coordinates":[[-100.40805,25.67094],[-100.40805,25.67084],[-100.40782,25.67083]]}}
Línea 115.0 kV | LineString | 115.0 kV | 2 |  |  | CFE |  |  |  |  | OpenStreetMap | {"type":"Feature","properties":{},"geometry":{"type":"LineString","coordinates":[[-100.39624,25.67406],[-100.39647,25.67419],[-100.39762,25.67465],[-100.39866,25.67516],[-100.3999,25.6751],[-100.40118,25.67467],[-100.40251,25.67445],[-100.40374,25.67451],[-100.40464,25.67463],[-100.40583,25.67488],[-100.4071,25.67509],[-100.40725,25.67394],[-100.40724,25.67283],[-100.40727,25.67176],[-100.40732,25.67084],[-100.40805,25.67094]]}}
Línea 115.0 kV | LineString | 115.0 kV | 1 |  |  | CFE |  |  |  |  | OpenStreetMap | {"type":"Feature","properties":{},"geometry":{"type":"LineString","coordinates":[[-100.40731,25.6707],[-100.40756,25.67072]]}}
Línea 115.0 kV | LineString | 115.0 kV | 1 |  |  | CFE |  |  |  |  | OpenStreetMap | {"type":"Feature","properties":{},"geometry":{"type":"LineString","coordinates":[[-100.40734,25.6705],[-100.40731,25.6707]]}}
Línea 115.0 kV | LineString | 115.0 kV | 1 |  |  | CFE |  |  |  |  | OpenStreetMap | {"type":"Feature","properties":{},"geometry":{"type":"LineString","coordinates":[[-100.40734,25.6705],[-100.40757,25.6706]]}}
Línea 115.0 kV | LineString | 115.0 kV | 1 |  |  | CFE |  |  |  |  | OpenStreetMap | {"type":"Feature","properties":{},"geometry":{"type":"LineString","coordinates":[[-100.40899,25.66975],[-100.4083,25.67005],[-100.40719,25.67047],[-100.40716,25.6714],[-100.40712,25.67231],[-100.4071,25.67322],[-100.40708,25.67417],[-100.40717,25.67462],[-100.4075,25.67527],[-100.40774,25.67528],[-100.40778,25.67559]]}}
Línea 115.0 kV | LineString | 115.0 kV | 1 |  |  | CFE |  |  |  |  | OpenStreetMap | {"type":"Feature","properties":{},"geometry":{"type":"LineString","coordinates":[[-100.40926,25.66985],[-100.40882,25.6699],[-100.40808,25.67021],[-100.40734,25.6705]]}}
Línea 115.0 kV | LineString | 115.0 kV | 1 |  |  | CFE |  |  |  |  | OpenStreetMap | {"type":"Feature","properties":{},"geometry":{"type":"LineString","coordinates":[[-100.40899,25.66975],[-100.40945,25.66953],[-100.40941,25.66968]]}}
Línea 115.0 kV | LineString | 115.0 kV | 2 |  |  | CFE |  |  |  |  | OpenStreetMap | {"type":"Feature","properties":{},"geometry":{"type":"LineString","coordinates":[[-100.40887,25.66915],[-100.40894,25.66958],[-100.40899,25.66975]]}}
Línea 115.0 kV | LineString | 115.0 kV | 1 |  |  | CFE |  |  |  |  | OpenStreetMap | {"type":"Feature","properties":{},"geometry":{"type":"LineString","coordinates":[[-100.42363,25.65979],[-100.42375,25.65939]]}}
Línea 115.0 kV | LineString | 115.0 kV | 2 |  |  | CFE |  |  |  |  | OpenStreetMap | {"type":"Feature","properties":{},"geometry":{"type":"LineString","coordinates":[[-100.40853,25.66736],[-100.40834,25.66704],[-100.40941,25.6667]]}}
Línea 115.0 kV | LineString | 115.0 kV | 1 |  |  | CFE |  |  |  |  | OpenStreetMap | {"type":"Feature","properties":{},"geometry":{"type":"LineString","coordinates":[[-100.40887,25.66915],[-100.40866,25.6692],[-100.40838,25.66743],[-100.40853,25.66736]]}}
Línea 115.0 kV | LineString | 115.0 kV | 1 |  |  | CFE |  |  |  |  | OpenStreetMap | {"type":"Feature","properties":{},"geometry":{"type":"LineString","coordinates":[[-100.26719,25.66521],[-100.26696,25.66589],[-100.26699,25.66727],[-100.267,25.6687],[-100.26702,25.67013],[-100.26703,25.67156],[-100.26706,25.67305],[-100.26707,25.67447],[-100.2671,25.67598],[-100.26711,25.67742],[-100.26713,25.67911],[-100.2674,25.67945],[-100.26836,25.67965],[-100.26953,25.67995],[-100.27084,25.68034],[-100.27177,25.68064],[-100.27338,25.68117],[-100.27482,25.68134],[-100.27601,25.68172],[-100.2782,25.68245],[-100.27819,25.6822]]}}
Línea 115.0 kV | LineString | 115.0 kV | 2 |  |  | CFE |  |  |  |  | OpenStreetMap | {"type":"Feature","properties":{},"geometry":{"type":"LineString","coordinates":[[-100.26882,25.66025],[-100.26799,25.66272],[-100.26719,25.66521]]}}
Línea 115.0 kV | LineString | 115.0 kV | 2 |  |  | CFE |  |  |  |  | OpenStreetMap | {"type":"Feature","properties":{},"geometry":{"type":"LineString","coordinates":[[-100.26884,25.65638],[-100.26881,25.65786],[-100.26882,25.66025]]}}
Línea 115.0 kV | LineString | 115.0 kV | 1 |  |  | CFE |  |  |  |  | OpenStreetMap | {"type":"Feature","properties":{},"geometry":{"type":"LineString","coordinates":[[-100.29743,25.67228],[-100.29702,25.67228],[-100.29608,25.67218],[-100.29551,25.67189],[-100.29478,25.67181],[-100.29385,25.67171],[-100.29296,25.67161],[-100.29216,25.6715],[-100.292,25.6711],[-100.29142,25.66952],[-100.29139,25.66898],[-100.29137,25.66847],[-100.29056,25.66852],[-100.28973,25.66857],[-100.28909,25.66853],[-100.28828,25.6685],[-100.28765,25.66845],[-100.28695,25.66841],[-100.28697,25.66781],[-100.28702,25.66706],[-100.28704,25.6664],[-100.28708,25.66572],[-100.2871,25.66515],[-100.28715,25.66442],[-100.28719,25.66376],[-100.28725,25.66292],[-100.28728,25.6622],[-100.28732,25.66152],[-100.28735,25.66094],[-100.28742,25.65997],[-100.28654,25.66],[-100.28566,25.66004],[-100.28493,25.66007],[-100.28412,25.6601],[-100.28335,25.66012],[-100.28257,25.66016],[-100.28196,25.66017],[-100.28118,25.66022],[-100.28032,25.66026],[-100.27901,25.66022],[-100.27808,25.66017],[-100.27683,25.66014],[-100.27617,25.66007],[-100.27507,25.65988],[-100.27394,25.65919],[-100.27321,25.65893],[-100.27212,25.6592],[-100.27098,25.6599],[-100.26972,25.66065],[-100.26901,25.66033],[-100.26882,25.66025]]}}
Línea 115.0 kV | LineString | 115.0 kV | 1 |  |  | CFE |  |  |  |  | OpenStreetMap | {"type":"Feature","properties":{},"geometry":{"type":"LineString","coordinates":[[-100.31302,25.65036],[-100.31339,25.65116],[-100.31303,25.65209],[-100.31276,25.65279],[-100.31252,25.65334],[-100.31246,25.65432],[-100.31222,25.65567],[-100.31197,25.65699],[-100.31175,25.65826],[-100.31159,25.65914],[-100.31135,25.6604],[-100.31135,25.661],[-100.31135,25.66147],[-100.31038,25.66147],[-100.31006,25.66145]]}}
Línea 115.0 kV | LineString | 115.0 kV | 2 |  |  | CFE |  |  |  |  | OpenStreetMap | {"type":"Feature","properties":{},"geometry":{"type":"LineString","coordinates":[[-100.31198,25.63843],[-100.31196,25.64036],[-100.31201,25.64256],[-100.31206,25.64576],[-100.31208,25.64687],[-100.3111,25.65125],[-100.31068,25.65327],[-100.31025,25.65386],[-100.3102,25.65418]]}}
Línea 115.0 kV | LineString | 115.0 kV | 1 |  |  | CFE |  |  |  |  | OpenStreetMap | {"type":"Feature","properties":{},"geometry":{"type":"LineString","coordinates":[[-100.31302,25.65036],[-100.31233,25.65087],[-100.31215,25.65162],[-100.31181,25.65312],[-100.31155,25.65431],[-100.3113,25.65557],[-100.31107,25.65681],[-100.31081,25.658],[-100.31054,25.65922],[-100.3103,25.66041],[-100.31006,25.66145]]}}
Línea 115.0 kV | LineString | 115.0 kV | 1 |  |  | CFE |  |  |  |  | OpenStreetMap | {"type":"Feature","properties":{},"geometry":{"type":"LineString","coordinates":[[-100.31892,25.64503],[-100.31915,25.64474],[-100.31965,25.64339]]}}
Línea 115.0 kV | LineString | 115.0 kV | 2 |  |  | CFE |  |  |  |  | OpenStreetMap | {"type":"Feature","properties":{},"geometry":{"type":"LineString","coordinates":[[-100.32007,25.64445],[-100.31988,25.64466],[-100.31838,25.64686],[-100.317,25.64905],[-100.31719,25.65131]]}}
Línea 115.0 kV | LineString | 115.0 kV | 1 |  |  | CFE |  |  |  |  | OpenStreetMap | {"type":"Feature","properties":{},"geometry":{"type":"LineString","coordinates":[[-100.31282,25.66213],[-100.31414,25.66214],[-100.31435,25.66105],[-100.31455,25.66012],[-100.31471,25.65935],[-100.31496,25.65814],[-100.31528,25.65672],[-100.3155,25.65571],[-100.31575,25.65457],[-100.31593,25.65379],[-100.31616,25.65244],[-100.31719,25.65131]]}}
Línea 115.0 kV | LineString | 115.0 kV | 2 |  |  | CFE |  |  |  |  | OpenStreetMap | {"type":"Feature","properties":{},"geometry":{"type":"LineString","coordinates":[[-100.31994,25.64439],[-100.31971,25.64458],[-100.31906,25.64555],[-100.31551,25.64827],[-100.31302,25.65036]]}}
Línea 115.0 kV | LineString | 115.0 kV | 1 |  |  | CFE |  |  |  |  | OpenStreetMap | {"type":"Feature","properties":{},"geometry":{"type":"LineString","coordinates":[[-100.31282,25.66213],[-100.31315,25.66194],[-100.31343,25.66058],[-100.31366,25.65954],[-100.31387,25.65852],[-100.3141,25.65733],[-100.31433,25.6563],[-100.31453,25.65534],[-100.31468,25.65458],[-100.31494,25.65346],[-100.31538,25.6522],[-100.31719,25.65131]]}}
Línea 115.0 kV | LineString | 115.0 kV | 2 |  |  | CFE |  |  |  |  | OpenStreetMap | {"type":"Feature","properties":{},"geometry":{"type":"LineString","coordinates":[[-100.31137,25.66145],[-100.31203,25.66175],[-100.31282,25.66213]]}}
Línea 115.0 kV | LineString | 115.0 kV | 2 |  |  | CFE |  |  |  |  | OpenStreetMap | {"type":"Feature","properties":{},"geometry":{"type":"LineString","coordinates":[[-100.29788,25.66657],[-100.29885,25.66622],[-100.30016,25.66575],[-100.30152,25.66506],[-100.30258,25.66416],[-100.30346,25.66355],[-100.30437,25.66293],[-100.3054,25.66236],[-100.30686,25.66181],[-100.308,25.66156],[-100.30926,25.66146],[-100.31006,25.66145]]}}
Línea 115.0 kV | LineString | 115.0 kV | 1 |  |  | CFE |  |  |  |  | OpenStreetMap | {"type":"Feature","properties":{},"geometry":{"type":"LineString","coordinates":[[-100.29824,25.67205],[-100.29817,25.67222],[-100.2972,25.67209],[-100.29744,25.67221]]}}
Línea 115.0 kV | LineString | 115.0 kV | 1 |  |  | CFE |  |  |  |  | OpenStreetMap | {"type":"Feature","properties":{},"geometry":{"type":"LineString","coordinates":[[-100.2982,25.67226],[-100.29827,25.67203],[-100.29836,25.6711],[-100.29856,25.66969],[-100.29873,25.66839],[-100.29802,25.66688],[-100.29788,25.66657]]}}
Línea 115.0 kV | LineString | 115.0 kV | 1 |  |  | CFE |  |  |  |  | OpenStreetMap | {"type":"Feature","properties":{},"geometry":{"type":"LineString","coordinates":[[-100.29788,25.66657],[-100.29695,25.66702],[-100.29604,25.66746],[-100.29543,25.66774],[-100.29439,25.66807],[-100.29327,25.66848],[-100.29233,25.6689],[-100.29093,25.66948],[-100.28972,25.6699],[-100.28821,25.67036],[-100.28685,25.67097],[-100.28615,25.67118],[-100.28511,25.67162],[-100.2842,25.67196],[-100.2826,25.67227],[-100.28124,25.67268],[-100.28054,25.67282],[-100.2791,25.67303],[-100.27754,25.67356],[-100.27631,25.67426],[-100.27494,25.67545],[-100.27415,25.67641],[-100.27374,25.67698],[-100.27344,25.67777],[-100.27309,25.67876],[-100.27238,25.67995],[-100.27402,25.68086],[-100.27549,25.68101],[-100.27675,25.68103],[-100.27761,25.68105],[-100.27762,25.68154],[-100.27833,25.68159],[-100.27836,25.68191]]}}
Línea 115.0 kV | LineString | 115.0 kV | 2 |  |  | CFE |  |  |  |  | OpenStreetMap | {"type":"Feature","properties":{},"geometry":{"type":"LineString","coordinates":[[-100.29254,25.70405],[-100.292,25.70459],[-100.29146,25.7052],[-100.29087,25.70588],[-100.29095,25.70595]]}}
Línea 115.0 kV | LineString | 115.0 kV | 1 |  |  | CFE |  |  |  |  | OpenStreetMap | {"type":"Feature","properties":{},"geometry":{"type":"LineString","coordinates":[[-100.27839,25.68218],[-100.27843,25.68254],[-100.27925,25.68272],[-100.2802,25.68266],[-100.28137,25.68257],[-100.28247,25.68248],[-100.28355,25.68239],[-100.28463,25.68231],[-100.28574,25.68222],[-100.2863,25.68217],[-100.2873,25.68209],[-100.28776,25.68204],[-100.28893,25.68191],[-100.29007,25.68176],[-100.29099,25.68175],[-100.29123,25.68241],[-100.29186,25.68356],[-100.29207,25.68397],[-100.29272,25.68518],[-100.29321,25.68607],[-100.29418,25.68785],[-100.2951,25.68953],[-100.29575,25.69068],[-100.29562,25.69139],[-100.29552,25.69204],[-100.2954,25.69285],[-100.29528,25.69376],[-100.29515,25.69462],[-100.29494,25.69611],[-100.29479,25.69748],[-100.295,25.69799],[-100.2949,25.69854],[-100.29467,25.69913],[-100.29418,25.69954],[-100.29401,25.70027],[-100.29323,25.70037],[-100.29307,25.70067],[-100.29305,25.70155],[-100.29302,25.70288],[-100.293,25.7034],[-100.29254,25.70405]]}}
Línea 115.0 kV | LineString | 115.0 kV | 1 |  |  | CFE |  |  |  |  | OpenStreetMap | {"type":"Feature","properties":{},"geometry":{"type":"LineString","coordinates":[[-100.29518,25.7005],[-100.2948,25.70128],[-100.29433,25.70205],[-100.29384,25.70278],[-100.29318,25.70346],[-100.29254,25.70405]]}}
Línea 115.0 kV | LineString | 115.0 kV | 1 |  |  | CFE |  |  |  |  | OpenStreetMap | {"type":"Feature","properties":{},"geometry":{"type":"LineString","coordinates":[[-100.29518,25.7005],[-100.29536,25.70054],[-100.29674,25.7005],[-100.29814,25.70045],[-100.29801,25.70038]]}}
Línea 115.0 kV | LineString | 115.0 kV | 1 |  |  | CFE |  |  |  |  | OpenStreetMap | {"type":"Feature","properties":{},"geometry":{"type":"LineString","coordinates":[[-100.29598,25.69132],[-100.29624,25.69197],[-100.29664,25.69269],[-100.29711,25.69356],[-100.29758,25.69445]]}}
Línea 115.0 kV | LineString | 115.0 kV | 1 |  |  | CFE |  |  |  |  | OpenStreetMap | {"type":"Feature","properties":{},"geometry":{"type":"LineString","coordinates":[[-100.3049,25.69112],[-100.30476,25.69105],[-100.30412,25.6907],[-100.30356,25.69038],[-100.30332,25.69033]]}}
Línea 115.0 kV | LineString | 115.0 kV | 1 |  |  | CFE |  |  |  |  | OpenStreetMap | {"type":"Feature","properties":{},"geometry":{"type":"LineString","coordinates":[[-100.29664,25.69269],[-100.29795,25.69271],[-100.29815,25.69271],[-100.29927,25.69272],[-100.30062,25.69273],[-100.30204,25.69275],[-100.30314,25.69267],[-100.30428,25.69272],[-100.30478,25.69162],[-100.30495,25.6912]]}}
Línea 115.0 kV | LineString | 115.0 kV | 1 |  |  | CFE |  |  |  |  | OpenStreetMap | {"type":"Feature","properties":{},"geometry":{"type":"LineString","coordinates":[[-100.29844,25.67447],[-100.29923,25.67455],[-100.29999,25.67463],[-100.29989,25.67559],[-100.29976,25.67647],[-100.29965,25.67735],[-100.29949,25.67852],[-100.29934,25.6797],[-100.2992,25.68084],[-100.29899,25.68205],[-100.29887,25.68315],[-100.29875,25.68403],[-100.29871,25.68431],[-100.29854,25.68562],[-100.29849,25.68592],[-100.29837,25.68679],[-100.2982,25.68809],[-100.29788,25.69048],[-100.29774,25.69144],[-100.29841,25.69135],[-100.29815,25.69271],[-100.29815,25.69272],[-100.29795,25.69347],[-100.29772,25.69412],[-100.29758,25.69445],[-100.29726,25.69525],[-100.29689,25.69616],[-100.29656,25.69704],[-100.2962,25.6979],[-100.29585,25.69878],[-100.29553,25.69968],[-100.29518,25.7005]]}}
Línea 115.0 kV | LineString | 115.0 kV | 1 |  |  | CFE |  |  |  |  | OpenStreetMap | {"type":"Feature","properties":{},"geometry":{"type":"LineString","coordinates":[[-100.29834,25.6859],[-100.29849,25.68592],[-100.29916,25.68598],[-100.29998,25.68606],[-100.30114,25.68619],[-100.30242,25.68632],[-100.3035,25.68643],[-100.30451,25.68655],[-100.30581,25.6867],[-100.30697,25.68684],[-100.30817,25.68698],[-100.3094,25.68714],[-100.3106,25.68731],[-100.31171,25.68745],[-100.31206,25.68699],[-100.31343,25.68712],[-100.31435,25.6872],[-100.31541,25.6873],[-100.31637,25.6874],[-100.31639,25.68749]]}}
Línea 115.0 kV | LineString | 115.0 kV | 1 |  |  | CFE |  |  |  |  | OpenStreetMap | {"type":"Feature","properties":{},"geometry":{"type":"LineString","coordinates":[[-100.30964,25.704],[-100.30969,25.70339],[-100.30978,25.70261],[-100.30991,25.70169],[-100.31009,25.70054],[-100.31016,25.69985],[-100.31028,25.69899],[-100.3104,25.698],[-100.3105,25.69726],[-100.31063,25.69632],[-100.31072,25.69546],[-100.31082,25.6948],[-100.31091,25.69403],[-100.311,25.69333],[-100.31109,25.69263],[-100.3112,25.69186],[-100.31128,25.69114],[-100.31145,25.68976],[-100.31157,25.68898],[-100.31165,25.68832],[-100.31175,25.68748],[-100.31183,25.68695],[-100.31191,25.6864],[-100.31196,25.68576],[-100.313,25.68586],[-100.31398,25.68596],[-100.31494,25.68605],[-100.31581,25.68614],[-100.31645,25.68669],[-100.31662,25.68713],[-100.31662,25.68738],[-100.31657,25.6874],[-100.31651,25.6875]]}}
Línea 115.0 kV | LineString | 115.0 kV | 1 |  |  | CFE |  |  |  |  | OpenStreetMap | {"type":"Feature","properties":{},"geometry":{"type":"LineString","coordinates":[[-100.31707,25.70382],[-100.31705,25.7047],[-100.31707,25.70563],[-100.31715,25.70668],[-100.31714,25.70726],[-100.3177,25.70727],[-100.31796,25.70727]]}}
Línea 115.0 kV | LineString | 115.0 kV | 1 |  |  | CFE |  |  |  |  | OpenStreetMap | {"type":"Feature","properties":{},"geometry":{"type":"LineString","coordinates":[[-100.31707,25.70382],[-100.31665,25.70393],[-100.31573,25.70391],[-100.31527,25.70395],[-100.31459,25.70403],[-100.31363,25.70408],[-100.31269,25.70407],[-100.31169,25.70405],[-100.31079,25.70404],[-100.30993,25.70401],[-100.30964,25.704],[-100.30819,25.70397],[-100.30685,25.70396],[-100.30526,25.70391],[-100.30472,25.70431],[-100.30462,25.7049],[-100.30449,25.70593],[-100.30434,25.70715],[-100.30418,25.70837],[-100.30401,25.70957],[-100.30386,25.71084],[-100.30377,25.71165],[-100.30375,25.71176]]}}
Línea 115.0 kV | LineString | 115.0 kV | 2 |  |  | CFE |  |  |  |  | OpenStreetMap | {"type":"Feature","properties":{},"geometry":{"type":"LineString","coordinates":[[-100.31826,25.69921],[-100.3176,25.69922],[-100.31701,25.69923],[-100.31704,25.70016],[-100.31704,25.70105],[-100.31703,25.70198],[-100.31704,25.70293],[-100.31707,25.70382]]}}
Línea 115.0 kV | LineString | 115.0 kV | 1 |  |  | CFE |  |  |  |  | OpenStreetMap | {"type":"Feature","properties":{},"geometry":{"type":"LineString","coordinates":[[-100.31827,25.69764],[-100.31825,25.69829],[-100.31826,25.69921]]}}
Línea 115.0 kV | LineString | 115.0 kV | 1 |  |  | CFE |  |  |  |  | OpenStreetMap | {"type":"Feature","properties":{},"geometry":{"type":"LineString","coordinates":[[-100.31861,25.6976],[-100.3186,25.69752],[-100.31873,25.69752],[-100.3187,25.69818],[-100.31874,25.69919],[-100.31826,25.69921]]}}
Línea 115.0 kV | LineString | 115.0 kV | 2 |  |  | CFE |  |  |  |  | OpenStreetMap | {"type":"Feature","properties":{},"geometry":{"type":"LineString","coordinates":[[-100.36935,25.84746],[-100.36939,25.84669]]}}
Línea 115.0 kV | LineString | 115.0 kV | 3 |  |  | CFE |  |  |  |  | OpenStreetMap | {"type":"Feature","properties":{},"geometry":{"type":"LineString","coordinates":[[-100.36856,25.86204],[-100.36869,25.86112],[-100.36876,25.85975],[-100.36883,25.85831],[-100.36891,25.85687],[-100.36903,25.85395],[-100.36912,25.85253],[-100.36918,25.85108],[-100.36926,25.84963],[-100.36931,25.8482],[-100.36935,25.84746]]}}
Línea 115.0 kV | LineString | 115.0 kV | 1 |  |  | CFE |  |  |  |  | OpenStreetMap | {"type":"Feature","properties":{},"geometry":{"type":"LineString","coordinates":[[-100.36993,25.84739],[-100.36997,25.84724],[-100.36935,25.84727],[-100.36924,25.84728],[-100.36935,25.84746]]}}
Línea 115.0 kV | LineString | 115.0 kV | 1 |  |  | CFE |  |  |  |  | OpenStreetMap | {"type":"Feature","properties":{},"geometry":{"type":"LineString","coordinates":[[-100.37005,25.8474],[-100.37006,25.84722],[-100.36937,25.8469],[-100.36931,25.84687],[-100.36939,25.84669]]}}
Línea 115.0 kV | LineString | 115.0 kV | 2 |  |  | CFE |  |  |  |  | OpenStreetMap | {"type":"Feature","properties":{},"geometry":{"type":"LineString","coordinates":[[-100.37061,25.82157],[-100.37205,25.82129],[-100.37351,25.82102],[-100.37497,25.82074],[-100.37648,25.82047],[-100.37793,25.82019],[-100.37939,25.81992],[-100.38086,25.81964],[-100.38229,25.8194],[-100.38378,25.81916],[-100.38526,25.81891],[-100.38672,25.81864],[-100.38819,25.81841],[-100.38966,25.81817],[-100.39114,25.81793],[-100.39261,25.81767],[-100.394,25.81743],[-100.39509,25.81735],[-100.39607,25.81718],[-100.39733,25.81697],[-100.39876,25.81673],[-100.40018,25.81651],[-100.40174,25.81625],[-100.40292,25.81605],[-100.40439,25.8158],[-100.40584,25.81556],[-100.4073,25.8152],[-100.40861,25.81498],[-100.40989,25.81477],[-100.41068,25.81463],[-100.4119,25.81444],[-100.41321,25.81421],[-100.41468,25.81397],[-100.41615,25.81371],[-100.41762,25.81347],[-100.41909,25.81323],[-100.42057,25.81298],[-100.42203,25.81272],[-100.4235,25.81248],[-100.42498,25.81223],[-100.42654,25.81197],[-100.42784,25.81174],[-100.4294,25.81148],[-100.43086,25.81122],[-100.43233,25.81099],[-100.43382,25.81074],[-100.4353,25.81049],[-100.43674,25.81025],[-100.43821,25.80999],[-100.43939,25.8098],[-100.44054,25.8096],[-100.442,25.80935],[-100.44347,25.80888],[-100.44474,25.80818],[-100.44578,25.80719],[-100.44675,25.80598],[-100.44757,25.80494],[-100.44835,25.80396],[-100.44913,25.80298],[-100.44993,25.80198],[-100.45073,25.8011],[-100.45152,25.80037],[-100.45228,25.79967],[-100.45317,25.79886],[-100.4538,25.79835],[-100.45455,25.79775]]}}
Línea 115.0 kV | LineString | 115.0 kV | 3 |  |  | CFE |  |  |  |  | OpenStreetMap | {"type":"Feature","properties":{},"geometry":{"type":"LineString","coordinates":[[-100.36939,25.84669],[-100.36945,25.84528],[-100.36953,25.84389],[-100.36959,25.84249],[-100.36965,25.84109],[-100.36973,25.83969],[-100.36979,25.83829],[-100.36986,25.83689],[-100.36993,25.83549],[-100.36999,25.83409],[-100.37006,25.83269],[-100.37013,25.83128],[-100.3702,25.82989],[-100.37025,25.82849],[-100.37033,25.82704],[-100.3704,25.82566],[-100.37046,25.82428],[-100.37053,25.82301],[-100.37061,25.82157]]}}
Línea 115.0 kV | LineString | 115.0 kV | 1 |  |  | CFE |  |  |  |  | OpenStreetMap | {"type":"Feature","properties":{},"geometry":{"type":"LineString","coordinates":[[-100.37061,25.82157],[-100.37063,25.82111],[-100.37078,25.81815],[-100.37087,25.81642],[-100.37096,25.81467],[-100.37103,25.81344],[-100.37109,25.81167],[-100.37101,25.80971]]}}
Línea 115.0 kV | LineString | 115.0 kV | 2 |  |  | CFE |  |  |  |  | OpenStreetMap | {"type":"Feature","properties":{},"geometry":{"type":"LineString","coordinates":[[-100.37101,25.80971],[-100.37144,25.80958]]}}
Línea 115.0 kV | LineString | 115.0 kV | 1 |  |  | CFE |  |  |  |  | OpenStreetMap | {"type":"Feature","properties":{},"geometry":{"type":"LineString","coordinates":[[-100.35335,25.75817],[-100.35328,25.75811],[-100.35311,25.75824]]}}
Línea 115.0 kV | LineString | 115.0 kV | 1 |  |  | CFE |  |  |  |  | OpenStreetMap | {"type":"Feature","properties":{},"geometry":{"type":"LineString","coordinates":[[-100.35335,25.75817],[-100.35318,25.75831]]}}
Línea 115.0 kV | LineString | 115.0 kV | 2 |  |  | CFE |  |  |  |  | OpenStreetMap | {"type":"Feature","properties":{},"geometry":{"type":"LineString","coordinates":[[-100.37494,25.808],[-100.37538,25.80764],[-100.37659,25.80711],[-100.37793,25.80649],[-100.37929,25.80588],[-100.38068,25.80527],[-100.38206,25.80464],[-100.38345,25.80402],[-100.38484,25.80338],[-100.38504,25.80257],[-100.38493,25.80123],[-100.38478,25.80029],[-100.38374,25.79943],[-100.38325,25.79897],[-100.38304,25.79809],[-100.38226,25.79707],[-100.38135,25.79595],[-100.38151,25.79575],[-100.38283,25.79613],[-100.38423,25.79656],[-100.38454,25.7956],[-100.38396,25.79449],[-100.38339,25.79343],[-100.3829,25.7925],[-100.38226,25.79133],[-100.38162,25.79015],[-100.38078,25.78895],[-100.37997,25.78781],[-100.37962,25.78674],[-100.37936,25.78577],[-100.37901,25.78469],[-100.37847,25.78353],[-100.37966,25.78315],[-100.38086,25.78268],[-100.38099,25.7824],[-100.38064,25.78136],[-100.38032,25.7804],[-100.37992,25.77928],[-100.37954,25.77817],[-100.37905,25.7771],[-100.37885,25.77577],[-100.37975,25.77462],[-100.38044,25.77373],[-100.37977,25.77292],[-100.37891,25.77189],[-100.37825,25.77108],[-100.37728,25.76958],[-100.37666,25.76952],[-100.37508,25.76982],[-100.37395,25.77002],[-100.37248,25.7703],[-100.37191,25.77045],[-100.37044,25.77142],[-100.37029,25.77139],[-100.36976,25.77054],[-100.36882,25.76937],[-100.36782,25.7685],[-100.36682,25.76763],[-100.36586,25.76679],[-100.36495,25.766],[-100.36391,25.76507],[-100.36295,25.76418],[-100.3619,25.76327],[-100.36085,25.76236],[-100.36007,25.76168],[-100.35904,25.76079],[-100.35792,25.75984],[-100.35665,25.75874],[-100.35567,25.75788],[-100.35436,25.7572],[-100.3538,25.75791],[-100.3534,25.75823],[-100.35335,25.75817]]}}
Línea 115.0 kV | LineString | 115.0 kV | 1 |  |  | CFE |  |  |  |  | OpenStreetMap | {"type":"Feature","properties":{},"geometry":{"type":"LineString","coordinates":[[-100.4179,25.83215],[-100.41779,25.83192],[-100.41644,25.82894],[-100.41503,25.82579],[-100.41353,25.82248],[-100.41196,25.81901],[-100.41122,25.81726],[-100.41058,25.81576],[-100.40985,25.81415],[-100.40888,25.81196],[-100.40789,25.80976],[-100.40655,25.80666],[-100.40503,25.80335],[-100.40375,25.80052],[-100.40244,25.79756],[-100.40089,25.79408],[-100.4,25.7907],[-100.39914,25.78748],[-100.39868,25.78571],[-100.39842,25.78523]]}}
Línea 115.0 kV | LineString | 115.0 kV | 1 |  |  | CFE |  |  |  |  | OpenStreetMap | {"type":"Feature","properties":{},"geometry":{"type":"LineString","coordinates":[[-100.41746,25.83448],[-100.41747,25.83438],[-100.41764,25.83311],[-100.41779,25.83192],[-100.41781,25.83177]]}}
Línea 115.0 kV | LineString | 115.0 kV | 1 |  |  | CFE |  |  |  |  | OpenStreetMap | {"type":"Feature","properties":{},"geometry":{"type":"LineString","coordinates":[[-100.36944,25.86417],[-100.36989,25.86369],[-100.37037,25.86294],[-100.37315,25.86118],[-100.37703,25.85884],[-100.37974,25.85721],[-100.3829,25.85528],[-100.38629,25.85324],[-100.38921,25.85147],[-100.39237,25.84957],[-100.39547,25.84768],[-100.39856,25.84583],[-100.40196,25.84378],[-100.40485,25.84201],[-100.40796,25.84014],[-100.41114,25.83821],[-100.41447,25.8362],[-100.41747,25.83438],[-100.41773,25.83423]]}}
Línea 115.0 kV | LineString | 115.0 kV | 2 |  |  | CFE |  |  |  |  | OpenStreetMap | {"type":"Feature","properties":{},"geometry":{"type":"LineString","coordinates":[[-100.36944,25.86417],[-100.36902,25.86348],[-100.36861,25.86253],[-100.36856,25.86204]]}}
Línea 115.0 kV | LineString | 115.0 kV | 2 |  |  | CFE |  |  |  |  | OpenStreetMap | {"type":"Feature","properties":{},"geometry":{"type":"LineString","coordinates":[[-100.37,25.86688],[-100.37009,25.86704],[-100.37056,25.86678]]}}
Línea 115.0 kV | LineString | 115.0 kV | 2 |  |  | CFE |  |  |  |  | OpenStreetMap | {"type":"Feature","properties":{},"geometry":{"type":"LineString","coordinates":[[-100.36982,25.86694],[-100.36999,25.86709],[-100.37007,25.86713],[-100.37049,25.86693],[-100.37056,25.86678]]}}
Línea 115.0 kV | LineString | 115.0 kV | 4 |  |  | CFE |  |  |  |  | OpenStreetMap | {"type":"Feature","properties":{},"geometry":{"type":"LineString","coordinates":[[-100.37056,25.86678],[-100.37001,25.86559],[-100.36937,25.86431],[-100.36888,25.86353],[-100.36842,25.86256]]}}
Línea 115.0 kV | LineString | 115.0 kV | 1 |  |  | CFE |  |  |  |  | OpenStreetMap | {"type":"Feature","properties":{},"geometry":{"type":"LineString","coordinates":[[-100.36842,25.86256],[-100.36856,25.86204]]}}
Línea 115.0 kV | LineString | 115.0 kV | 3 |  |  | CFE |  |  |  |  | OpenStreetMap | {"type":"Feature","properties":{},"geometry":{"type":"LineString","coordinates":[[-100.36952,25.86704],[-100.3697,25.86732],[-100.37013,25.86742],[-100.37079,25.8671],[-100.37068,25.86667],[-100.37013,25.86554],[-100.36944,25.86417]]}}
Línea 115.0 kV | LineString | 115.0 kV | 1 |  |  | CFE |  |  |  |  | OpenStreetMap | {"type":"Feature","properties":{},"geometry":{"type":"LineString","coordinates":[[-100.36232,25.84974],[-100.36213,25.84931]]}}
Línea 115.0 kV | LineString | 115.0 kV | 1 |  |  | CFE |  |  |  |  | OpenStreetMap | {"type":"Feature","properties":{},"geometry":{"type":"LineString","coordinates":[[-100.36232,25.84974],[-100.36227,25.84969],[-100.36173,25.84998],[-100.36122,25.8489],[-100.36067,25.84778],[-100.35848,25.84771],[-100.35736,25.84769],[-100.35629,25.84763],[-100.3541,25.84755],[-100.3519,25.84747],[-100.34971,25.84739],[-100.34753,25.84731],[-100.34534,25.84721],[-100.34369,25.84704],[-100.34175,25.84697],[-100.33966,25.84689],[-100.33757,25.84682],[-100.33549,25.84675],[-100.33338,25.84666],[-100.33131,25.84658],[-100.32921,25.84651],[-100.32882,25.84446],[-100.32845,25.8424],[-100.32811,25.84033],[-100.32664,25.84124],[-100.32514,25.84215],[-100.32487,25.84233]]}}
Línea 115.0 kV | LineString | 115.0 kV | 2 |  |  | CFE |  |  |  |  | OpenStreetMap | {"type":"Feature","properties":{},"geometry":{"type":"LineString","coordinates":[[-100.3628,25.85079],[-100.36232,25.84974]]}}
Línea 115.0 kV | LineString | 115.0 kV | 3 |  |  | CFE |  |  |  |  | OpenStreetMap | {"type":"Feature","properties":{},"geometry":{"type":"LineString","coordinates":[[-100.36842,25.86256],[-100.36816,25.8618],[-100.36756,25.86056],[-100.36694,25.85931],[-100.36634,25.85808],[-100.36574,25.85683],[-100.36514,25.85559],[-100.36454,25.85435],[-100.36392,25.8531],[-100.36331,25.85182],[-100.3628,25.85079]]}}
Línea 115.0 kV | LineString | 115.0 kV | 1 |  |  | CFE |  |  |  |  | OpenStreetMap | {"type":"Feature","properties":{},"geometry":{"type":"LineString","coordinates":[[-100.3628,25.85079],[-100.36235,25.84971],[-100.36213,25.84931]]}}
Línea 115.0 kV | LineString | 115.0 kV | 1 |  |  | CFE |  |  |  |  | OpenStreetMap | {"type":"Feature","properties":{},"geometry":{"type":"LineString","coordinates":[[-100.35823,25.82025],[-100.35851,25.8197],[-100.35969,25.81953],[-100.36088,25.81934],[-100.36083,25.81864],[-100.3608,25.8184]]}}
Línea 115.0 kV | LineString | 115.0 kV | 1 |  |  | CFE |  |  |  |  | OpenStreetMap | {"type":"Feature","properties":{},"geometry":{"type":"LineString","coordinates":[[-100.35024,25.82472],[-100.35037,25.82475],[-100.3515,25.82456],[-100.35266,25.82439],[-100.3537,25.82421],[-100.35487,25.82402],[-100.35611,25.82381],[-100.35729,25.8236],[-100.35842,25.82338],[-100.35836,25.82236],[-100.35829,25.8213],[-100.35823,25.82025],[-100.35856,25.82022],[-100.35913,25.8201],[-100.35995,25.81996],[-100.36183,25.81963],[-100.36282,25.81947],[-100.36377,25.8193],[-100.36383,25.82022],[-100.36336,25.82026]]}}
Línea 115.0 kV | LineString | 115.0 kV | 2 |  |  | CFE |  |  |  |  | OpenStreetMap | {"type":"Feature","properties":{},"geometry":{"type":"LineString","coordinates":[[-100.36213,25.84931],[-100.3619,25.84893],[-100.36165,25.84841],[-100.36108,25.84721],[-100.36053,25.84608],[-100.35992,25.84481],[-100.35934,25.84361],[-100.35876,25.84241],[-100.35818,25.84122],[-100.3576,25.84001],[-100.35702,25.83883],[-100.35645,25.83762],[-100.35586,25.83641],[-100.35528,25.83521],[-100.3547,25.83401],[-100.35412,25.83281],[-100.35355,25.83161],[-100.35298,25.83041],[-100.3524,25.82921],[-100.35182,25.82801],[-100.35123,25.82681],[-100.35024,25.82472],[-100.34949,25.82318],[-100.34857,25.82128],[-100.34758,25.81923],[-100.3471,25.8182],[-100.34677,25.81753]]}}
Línea 115.0 kV | LineString | 115.0 kV | 1 |  |  | CFE |  |  |  |  | OpenStreetMap | {"type":"Feature","properties":{},"geometry":{"type":"LineString","coordinates":[[-100.3287,25.79655],[-100.32823,25.79611],[-100.32744,25.79548],[-100.32435,25.79293],[-100.32163,25.79069],[-100.31918,25.78869],[-100.31632,25.78632],[-100.31342,25.78396],[-100.31231,25.78304],[-100.31173,25.78255],[-100.31108,25.78202],[-100.31004,25.78117],[-100.30897,25.78029],[-100.30792,25.77942],[-100.30727,25.77888],[-100.30627,25.77805],[-100.30558,25.77749],[-100.30498,25.77701],[-100.30382,25.77639],[-100.30329,25.77596],[-100.30246,25.77531],[-100.30205,25.77432],[-100.30161,25.77327],[-100.30116,25.77218],[-100.30078,25.77119],[-100.3003,25.77002],[-100.29983,25.76887],[-100.29936,25.76772],[-100.29972,25.76726],[-100.29997,25.76642],[-100.29966,25.76592],[-100.29945,25.76554]]}}
Línea 115.0 kV | LineString | 115.0 kV | 1 |  |  | CFE |  |  |  |  | OpenStreetMap | {"type":"Feature","properties":{},"geometry":{"type":"LineString","coordinates":[[-100.29835,25.76656],[-100.29821,25.76631]]}}
Línea 115.0 kV | LineString | 115.0 kV | 1 |  |  | CFE |  |  |  |  | OpenStreetMap | {"type":"Feature","properties":{},"geometry":{"type":"LineString","coordinates":[[-100.29336,25.79943],[-100.29326,25.79849],[-100.29322,25.79759],[-100.29311,25.79617],[-100.29303,25.79485],[-100.29293,25.7936],[-100.29282,25.79225],[-100.29273,25.79087],[-100.29264,25.78962],[-100.29254,25.78823],[-100.29245,25.78689],[-100.29235,25.78557],[-100.29226,25.78424],[-100.29215,25.78282],[-100.292,25.78134],[-100.29195,25.78022],[-100.29222,25.77927],[-100.29221,25.778],[-100.29222,25.77674],[-100.29226,25.77548],[-100.29233,25.77427],[-100.29205,25.77371],[-100.29214,25.77247],[-100.29235,25.77069],[-100.29244,25.77001],[-100.29255,25.76908],[-100.29263,25.76833],[-100.29327,25.76784],[-100.29391,25.76771],[-100.29547,25.76754],[-100.29702,25.76735],[-100.29787,25.76725],[-100.29817,25.76723],[-100.29835,25.76656]]}}
Línea 115.0 kV | LineString | 115.0 kV | 1 |  |  | CFE |  |  |  |  | OpenStreetMap | {"type":"Feature","properties":{},"geometry":{"type":"LineString","coordinates":[[-100.29336,25.79943],[-100.29311,25.79946]]}}
Línea 115.0 kV | LineString | 115.0 kV | 1 |  |  | CFE |  |  |  |  | OpenStreetMap | {"type":"Feature","properties":{},"geometry":{"type":"LineString","coordinates":[[-100.28419,25.79826],[-100.28409,25.79823],[-100.28418,25.79806]]}}
Línea 115.0 kV | LineString | 115.0 kV | 1 |  |  | CFE |  |  |  |  | OpenStreetMap | {"type":"Feature","properties":{},"geometry":{"type":"LineString","coordinates":[[-100.28419,25.79826],[-100.28428,25.79807]]}}
Línea 115.0 kV | LineString | 115.0 kV | 2 |  |  | CFE |  |  |  |  | OpenStreetMap | {"type":"Feature","properties":{},"geometry":{"type":"LineString","coordinates":[[-100.2934,25.79975],[-100.29209,25.7999],[-100.2908,25.80004],[-100.28953,25.80027],[-100.28831,25.80053],[-100.287,25.80081],[-100.28582,25.80096],[-100.28551,25.79985],[-100.28527,25.79874],[-100.28505,25.79847],[-100.28419,25.79826]]}}
Línea 115.0 kV | LineString | 115.0 kV | 1 |  |  | CFE |  |  |  |  | OpenStreetMap | {"type":"Feature","properties":{},"geometry":{"type":"LineString","coordinates":[[-100.2934,25.79975],[-100.29336,25.79943]]}}
Línea 115.0 kV | LineString | 115.0 kV | 1 |  |  | CFE |  |  |  |  | OpenStreetMap | {"type":"Feature","properties":{},"geometry":{"type":"LineString","coordinates":[[-100.29426,25.80919],[-100.29417,25.80811],[-100.2941,25.80703],[-100.29402,25.80595],[-100.29392,25.8047],[-100.29386,25.80378],[-100.29365,25.80285],[-100.29353,25.80152],[-100.29344,25.80023],[-100.2934,25.79975]]}}
Línea 115.0 kV | LineString | 115.0 kV | 1 |  |  | CFE |  |  |  |  | OpenStreetMap | {"type":"Feature","properties":{},"geometry":{"type":"LineString","coordinates":[[-100.27398,25.82916],[-100.27412,25.8303],[-100.2739,25.83032]]}}
Línea 115.0 kV | LineString | 115.0 kV | 1 |  |  | CFE |  |  |  |  | OpenStreetMap | {"type":"Feature","properties":{},"geometry":{"type":"LineString","coordinates":[[-100.29426,25.80919],[-100.29413,25.80972],[-100.29421,25.81081],[-100.29429,25.81188],[-100.29435,25.81286],[-100.29442,25.81385],[-100.29468,25.81487],[-100.29474,25.81583],[-100.29483,25.81691],[-100.2949,25.81797],[-100.29499,25.81903],[-100.29511,25.82013],[-100.29519,25.82133],[-100.29528,25.82257],[-100.29538,25.82382],[-100.29546,25.82537],[-100.29513,25.8259],[-100.29372,25.82612],[-100.29271,25.82628],[-100.29165,25.82645],[-100.29063,25.8266],[-100.28926,25.82681],[-100.28789,25.827],[-100.28653,25.82723],[-100.28516,25.82742],[-100.28383,25.82765],[-100.28242,25.82785],[-100.281,25.82807],[-100.27959,25.82828],[-100.2782,25.82851],[-100.27678,25.82872],[-100.27537,25.82894],[-100.27398,25.82916],[-100.27277,25.82948],[-100.27151,25.82967],[-100.27068,25.82979],[-100.26962,25.82996],[-100.26845,25.83015],[-100.26727,25.83033],[-100.26611,25.8305],[-100.26602,25.83059],[-100.26612,25.83131],[-100.26624,25.83202],[-100.26636,25.83275],[-100.26648,25.83349],[-100.26669,25.8349],[-100.26611,25.83502],[-100.26551,25.83515],[-100.26537,25.83441],[-100.26516,25.83448]]}}
Línea 115.0 kV | LineString | 115.0 kV | 1 |  |  | CFE |  |  |  |  | OpenStreetMap | {"type":"Feature","properties":{},"geometry":{"type":"LineString","coordinates":[[-100.29955,25.81003],[-100.29853,25.80989],[-100.29736,25.80993],[-100.29712,25.80996]]}}
Línea 115.0 kV | LineString | 115.0 kV | 1 |  |  | CFE |  |  |  |  | OpenStreetMap | {"type":"Feature","properties":{},"geometry":{"type":"LineString","coordinates":[[-100.29865,25.81714],[-100.29847,25.81717]]}}
Línea 115.0 kV | LineString | 115.0 kV | 1 |  |  | CFE |  |  |  |  | OpenStreetMap | {"type":"Feature","properties":{},"geometry":{"type":"LineString","coordinates":[[-100.34638,25.81674],[-100.34582,25.81695],[-100.3462,25.81774],[-100.34464,25.81797],[-100.3431,25.8182],[-100.34157,25.81844],[-100.34004,25.81868],[-100.33859,25.81889],[-100.33698,25.81914],[-100.33573,25.81933],[-100.33451,25.81952],[-100.33283,25.81978],[-100.33199,25.81991],[-100.33169,25.81996],[-100.33086,25.8201],[-100.32981,25.82024],[-100.32826,25.82049],[-100.32672,25.82073],[-100.32532,25.82093],[-100.3238,25.82118],[-100.32227,25.8214],[-100.32074,25.82163],[-100.31922,25.82187],[-100.3177,25.82212],[-100.31618,25.82235],[-100.31466,25.8226],[-100.31314,25.82283],[-100.31161,25.82305],[-100.31008,25.82327],[-100.30855,25.8235],[-100.307,25.82375],[-100.30541,25.82399],[-100.30392,25.82423],[-100.30243,25.82443],[-100.30096,25.8246],[-100.30035,25.82469],[-100.30014,25.8246],[-100.29938,25.82387],[-100.29877,25.82332],[-100.29798,25.82261],[-100.2981,25.82164],[-100.29823,25.82062],[-100.29835,25.81965],[-100.29849,25.81853],[-100.29862,25.81747],[-100.29865,25.81714],[-100.29877,25.81614],[-100.29893,25.815],[-100.29908,25.81386],[-100.29923,25.81271],[-100.29939,25.81138],[-100.29955,25.81003],[-100.29959,25.80979],[-100.29834,25.80984],[-100.29705,25.80987],[-100.29579,25.80991],[-100.29459,25.80995],[-100.29426,25.80919]]}}
Línea 115.0 kV | LineString | 115.0 kV | 1 |  |  | CFE |  |  |  |  | OpenStreetMap | {"type":"Feature","properties":{},"geometry":{"type":"LineString","coordinates":[[-100.29862,25.81747],[-100.29849,25.81742]]}}
Línea 115.0 kV | LineString | 115.0 kV | 1 |  |  | CFE |  |  |  |  | OpenStreetMap | {"type":"Feature","properties":{},"geometry":{"type":"LineString","coordinates":[[-100.33169,25.81996],[-100.33179,25.8204],[-100.33181,25.82055]]}}
Línea 115.0 kV | LineString | 115.0 kV | 1 |  |  | CFE |  |  |  |  | OpenStreetMap | {"type":"Feature","properties":{},"geometry":{"type":"LineString","coordinates":[[-100.33859,25.81889],[-100.33874,25.8195],[-100.3383,25.81955]]}}
Línea 115.0 kV | LineString | 115.0 kV | 1 |  |  | CFE |  |  |  |  | OpenStreetMap | {"type":"Feature","properties":{},"geometry":{"type":"LineString","coordinates":[[-100.34677,25.81753],[-100.34644,25.81687]]}}
Línea 115.0 kV | LineString | 115.0 kV | 1 |  |  | CFE |  |  |  |  | OpenStreetMap | {"type":"Feature","properties":{},"geometry":{"type":"LineString","coordinates":[[-100.34677,25.81753],[-100.34641,25.81677],[-100.34621,25.81636]]}}
Línea 115.0 kV | LineString | 115.0 kV | 1 |  |  | CFE |  |  |  |  | OpenStreetMap | {"type":"Feature","properties":{},"geometry":{"type":"LineString","coordinates":[[-100.34644,25.81687],[-100.34638,25.81674],[-100.34621,25.81636]]}}
Línea 115.0 kV | LineString | 115.0 kV | 1 |  |  | CFE |  |  |  |  | OpenStreetMap | {"type":"Feature","properties":{},"geometry":{"type":"LineString","coordinates":[[-100.34158,25.8068],[-100.34065,25.80599]]}}
Línea 115.0 kV | LineString | 115.0 kV | 2 |  |  | CFE |  |  |  |  | OpenStreetMap | {"type":"Feature","properties":{},"geometry":{"type":"LineString","coordinates":[[-100.34621,25.81636],[-100.34567,25.81525],[-100.34503,25.81393],[-100.34381,25.81138],[-100.3423,25.80825],[-100.34158,25.8068]]}}
Línea 115.0 kV | LineString | 115.0 kV | 1 |  |  | CFE |  |  |  |  | OpenStreetMap | {"type":"Feature","properties":{},"geometry":{"type":"LineString","coordinates":[[-100.34158,25.8068],[-100.34192,25.8059]]}}
Línea 115.0 kV | LineString | 115.0 kV | 1 |  |  | CFE |  |  |  |  | OpenStreetMap | {"type":"Feature","properties":{},"geometry":{"type":"LineString","coordinates":[[-100.32893,25.79676],[-100.32916,25.79683],[-100.33026,25.79778],[-100.33325,25.80023],[-100.33665,25.80303],[-100.3398,25.80562],[-100.34192,25.8059]]}}
Línea 115.0 kV | LineString | 115.0 kV | 2 |  |  | CFE |  |  |  |  | OpenStreetMap | {"type":"Feature","properties":{},"geometry":{"type":"LineString","coordinates":[[-100.34192,25.8059],[-100.34321,25.80607],[-100.34449,25.80624],[-100.34555,25.80637],[-100.34666,25.80653]]}}
Línea 115.0 kV | LineString | 115.0 kV | 1 |  |  | CFE |  |  |  |  | OpenStreetMap | {"type":"Feature","properties":{},"geometry":{"type":"LineString","coordinates":[[-100.34666,25.80653],[-100.3471,25.80621],[-100.34716,25.80574],[-100.34745,25.80578],[-100.34745,25.80588]]}}
Línea 115.0 kV | LineString | 115.0 kV | 1 |  |  | CFE |  |  |  |  | OpenStreetMap | {"type":"Feature","properties":{},"geometry":{"type":"LineString","coordinates":[[-100.34765,25.8058],[-100.34755,25.8058],[-100.34755,25.80588]]}}
Línea 115.0 kV | LineString | 115.0 kV | 1 |  |  | CFE |  |  |  |  | OpenStreetMap | {"type":"Feature","properties":{},"geometry":{"type":"LineString","coordinates":[[-100.34765,25.8058],[-100.34764,25.80589]]}}
Línea 115.0 kV | LineString | 115.0 kV | 2 |  |  | CFE |  |  |  |  | OpenStreetMap | {"type":"Feature","properties":{},"geometry":{"type":"LineString","coordinates":[[-100.34777,25.80625],[-100.34784,25.80584],[-100.34765,25.8058]]}}
Línea 115.0 kV | LineString | 115.0 kV | 1 |  |  | CFE |  |  |  |  | OpenStreetMap | {"type":"Feature","properties":{},"geometry":{"type":"LineString","coordinates":[[-100.34757,25.80666],[-100.34758,25.80664],[-100.34777,25.80625]]}}
Línea 115.0 kV | LineString | 115.0 kV | 1 |  |  | CFE |  |  |  |  | OpenStreetMap | {"type":"Feature","properties":{},"geometry":{"type":"LineString","coordinates":[[-100.34769,25.80667],[-100.3477,25.80665],[-100.34777,25.80625]]}}
Línea 115.0 kV | LineString | 115.0 kV | 1 |  |  | CFE |  |  |  |  | OpenStreetMap | {"type":"Feature","properties":{},"geometry":{"type":"LineString","coordinates":[[-100.34666,25.80653],[-100.34749,25.80663],[-100.34758,25.80664],[-100.3477,25.80665],[-100.34978,25.80692],[-100.35214,25.80723],[-100.35401,25.80748],[-100.3565,25.8078],[-100.35863,25.80807],[-100.3613,25.80842],[-100.36373,25.80874],[-100.36619,25.80905],[-100.37101,25.80971]]}}
Línea 115.0 kV | LineString | 115.0 kV | 1 |  |  | CFE |  |  |  |  | OpenStreetMap | {"type":"Feature","properties":{},"geometry":{"type":"LineString","coordinates":[[-100.34195,25.70924],[-100.34192,25.70928]]}}
Línea 115.0 kV | LineString | 115.0 kV | 1 |  |  | CFE |  |  |  |  | OpenStreetMap | {"type":"Feature","properties":{},"geometry":{"type":"LineString","coordinates":[[-100.35823,25.72002],[-100.35699,25.71916],[-100.35577,25.71835],[-100.35471,25.71764],[-100.35335,25.71686],[-100.35229,25.71613],[-100.35094,25.71523],[-100.34991,25.71453],[-100.34858,25.71364],[-100.34726,25.71275],[-100.34584,25.71182],[-100.34455,25.71095],[-100.34273,25.70978],[-100.34195,25.70924],[-100.34114,25.70872],[-100.34035,25.70836],[-100.34032,25.70721],[-100.34033,25.70604],[-100.34034,25.70496],[-100.33997,25.70485],[-100.33857,25.70484],[-100.33701,25.7048],[-100.33573,25.70477],[-100.33443,25.70473],[-100.33293,25.70471],[-100.33122,25.70467],[-100.32983,25.70465],[-100.32866,25.70463],[-100.3259,25.70444],[-100.32461,25.7043],[-100.32329,25.70428],[-100.32209,25.70425],[-100.32098,25.70424],[-100.31962,25.70421],[-100.31846,25.70419],[-100.3172,25.70401],[-100.31707,25.70382]]}}
Línea 115.0 kV | LineString | 115.0 kV | 2 |  |  | CFE |  |  |  |  | OpenStreetMap | {"type":"Feature","properties":{},"geometry":{"type":"LineString","coordinates":[[-100.35823,25.72002],[-100.35905,25.71894],[-100.35995,25.71774],[-100.36077,25.71667],[-100.36161,25.71556],[-100.36244,25.71451],[-100.36294,25.71385],[-100.3643,25.712],[-100.36498,25.71131],[-100.3654,25.71075],[-100.36605,25.7099],[-100.36665,25.70912],[-100.36733,25.7082],[-100.36797,25.70738],[-100.36838,25.70688],[-100.36909,25.70597],[-100.36964,25.70524],[-100.3702,25.70449],[-100.3707,25.70382],[-100.37086,25.70338],[-100.37114,25.70248],[-100.37187,25.70036],[-100.37235,25.69871],[-100.37265,25.69778]]}}
Línea 115.0 kV | LineString | 115.0 kV | 1 |  |  | CFE |  |  |  |  | OpenStreetMap | {"type":"Feature","properties":{},"geometry":{"type":"LineString","coordinates":[[-100.38052,25.74137],[-100.38029,25.74156],[-100.37945,25.74063],[-100.37861,25.73969],[-100.37782,25.73882],[-100.37719,25.73809],[-100.37644,25.73726],[-100.37569,25.73642],[-100.3749,25.73555],[-100.37413,25.73468],[-100.37331,25.73378],[-100.37259,25.73298],[-100.37183,25.73212],[-100.3711,25.73129],[-100.37024,25.73034],[-100.36937,25.72938],[-100.36848,25.72841],[-100.36763,25.72747],[-100.36676,25.7265],[-100.36589,25.72556],[-100.36498,25.72468],[-100.36406,25.72402],[-100.36215,25.72273],[-100.36124,25.72213],[-100.36021,25.72132],[-100.35842,25.72014],[-100.35823,25.72002]]}}
Línea 115.0 kV | LineString | 115.0 kV | 2 |  |  | CFE |  |  |  |  | OpenStreetMap | {"type":"Feature","properties":{},"geometry":{"type":"LineString","coordinates":[[-100.38052,25.74137],[-100.38072,25.74126],[-100.38061,25.74114]]}}
Línea 115.0 kV | LineString | 115.0 kV | 1 |  |  | CFE |  |  |  |  | OpenStreetMap | {"type":"Feature","properties":{},"geometry":{"type":"LineString","coordinates":[[-100.41088,25.7658],[-100.40995,25.7653],[-100.40923,25.76468],[-100.40806,25.76378],[-100.40688,25.76296],[-100.40585,25.76219],[-100.40454,25.76124],[-100.40347,25.76044],[-100.40231,25.75958],[-100.40108,25.75868],[-100.40008,25.75799],[-100.39907,25.75727],[-100.39779,25.75634],[-100.39714,25.75556],[-100.3962,25.75489],[-100.39482,25.7538],[-100.39313,25.75256],[-100.39151,25.75137],[-100.39006,25.75042],[-100.38918,25.74979],[-100.38814,25.74903],[-100.3871,25.74828],[-100.38605,25.74752],[-100.38512,25.74649],[-100.3842,25.74546],[-100.38328,25.74445],[-100.38238,25.74342],[-100.38144,25.74239],[-100.38052,25.74137]]}}
Línea 115.0 kV | LineString | 115.0 kV | 1 |  |  | CFE |  |  |  |  | OpenStreetMap | {"type":"Feature","properties":{},"geometry":{"type":"LineString","coordinates":[[-100.44653,25.78189],[-100.44619,25.78202]]}}
Línea 115.0 kV | LineString | 115.0 kV | 1 |  |  | CFE |  |  |  |  | OpenStreetMap | {"type":"Feature","properties":{},"geometry":{"type":"LineString","coordinates":[[-100.44726,25.78214],[-100.44667,25.78235]]}}
Línea 115.0 kV | LineString | 115.0 kV | 1 |  |  | CFE |  |  |  |  | OpenStreetMap | {"type":"Feature","properties":{},"geometry":{"type":"LineString","coordinates":[[-100.44619,25.78202],[-100.44631,25.7823],[-100.44726,25.78214]]}}
Línea 115.0 kV | LineString | 115.0 kV | 2 |  |  | CFE |  |  |  |  | OpenStreetMap | {"type":"Feature","properties":{},"geometry":{"type":"LineString","coordinates":[[-100.44619,25.78202],[-100.44605,25.78166],[-100.44674,25.78132],[-100.44743,25.78107],[-100.44812,25.78082],[-100.44895,25.78002],[-100.44959,25.77942],[-100.44868,25.77904],[-100.44786,25.77884],[-100.4468,25.77856],[-100.44592,25.77835],[-100.44506,25.77814],[-100.44402,25.7779],[-100.44312,25.77769],[-100.44232,25.77752],[-100.44128,25.77728],[-100.44016,25.77701],[-100.43906,25.77678],[-100.43795,25.77652],[-100.43683,25.77627],[-100.43573,25.77602],[-100.43462,25.77577],[-100.43365,25.77555],[-100.43269,25.77532],[-100.43153,25.77506],[-100.43037,25.7748],[-100.42925,25.77454],[-100.42811,25.77429],[-100.42713,25.77398],[-100.42615,25.77359],[-100.42535,25.77318],[-100.42442,25.77271],[-100.42314,25.77204],[-100.42226,25.77158],[-100.4214,25.77116],[-100.42053,25.77071],[-100.41963,25.77022],[-100.41875,25.7698],[-100.41796,25.76941],[-100.41715,25.76899],[-100.41608,25.76844],[-100.41504,25.7679],[-100.41411,25.76743],[-100.41321,25.76698],[-100.41216,25.76645],[-100.4115,25.76611],[-100.41088,25.7658]]}}
Línea 115.0 kV | LineString | 115.0 kV | 1 |  |  | CFE |  |  |  |  | OpenStreetMap | {"type":"Feature","properties":{},"geometry":{"type":"LineString","coordinates":[[-100.40774,25.77],[-100.40759,25.76992],[-100.40756,25.76999]]}}
Línea 115.0 kV | LineString | 115.0 kV | 2 |  |  | CFE |  |  |  |  | OpenStreetMap | {"type":"Feature","properties":{},"geometry":{"type":"LineString","coordinates":[[-100.40806,25.77017],[-100.40774,25.77]]}}
Línea 115.0 kV | LineString | 115.0 kV | 1 |  |  | CFE |  |  |  |  | OpenStreetMap | {"type":"Feature","properties":{},"geometry":{"type":"LineString","coordinates":[[-100.40806,25.77017],[-100.40866,25.76925],[-100.40942,25.76806],[-100.41018,25.76687],[-100.41088,25.7658]]}}
Línea 115.0 kV | LineString | 115.0 kV | 1 |  |  | CFE |  |  |  |  | OpenStreetMap | {"type":"Feature","properties":{},"geometry":{"type":"LineString","coordinates":[[-100.40774,25.77],[-100.4077,25.77003]]}}
Línea 115.0 kV | LineString | 115.0 kV | 1 |  |  | CFE |  |  |  |  | OpenStreetMap | {"type":"Feature","properties":{},"geometry":{"type":"LineString","coordinates":[[-100.39719,25.78717],[-100.39619,25.78687],[-100.39526,25.7865],[-100.3943,25.7862],[-100.39434,25.78609]]}}
Línea 115.0 kV | LineString | 115.0 kV | 1 |  |  | CFE |  |  |  |  | OpenStreetMap | {"type":"Feature","properties":{},"geometry":{"type":"LineString","coordinates":[[-100.39719,25.78717],[-100.39602,25.78693],[-100.3951,25.78656],[-100.39418,25.78629],[-100.39423,25.78606]]}}
Línea 115.0 kV | LineString | 115.0 kV | 2 |  |  | CFE |  |  |  |  | OpenStreetMap | {"type":"Feature","properties":{},"geometry":{"type":"LineString","coordinates":[[-100.39842,25.78523],[-100.39776,25.7863],[-100.39719,25.78717]]}}
Línea 115.0 kV | LineString | 115.0 kV | 1 |  |  | CFE |  |  |  |  | OpenStreetMap | {"type":"Feature","properties":{},"geometry":{"type":"LineString","coordinates":[[-100.39842,25.78523],[-100.39864,25.78492],[-100.3994,25.78371],[-100.40017,25.78255],[-100.40095,25.78133],[-100.40171,25.78013],[-100.4025,25.7789],[-100.40326,25.7777],[-100.40401,25.77647],[-100.40481,25.77528],[-100.40558,25.77407],[-100.40635,25.77287],[-100.40713,25.77166],[-100.40791,25.77042],[-100.40806,25.77017]]}}
Línea 115.0 kV | LineString | 115.0 kV | 1 |  |  | CFE |  |  |  |  | OpenStreetMap | {"type":"Feature","properties":{},"geometry":{"type":"LineString","coordinates":[[-100.31719,25.7084],[-100.31718,25.70831],[-100.31716,25.70769],[-100.31714,25.70726]]}}
Línea 115.0 kV | LineString | 115.0 kV |  |  |  | CFE |  |  |  |  | OpenStreetMap | {"type":"Feature","properties":{},"geometry":{"type":"LineString","coordinates":[[-100.29945,25.70408],[-100.29711,25.70403],[-100.29512,25.704],[-100.29411,25.70398],[-100.2931,25.70396]]}}
Línea 115.0 kV | LineString | 115.0 kV | 1 |  |  | CFE |  |  |  |  | OpenStreetMap | {"type":"Feature","properties":{},"geometry":{"type":"LineString","coordinates":[[-100.29945,25.70408],[-100.29995,25.7042],[-100.30054,25.70492],[-100.30035,25.70615],[-100.30016,25.70745],[-100.29998,25.70879],[-100.29983,25.71005],[-100.29965,25.7113],[-100.30111,25.71148],[-100.30254,25.71162],[-100.30375,25.71176],[-100.304,25.71178],[-100.30545,25.71193],[-100.30684,25.71209],[-100.30825,25.71223],[-100.30963,25.71238],[-100.3106,25.71198],[-100.31155,25.71161],[-100.31235,25.71128],[-100.31341,25.71086],[-100.31441,25.7104],[-100.31529,25.7098],[-100.31604,25.70912],[-100.31679,25.70837],[-100.31718,25.70831],[-100.31722,25.7083],[-100.3178,25.70815],[-100.3192,25.70828],[-100.3202,25.70829],[-100.3202,25.70924],[-100.32022,25.71025],[-100.32142,25.71025],[-100.3224,25.71023],[-100.32345,25.71023],[-100.32447,25.71023],[-100.32529,25.71022],[-100.3261,25.71021],[-100.32711,25.71022],[-100.32708,25.71142],[-100.32707,25.71258],[-100.32706,25.71372],[-100.32705,25.71496],[-100.32702,25.7161],[-100.32704,25.71727],[-100.32701,25.7184],[-100.32827,25.71837],[-100.32933,25.71835],[-100.33026,25.71826],[-100.33145,25.71815],[-100.33257,25.71802],[-100.33258,25.71764],[-100.33295,25.71761]]}}
Línea 115.0 kV | LineString | 115.0 kV | 1 |  |  | CFE |  |  |  |  | OpenStreetMap | {"type":"Feature","properties":{},"geometry":{"type":"LineString","coordinates":[[-100.2931,25.70396],[-100.29308,25.70483],[-100.29303,25.70573],[-100.29299,25.70662],[-100.29234,25.70662],[-100.29157,25.70661],[-100.29104,25.70607]]}}
Línea 115.0 kV | LineString | 115.0 kV | 1 |  |  | CFE |  |  |  |  | OpenStreetMap | {"type":"Feature","properties":{},"geometry":{"type":"LineString","coordinates":[[-100.30462,25.7049],[-100.30478,25.70493],[-100.3048,25.7048]]}}
Línea 115.0 kV | LineString | 115.0 kV | 2 |  |  | CFE |  |  |  |  | OpenStreetMap | {"type":"Feature","properties":{},"geometry":{"type":"LineString","coordinates":[[-100.30807,25.71776],[-100.30789,25.71894],[-100.30776,25.71999],[-100.30762,25.72105],[-100.30753,25.7218],[-100.30715,25.72172]]}}
Línea 115.0 kV | LineString | 115.0 kV | 1 |  |  | CFE |  |  |  |  | OpenStreetMap | {"type":"Feature","properties":{},"geometry":{"type":"LineString","coordinates":[[-100.33371,25.71722],[-100.33369,25.7171],[-100.33442,25.71661],[-100.33447,25.71572],[-100.33448,25.71478],[-100.3345,25.7139],[-100.33348,25.71389],[-100.33246,25.71386],[-100.33214,25.7142],[-100.3311,25.71416],[-100.32988,25.71412],[-100.32868,25.71409],[-100.32843,25.71301],[-100.32819,25.71186],[-100.32797,25.71091],[-100.32773,25.70986],[-100.32749,25.70878],[-100.32726,25.70772],[-100.32704,25.70671],[-100.3268,25.70565],[-100.32657,25.70459],[-100.32536,25.70458],[-100.3243,25.70457],[-100.3231,25.70451],[-100.32207,25.70449],[-100.32081,25.70446],[-100.31958,25.70444],[-100.31833,25.70443],[-100.31729,25.7044],[-100.31669,25.70439],[-100.31525,25.70434],[-100.31403,25.70432],[-100.31281,25.7043],[-100.31158,25.70427],[-100.31033,25.70425],[-100.30947,25.70424],[-100.30873,25.70423],[-100.30857,25.70533],[-100.30844,25.7064],[-100.30828,25.70748],[-100.30814,25.70855],[-100.30799,25.70968],[-100.30785,25.7108],[-100.30771,25.71192],[-100.3076,25.71285],[-100.30656,25.71325],[-100.30552,25.71366],[-100.30444,25.71409],[-100.30345,25.71448],[-100.30282,25.71468],[-100.30208,25.71497],[-100.30218,25.71537],[-100.30305,25.71574],[-100.30381,25.71601],[-100.3046,25.71628],[-100.30567,25.71672],[-100.30667,25.71713],[-100.30769,25.71751],[-100.30807,25.71776]]}}
Línea 115.0 kV | LineString | 115.0 kV | 1 |  |  | CFE |  |  |  |  | OpenStreetMap | {"type":"Feature","properties":{},"geometry":{"type":"LineString","coordinates":[[-100.32455,25.73891],[-100.32475,25.73898],[-100.32483,25.7385],[-100.32495,25.73757],[-100.32508,25.73671],[-100.3252,25.73597],[-100.32598,25.73608],[-100.3269,25.73618],[-100.32779,25.7363],[-100.3285,25.73639],[-100.32945,25.73652],[-100.33014,25.7366],[-100.33099,25.73672],[-100.3318,25.73682],[-100.33188,25.73623],[-100.33199,25.73551],[-100.33211,25.7348],[-100.33221,25.73406],[-100.33231,25.73337],[-100.33243,25.73269],[-100.33262,25.73271],[-100.33254,25.73221],[-100.33219,25.73104],[-100.3321,25.73054],[-100.33195,25.72978],[-100.33181,25.7292],[-100.33161,25.72838],[-100.33145,25.72765],[-100.33129,25.72693],[-100.33114,25.72623],[-100.33099,25.72555],[-100.33084,25.72483],[-100.33067,25.72407],[-100.33051,25.7234],[-100.33028,25.72245],[-100.33007,25.72135],[-100.33045,25.72093],[-100.33132,25.72041],[-100.33205,25.72001],[-100.33262,25.71971],[-100.33322,25.71938],[-100.33379,25.71909],[-100.33387,25.71901],[-100.33367,25.71871],[-100.33338,25.71827],[-100.33355,25.71792],[-100.33353,25.71753],[-100.33317,25.71759]]}}
Línea 115.0 kV | LineString | 115.0 kV | 1 |  |  | CFE |  |  |  |  | OpenStreetMap | {"type":"Feature","properties":{},"geometry":{"type":"LineString","coordinates":[[-100.29896,25.76504],[-100.29895,25.76477],[-100.29963,25.7647],[-100.30038,25.7646],[-100.30108,25.76452],[-100.3019,25.76442],[-100.30198,25.76381],[-100.30205,25.76307],[-100.30214,25.76227],[-100.30223,25.7615],[-100.30229,25.76082],[-100.30253,25.76015],[-100.3028,25.7594],[-100.30305,25.7587],[-100.30329,25.75797],[-100.30353,25.75725],[-100.30381,25.7565],[-100.30408,25.75575],[-100.30446,25.75501],[-100.30483,25.75429],[-100.30519,25.75354],[-100.30571,25.75297],[-100.30629,25.75234],[-100.30684,25.75171],[-100.30735,25.75115],[-100.30784,25.7506],[-100.30836,25.75004],[-100.3089,25.74947],[-100.30963,25.74913],[-100.31035,25.74878],[-100.31112,25.74844],[-100.31183,25.7481],[-100.31259,25.74775],[-100.31333,25.74741],[-100.31408,25.74707],[-100.31483,25.74673],[-100.31576,25.74631],[-100.31636,25.74604],[-100.3171,25.7457],[-100.31787,25.74535],[-100.31873,25.74494],[-100.31927,25.74469],[-100.31977,25.74446],[-100.32034,25.74422],[-100.32098,25.74376],[-100.32158,25.74334],[-100.32212,25.74298],[-100.32283,25.7425],[-100.32345,25.74204],[-100.32391,25.74171],[-100.32449,25.74132],[-100.32436,25.74102],[-100.32444,25.74054],[-100.32461,25.73971],[-100.32475,25.73898],[-100.32452,25.73901]]}}
Línea 115.0 kV | LineString | 115.0 kV | 2 |  |  | CFE |  |  |  |  | OpenStreetMap | {"type":"Feature","properties":{},"geometry":{"type":"LineString","coordinates":[[-100.31745,25.74567],[-100.31748,25.74578],[-100.31754,25.74605]]}}
Línea 115.0 kV | LineString | 115.0 kV | 2 |  |  | CFE |  |  |  |  | OpenStreetMap | {"type":"Feature","properties":{},"geometry":{"type":"LineString","coordinates":[[-100.30593,25.76593],[-100.30693,25.76581],[-100.30794,25.76535],[-100.30915,25.7652],[-100.31022,25.76524],[-100.31064,25.76519],[-100.31187,25.76505],[-100.31317,25.76488],[-100.31446,25.76474],[-100.31577,25.7646],[-100.31688,25.76448],[-100.31802,25.76435],[-100.31916,25.76423],[-100.31959,25.76379],[-100.31931,25.76258],[-100.31896,25.76144],[-100.31863,25.76032],[-100.31826,25.75919],[-100.31792,25.75806],[-100.31755,25.75688],[-100.31703,25.75567],[-100.31677,25.75456],[-100.31666,25.75344],[-100.31658,25.75262],[-100.3166,25.75197],[-100.31661,25.75128],[-100.31666,25.7501],[-100.31669,25.74905],[-100.31672,25.74831],[-100.31676,25.74726],[-100.31568,25.7468],[-100.3157,25.74672]]}}
Línea 115.0 kV | LineString | 115.0 kV | 1 |  |  | CFE |  |  |  |  | OpenStreetMap | {"type":"Feature","properties":{},"geometry":{"type":"LineString","coordinates":[[-100.29916,25.76509],[-100.29939,25.76497]]}}
Línea 115.0 kV | LineString | 115.0 kV | 1 |  |  | CFE |  |  |  |  | OpenStreetMap | {"type":"Feature","properties":{},"geometry":{"type":"LineString","coordinates":[[-100.29921,25.76518],[-100.29939,25.76497]]}}
Línea 115.0 kV | LineString | 115.0 kV | 2 |  |  | CFE |  |  |  |  | OpenStreetMap | {"type":"Feature","properties":{},"geometry":{"type":"LineString","coordinates":[[-100.29939,25.76497],[-100.29982,25.76493],[-100.30002,25.76617],[-100.30025,25.76653],[-100.30086,25.76644],[-100.3015,25.76633],[-100.30282,25.76638],[-100.30406,25.76625],[-100.30541,25.76607]]}}
Línea 115.0 kV | LineString | 115.0 kV | 1 |  |  | CFE |  |  |  |  | OpenStreetMap | {"type":"Feature","properties":{},"geometry":{"type":"LineString","coordinates":[[-100.23305,25.74402],[-100.23311,25.74408]]}}
Línea 115.0 kV | LineString | 115.0 kV | 1 |  |  | CFE |  |  |  |  | OpenStreetMap | {"type":"Feature","properties":{},"geometry":{"type":"LineString","coordinates":[[-100.23223,25.74484],[-100.23211,25.74469],[-100.23258,25.74435],[-100.23305,25.74402],[-100.23389,25.74343],[-100.23473,25.74285],[-100.23544,25.74233],[-100.23523,25.74183],[-100.23531,25.74146],[-100.23409,25.7414],[-100.2338,25.74121]]}}
Línea 115.0 kV | LineString | 115.0 kV | 2 |  |  | CFE |  |  |  |  | OpenStreetMap | {"type":"Feature","properties":{},"geometry":{"type":"LineString","coordinates":[[-100.16824,25.76781],[-100.16942,25.76763],[-100.17021,25.76756],[-100.17111,25.76727],[-100.17205,25.76697],[-100.17299,25.76669],[-100.17392,25.76636],[-100.17505,25.76601],[-100.17612,25.76558],[-100.1772,25.76517],[-100.17828,25.76475],[-100.17933,25.76432],[-100.18042,25.76388],[-100.1815,25.76346],[-100.18264,25.76302],[-100.18361,25.76262],[-100.18468,25.76219],[-100.1857,25.76178],[-100.18676,25.76135],[-100.18781,25.76093],[-100.18886,25.76051],[-100.18991,25.7601],[-100.1909,25.75968],[-100.19199,25.75925],[-100.19208,25.75921],[-100.1928,25.75893],[-100.19358,25.75863],[-100.19468,25.7582],[-100.19575,25.75775],[-100.19695,25.75726],[-100.19801,25.75684],[-100.19908,25.75641],[-100.20013,25.75598],[-100.20121,25.75555],[-100.20216,25.75517],[-100.2031,25.75479],[-100.20402,25.75443],[-100.20499,25.75404],[-100.20597,25.75364],[-100.20688,25.75328],[-100.20749,25.75304],[-100.20831,25.75271],[-100.20963,25.75219],[-100.21097,25.75166],[-100.2121,25.7512],[-100.21326,25.75074],[-100.21439,25.75028],[-100.21553,25.74983],[-100.21666,25.74937],[-100.21785,25.7489],[-100.21895,25.74846],[-100.22008,25.74801],[-100.22119,25.74756],[-100.22231,25.74711],[-100.22342,25.74667],[-100.22452,25.74622],[-100.22563,25.74578],[-100.22676,25.74533],[-100.22786,25.74489],[-100.22821,25.74474],[-100.22902,25.74442],[-100.22971,25.74415],[-100.23027,25.74391],[-100.23072,25.74366],[-100.23138,25.74312],[-100.23217,25.74247],[-100.23294,25.74183],[-100.23356,25.74134]]}}
Línea 115.0 kV | LineString | 115.0 kV | 2 |  |  | CFE |  |  |  |  | OpenStreetMap | {"type":"Feature","properties":{},"geometry":{"type":"LineString","coordinates":[[-100.16973,25.76855],[-100.17095,25.76867],[-100.17208,25.76856],[-100.17314,25.76806],[-100.17422,25.76757],[-100.17499,25.76841],[-100.17571,25.76918],[-100.17647,25.77001],[-100.1772,25.77079],[-100.17793,25.7716],[-100.17861,25.77233],[-100.17972,25.77322],[-100.18067,25.77395],[-100.18119,25.77448],[-100.18046,25.77506],[-100.18,25.7754],[-100.1808,25.77605],[-100.18153,25.77681],[-100.18226,25.77758],[-100.1827,25.77795],[-100.18337,25.77775],[-100.18441,25.77745],[-100.1855,25.77719],[-100.18646,25.77652],[-100.18729,25.77596],[-100.18841,25.77516],[-100.1893,25.77456],[-100.18997,25.77391],[-100.19105,25.77315],[-100.19201,25.77247],[-100.19299,25.7718],[-100.19393,25.77115],[-100.19491,25.77046],[-100.1959,25.76977],[-100.19687,25.76909],[-100.19785,25.76841],[-100.19882,25.76774],[-100.19978,25.76707],[-100.20076,25.76639],[-100.20174,25.76571],[-100.20269,25.76504],[-100.20368,25.76435],[-100.20465,25.76367],[-100.20562,25.76299],[-100.20658,25.76231],[-100.20756,25.76163],[-100.20853,25.76096],[-100.2095,25.76028],[-100.21047,25.7596],[-100.21144,25.75893],[-100.21241,25.75825],[-100.21339,25.75757],[-100.21436,25.75689],[-100.21533,25.75622],[-100.2163,25.75554],[-100.21727,25.75486],[-100.21824,25.75419],[-100.21921,25.75351],[-100.22019,25.75283],[-100.22116,25.75215],[-100.22213,25.75147],[-100.22305,25.75083],[-100.22401,25.75015],[-100.22501,25.74946],[-100.22603,25.74874],[-100.22696,25.74809],[-100.22796,25.7474],[-100.22894,25.74671],[-100.22993,25.74603],[-100.23089,25.74536],[-100.23188,25.74467],[-100.23286,25.74397],[-100.23384,25.74328],[-100.23482,25.74259],[-100.23562,25.74203],[-100.23635,25.74148],[-100.23719,25.74088],[-100.23803,25.74031],[-100.23892,25.73969],[-100.23991,25.739],[-100.2409,25.73831],[-100.24189,25.73762],[-100.24287,25.73693],[-100.24387,25.73624],[-100.24485,25.73557],[-100.24581,25.7349],[-100.24679,25.73422],[-100.24775,25.73354],[-100.24873,25.73286],[-100.24971,25.73218],[-100.25068,25.73151],[-100.25163,25.73082],[-100.2526,25.73017],[-100.25357,25.72948],[-100.25453,25.72882],[-100.2555,25.72814],[-100.25647,25.72747],[-100.25745,25.7268],[-100.25839,25.72614],[-100.25933,25.72545],[-100.25982,25.72493],[-100.2604,25.7242],[-100.26101,25.72345],[-100.26172,25.72257],[-100.26241,25.72175],[-100.26327,25.7211],[-100.26419,25.72045],[-100.26509,25.7198],[-100.26592,25.71922],[-100.2669,25.71854],[-100.26789,25.71785],[-100.26885,25.7172],[-100.26954,25.71674],[-100.2706,25.7161],[-100.27147,25.71552],[-100.27254,25.71479],[-100.27321,25.71428],[-100.27403,25.71372],[-100.27479,25.7132],[-100.27569,25.71256],[-100.27657,25.71194],[-100.27751,25.71125],[-100.2784,25.71177],[-100.27921,25.71236],[-100.28002,25.71293],[-100.28082,25.71352],[-100.28163,25.7141],[-100.2827,25.71468],[-100.28361,25.71535],[-100.28463,25.71603],[-100.28551,25.71668],[-100.28637,25.71726],[-100.28736,25.71806],[-100.28834,25.71876],[-100.28925,25.71942],[-100.29026,25.72014],[-100.2906,25.72038],[-100.29135,25.72091],[-100.29179,25.72121],[-100.29214,25.72143],[-100.29225,25.72149],[-100.29305,25.72207],[-100.29405,25.72278],[-100.29449,25.72309],[-100.29494,25.72342],[-100.29588,25.72413],[-100.29673,25.72484],[-100.29748,25.72539],[-100.29827,25.72595],[-100.2991,25.72654],[-100.30001,25.72719],[-100.30099,25.72783],[-100.30189,25.72851],[-100.30265,25.72775],[-100.30346,25.72693],[-100.30417,25.72619],[-100.30495,25.72549],[-100.30599,25.725],[-100.30681,25.72464],[-100.30703,25.72359],[-100.30716,25.72272],[-100.30725,25.72199],[-100.30705,25.72197],[-100.30707,25.72183]]}}
Línea 115.0 kV | LineString | 115.0 kV | 1 |  |  | CFE |  |  |  |  | OpenStreetMap | {"type":"Feature","properties":{},"geometry":{"type":"LineString","coordinates":[[-100.16961,25.7677],[-100.1697,25.76802],[-100.16973,25.76855]]}}
Línea 115.0 kV | LineString | 115.0 kV | 2 |  |  | CFE |  |  |  |  | OpenStreetMap | {"type":"Feature","properties":{},"geometry":{"type":"LineString","coordinates":[[-100.09733,25.71825],[-100.09799,25.71824],[-100.09878,25.7178],[-100.09958,25.71745],[-100.10052,25.71708],[-100.10144,25.7167],[-100.10205,25.71645],[-100.10305,25.71601],[-100.10389,25.71567],[-100.10511,25.71566],[-100.10633,25.71565],[-100.10743,25.71567],[-100.10857,25.71568],[-100.10967,25.71568],[-100.11077,25.71566],[-100.11197,25.71566],[-100.1132,25.71563],[-100.11371,25.7162],[-100.11447,25.71703],[-100.11524,25.71786],[-100.11601,25.71869],[-100.11678,25.71952],[-100.11754,25.72036],[-100.11831,25.72118],[-100.11908,25.72201],[-100.11984,25.72283],[-100.12061,25.72367],[-100.12138,25.72451],[-100.12215,25.72533],[-100.12296,25.7262],[-100.12352,25.72676],[-100.12438,25.72751],[-100.12535,25.72815],[-100.12631,25.72878],[-100.1273,25.72942],[-100.12828,25.73004],[-100.12924,25.73063],[-100.13017,25.73134],[-100.1309,25.73218],[-100.13159,25.73307],[-100.13206,25.73405],[-100.13244,25.73509],[-100.13261,25.73622],[-100.13274,25.73719],[-100.13294,25.73831],[-100.13329,25.73934],[-100.13373,25.74035],[-100.13425,25.74123],[-100.13492,25.74212],[-100.13565,25.74298],[-100.1365,25.74374],[-100.1373,25.74455],[-100.13812,25.74536],[-100.13891,25.74615],[-100.13973,25.74695],[-100.14054,25.74774],[-100.14129,25.74858],[-100.14193,25.74947],[-100.14253,25.75045],[-100.14308,25.75141],[-100.14358,25.75227],[-100.14416,25.7532],[-100.14472,25.75417],[-100.14529,25.75513],[-100.14585,25.75609],[-100.14642,25.75705],[-100.14702,25.75797],[-100.14768,25.75889],[-100.14836,25.75981],[-100.14903,25.7607],[-100.14975,25.76166],[-100.15036,25.76248],[-100.15104,25.76339],[-100.15171,25.76428],[-100.15238,25.76516],[-100.15304,25.76607],[-100.15371,25.76697],[-100.15438,25.76786],[-100.15509,25.76881],[-100.156,25.76875],[-100.15714,25.76867],[-100.15827,25.76859],[-100.1594,25.76851],[-100.16054,25.76843],[-100.16164,25.76833],[-100.1628,25.76827],[-100.16394,25.7682],[-100.16507,25.76812],[-100.1662,25.76805],[-100.16733,25.76796],[-100.16847,25.76789],[-100.16961,25.7677]]}}
Línea 115.0 kV | LineString | 115.0 kV | 1 |  |  | CFE |  |  |  |  | OpenStreetMap | {"type":"Feature","properties":{},"geometry":{"type":"LineString","coordinates":[[-100.16961,25.7677],[-100.1696,25.76804],[-100.16973,25.76855]]}}
Línea 115.0 kV | LineString | 115.0 kV | 1 |  |  | CFE |  |  |  |  | OpenStreetMap | {"type":"Feature","properties":{},"geometry":{"type":"LineString","coordinates":[[-100.16947,25.76918],[-100.16886,25.76851],[-100.16824,25.76781]]}}
Línea 115.0 kV | LineString | 115.0 kV | 1 |  |  | CFE |  |  |  |  | OpenStreetMap | {"type":"Feature","properties":{},"geometry":{"type":"LineString","coordinates":[[-100.16306,25.77176],[-100.16297,25.77184],[-100.16277,25.77159]]}}
Línea 115.0 kV | LineString | 115.0 kV | 1 |  |  | CFE |  |  |  |  | OpenStreetMap | {"type":"Feature","properties":{},"geometry":{"type":"LineString","coordinates":[[-100.16464,25.77359],[-100.16479,25.77337]]}}
Línea 115.0 kV | LineString | 115.0 kV | 1 |  |  | CFE |  |  |  |  | OpenStreetMap | {"type":"Feature","properties":{},"geometry":{"type":"LineString","coordinates":[[-100.16475,25.77386],[-100.1649,25.7738],[-100.16464,25.77359],[-100.16411,25.773],[-100.16361,25.77246],[-100.16306,25.77176],[-100.16388,25.77115],[-100.16476,25.77049],[-100.16563,25.76984],[-100.16633,25.76931],[-100.16728,25.76944],[-100.16754,25.77001],[-100.1678,25.77054],[-100.16891,25.76973],[-100.16947,25.76918]]}}
Línea 115.0 kV | LineString | 115.0 kV | 1 |  |  | CFE |  |  |  |  | OpenStreetMap | {"type":"Feature","properties":{},"geometry":{"type":"LineString","coordinates":[[-100.1668,25.77588],[-100.16566,25.77667],[-100.16455,25.77754],[-100.16514,25.77823],[-100.16574,25.77892],[-100.16632,25.77963],[-100.1669,25.78032],[-100.16604,25.78094],[-100.16517,25.78159],[-100.16498,25.78174]]}}
Línea 115.0 kV | LineString | 115.0 kV | 1 |  |  | CFE |  |  |  |  | OpenStreetMap | {"type":"Feature","properties":{},"geometry":{"type":"LineString","coordinates":[[-100.16904,25.77824],[-100.16922,25.77814]]}}
Línea 115.0 kV | LineString | 115.0 kV | 1 |  |  | CFE |  |  |  |  | OpenStreetMap | {"type":"Feature","properties":{},"geometry":{"type":"LineString","coordinates":[[-100.17781,25.77955],[-100.17663,25.7799],[-100.17543,25.78028],[-100.17425,25.78063],[-100.17304,25.781],[-100.17185,25.78136],[-100.17089,25.78034],[-100.17004,25.77941],[-100.16918,25.77849],[-100.16904,25.77824],[-100.16834,25.77754],[-100.1675,25.77662],[-100.1668,25.77588],[-100.16665,25.77569],[-100.16576,25.77473],[-100.1649,25.7738],[-100.16483,25.77395]]}}
Línea 115.0 kV | LineString | 115.0 kV | 1 |  |  | CFE |  |  |  |  | OpenStreetMap | {"type":"Feature","properties":{},"geometry":{"type":"LineString","coordinates":[[-100.17781,25.77955],[-100.17819,25.77881],[-100.17761,25.77817],[-100.17703,25.77755],[-100.17686,25.77727],[-100.17629,25.77668],[-100.17577,25.77608],[-100.17539,25.77562],[-100.17462,25.77479],[-100.17386,25.77397],[-100.1734,25.77349],[-100.17286,25.77289],[-100.17229,25.77223],[-100.17172,25.77162],[-100.17113,25.77098],[-100.17056,25.77036],[-100.17002,25.76975],[-100.16947,25.76918]]}}
Línea 115.0 kV | LineString | 115.0 kV | 1 |  |  | CFE |  |  |  |  | OpenStreetMap | {"type":"Feature","properties":{},"geometry":{"type":"LineString","coordinates":[[-100.18007,25.78327],[-100.17989,25.78338]]}}
Línea 115.0 kV | LineString | 115.0 kV | 2 |  |  | CFE |  |  |  |  | OpenStreetMap | {"type":"Feature","properties":{},"geometry":{"type":"LineString","coordinates":[[-100.18142,25.7855],[-100.18078,25.78445],[-100.18018,25.78346],[-100.18007,25.78327],[-100.17957,25.78244],[-100.17896,25.78143],[-100.17834,25.78041],[-100.17781,25.77955]]}}
Línea 115.0 kV | LineString | 115.0 kV | 1 |  |  | CFE |  |  |  |  | OpenStreetMap | {"type":"Feature","properties":{},"geometry":{"type":"LineString","coordinates":[[-100.17967,25.78927],[-100.18036,25.78818],[-100.18104,25.7871],[-100.18221,25.78644],[-100.18142,25.7855]]}}
Línea 115.0 kV | LineString | 115.0 kV | 1 |  |  | CFE |  |  |  |  | OpenStreetMap | {"type":"Feature","properties":{},"geometry":{"type":"LineString","coordinates":[[-100.17985,25.78931],[-100.18049,25.78825],[-100.18097,25.78752],[-100.18145,25.78694],[-100.18195,25.78669],[-100.18142,25.7855]]}}
Línea 115.0 kV | LineString | 115.0 kV | 1 |  |  | CFE |  |  |  |  | OpenStreetMap | {"type":"Feature","properties":{},"geometry":{"type":"LineString","coordinates":[[-100.17764,25.7922],[-100.17787,25.79232],[-100.17755,25.79277],[-100.17812,25.7939],[-100.17816,25.79428]]}}
Línea 115.0 kV | LineString | 115.0 kV | 1 |  |  | CFE |  |  |  |  | OpenStreetMap | {"type":"Feature","properties":{},"geometry":{"type":"LineString","coordinates":[[-100.17967,25.78927],[-100.17908,25.79011],[-100.17836,25.79117],[-100.17764,25.7922],[-100.1769,25.79326],[-100.17618,25.79433],[-100.17535,25.79531],[-100.1743,25.79625],[-100.17342,25.79726],[-100.17314,25.79844],[-100.17238,25.79945],[-100.17164,25.80049],[-100.1709,25.80152],[-100.17016,25.80254],[-100.16942,25.80354],[-100.16874,25.8045],[-100.16796,25.80557],[-100.16723,25.80619],[-100.16649,25.80679],[-100.16678,25.80728]]}}
Línea 115.0 kV | LineString | 115.0 kV | 1 |  |  | CFE |  |  |  |  | OpenStreetMap | {"type":"Feature","properties":{},"geometry":{"type":"LineString","coordinates":[[-100.17985,25.78931],[-100.17954,25.78999],[-100.17908,25.79011]]}}
Línea 115.0 kV | LineString | 115.0 kV | 2 |  |  | CFE |  |  |  |  | OpenStreetMap | {"type":"Feature","properties":{},"geometry":{"type":"LineString","coordinates":[[-100.19077,25.78968],[-100.19027,25.7891],[-100.18948,25.78937],[-100.18722,25.79011],[-100.1838,25.78974],[-100.18031,25.78935],[-100.17985,25.78931]]}}
Línea 115.0 kV | LineString | 115.0 kV | 4 |  |  | CFE |  |  |  |  | OpenStreetMap | {"type":"Feature","properties":{},"geometry":{"type":"LineString","coordinates":[[-100.18367,25.79672],[-100.18477,25.79551],[-100.186,25.79413],[-100.18731,25.79291],[-100.18857,25.79174],[-100.18963,25.79074],[-100.19077,25.78968]]}}
Línea 115.0 kV | LineString | 115.0 kV | 2 |  |  | CFE |  |  |  |  | OpenStreetMap | {"type":"Feature","properties":{},"geometry":{"type":"LineString","coordinates":[[-100.18274,25.79819],[-100.18317,25.79747],[-100.18367,25.79672]]}}
Línea 115.0 kV | LineString | 115.0 kV | 2 |  |  | CFE |  |  |  |  | OpenStreetMap | {"type":"Feature","properties":{},"geometry":{"type":"LineString","coordinates":[[-100.18274,25.79819],[-100.18334,25.79759],[-100.18367,25.79672]]}}
Línea 115.0 kV | LineString | 115.0 kV | 4 |  |  | CFE |  |  |  |  | OpenStreetMap | {"type":"Feature","properties":{},"geometry":{"type":"LineString","coordinates":[[-100.14638,25.84908],[-100.14689,25.84759],[-100.14743,25.846],[-100.148,25.84434],[-100.14857,25.84266],[-100.14902,25.84133],[-100.14948,25.83998],[-100.14974,25.83831],[-100.15001,25.83653],[-100.15028,25.83476],[-100.15055,25.83298],[-100.15081,25.8312],[-100.15108,25.82945],[-100.15134,25.82777],[-100.15159,25.82609],[-100.15181,25.82466],[-100.15352,25.8241],[-100.15508,25.82359],[-100.15671,25.82306],[-100.15832,25.82253],[-100.16002,25.82199],[-100.16171,25.82143],[-100.16309,25.82098],[-100.16449,25.82054],[-100.16497,25.81881],[-100.16533,25.81746],[-100.1657,25.81616],[-100.16697,25.81455],[-100.16794,25.81336],[-100.16873,25.81239],[-100.17018,25.81119],[-100.17125,25.81029],[-100.17224,25.80947],[-100.17314,25.80875],[-100.17408,25.80837],[-100.17514,25.80793],[-100.17581,25.80676],[-100.17596,25.80472],[-100.17667,25.80362],[-100.17808,25.80266],[-100.17949,25.8017],[-100.18055,25.80123],[-100.18142,25.80051],[-100.18208,25.79934],[-100.18274,25.79819]]}}
Línea 115.0 kV | LineString | 115.0 kV | 2 |  |  | CFE |  |  |  |  | OpenStreetMap | {"type":"Feature","properties":{},"geometry":{"type":"LineString","coordinates":[[-100.14555,25.8488],[-100.14638,25.84908]]}}
Línea 115.0 kV | LineString | 115.0 kV | 2 |  |  | CFE |  |  |  |  | OpenStreetMap | {"type":"Feature","properties":{},"geometry":{"type":"LineString","coordinates":[[-100.14547,25.84892],[-100.14638,25.84908]]}}
Línea 115.0 kV | LineString | 115.0 kV | 1 |  |  | CFE |  |  |  |  | OpenStreetMap | {"type":"Feature","properties":{},"geometry":{"type":"LineString","coordinates":[[-100.14282,25.82776],[-100.14138,25.8272],[-100.13993,25.82668],[-100.13855,25.82618],[-100.13715,25.82567],[-100.13582,25.82645],[-100.13494,25.82696],[-100.13368,25.82769],[-100.13242,25.82843],[-100.13112,25.82919],[-100.12995,25.82987],[-100.12829,25.83036],[-100.127,25.83048],[-100.12565,25.83059],[-100.12436,25.83071],[-100.12298,25.83084],[-100.12157,25.83097],[-100.12026,25.83143],[-100.11897,25.83187],[-100.1177,25.83231],[-100.1166,25.83206],[-100.11536,25.83109],[-100.11413,25.83015],[-100.11294,25.82922],[-100.11176,25.82829],[-100.11047,25.8273],[-100.10799,25.82535],[-100.10681,25.82443],[-100.10563,25.8235],[-100.10432,25.82249],[-100.10346,25.82181],[-100.10201,25.8207],[-100.10113,25.82003],[-100.10026,25.81932],[-100.09902,25.81836],[-100.09775,25.81739],[-100.09652,25.81642],[-100.0954,25.81555],[-100.09403,25.81449],[-100.09299,25.81367],[-100.09303,25.81359],[-100.09438,25.81276],[-100.09322,25.81093],[-100.09274,25.81014],[-100.09355,25.80963],[-100.09317,25.80882],[-100.09265,25.80773],[-100.09228,25.80726],[-100.09374,25.8068],[-100.09504,25.80641],[-100.09607,25.8061],[-100.09742,25.80567],[-100.09755,25.80585]]}}
Línea 115.0 kV | LineString | 115.0 kV | 1 |  |  | CFE |  |  |  |  | OpenStreetMap | {"type":"Feature","properties":{},"geometry":{"type":"LineString","coordinates":[[-100.14563,25.84852],[-100.14586,25.84834],[-100.14546,25.84743],[-100.14485,25.84697]]}}
Línea 115.0 kV | LineString | 115.0 kV | 1 |  |  | CFE |  |  |  |  | OpenStreetMap | {"type":"Feature","properties":{},"geometry":{"type":"LineString","coordinates":[[-100.16525,25.90567],[-100.16508,25.90556],[-100.1642,25.9063],[-100.16398,25.90622]]}}
Línea 115.0 kV | LineString | 115.0 kV | 1 |  |  | CFE |  |  |  |  | OpenStreetMap | {"type":"Feature","properties":{},"geometry":{"type":"LineString","coordinates":[[-100.16396,25.90632],[-100.16412,25.90636],[-100.16414,25.90663],[-100.16485,25.90695],[-100.16583,25.90725],[-100.16677,25.90754],[-100.16771,25.90783],[-100.16864,25.90812],[-100.16958,25.90843],[-100.17052,25.90872],[-100.17145,25.909],[-100.17239,25.90929],[-100.17333,25.90959],[-100.17427,25.90988],[-100.17521,25.91017],[-100.17614,25.91046],[-100.17707,25.91075],[-100.17801,25.91105],[-100.17895,25.91133],[-100.1799,25.91163],[-100.18084,25.91192],[-100.18177,25.91222],[-100.18271,25.9125],[-100.18365,25.91279],[-100.18459,25.91309],[-100.18553,25.91337],[-100.18647,25.91367],[-100.18741,25.91396],[-100.18835,25.91424],[-100.18934,25.91455],[-100.19024,25.91481],[-100.1912,25.91512],[-100.19215,25.91543],[-100.19312,25.91573],[-100.19406,25.91603],[-100.19499,25.91631],[-100.19592,25.9166],[-100.19699,25.91693],[-100.19781,25.91721],[-100.19838,25.91637],[-100.19895,25.91554],[-100.19951,25.91474],[-100.20009,25.91389],[-100.20066,25.91307],[-100.20129,25.91219],[-100.20189,25.91133],[-100.20248,25.9105],[-100.20306,25.90962],[-100.20367,25.90879],[-100.20424,25.90796],[-100.20487,25.90707],[-100.20546,25.9062],[-100.20606,25.90533],[-100.20664,25.90448],[-100.20726,25.90361],[-100.20786,25.90276],[-100.20844,25.90192],[-100.20905,25.90102],[-100.20964,25.90021],[-100.21025,25.89933],[-100.21083,25.89847],[-100.21145,25.89759],[-100.21203,25.89677],[-100.21263,25.8959],[-100.21324,25.89505],[-100.21383,25.89419],[-100.21444,25.89331],[-100.21506,25.89243],[-100.21568,25.89157],[-100.21624,25.89076],[-100.21672,25.89006],[-100.21743,25.88904],[-100.21812,25.88806],[-100.21893,25.8869],[-100.21978,25.88577],[-100.22069,25.88499],[-100.22168,25.88443],[-100.22201,25.8835],[-100.22231,25.88254],[-100.22265,25.88161],[-100.2222,25.8814],[-100.22205,25.88134]]}}
Línea 115.0 kV | LineString | 115.0 kV | 2 |  |  | CFE |  |  |  |  | OpenStreetMap | {"type":"Feature","properties":{},"geometry":{"type":"LineString","coordinates":[[-100.14546,25.84907],[-100.14612,25.84945],[-100.14581,25.85091],[-100.14554,25.85222],[-100.14527,25.85348],[-100.14604,25.85402],[-100.14783,25.85449],[-100.14982,25.855],[-100.15166,25.85549],[-100.15355,25.85598],[-100.15534,25.85644],[-100.1572,25.85693],[-100.1588,25.85746],[-100.1604,25.85799],[-100.16237,25.85799],[-100.1643,25.85801],[-100.16619,25.85801],[-100.16807,25.85803],[-100.16988,25.85803],[-100.17151,25.85899],[-100.17223,25.86024],[-100.17295,25.86151],[-100.17447,25.86269],[-100.17638,25.86274],[-100.1783,25.86276],[-100.18035,25.86279],[-100.18089,25.86279],[-100.18177,25.86279],[-100.18225,25.86279],[-100.18411,25.86281],[-100.18594,25.86285],[-100.1878,25.86287],[-100.18986,25.86291],[-100.19172,25.86293],[-100.19365,25.86295],[-100.19541,25.86298],[-100.19726,25.86301],[-100.19889,25.86303],[-100.20058,25.86306],[-100.20082,25.8637],[-100.19945,25.86486],[-100.19806,25.86605],[-100.19676,25.86718],[-100.19548,25.86826],[-100.19424,25.86933],[-100.19293,25.87044],[-100.19157,25.8716],[-100.19052,25.87256],[-100.18908,25.8738],[-100.18767,25.875],[-100.18625,25.87621],[-100.18481,25.87746],[-100.18356,25.87851],[-100.18209,25.87978],[-100.18074,25.88094],[-100.1794,25.88207],[-100.17836,25.88296],[-100.17716,25.884],[-100.17595,25.88503],[-100.17749,25.88593],[-100.17917,25.8869],[-100.18087,25.88788],[-100.18251,25.88884],[-100.18416,25.88979],[-100.18297,25.89082],[-100.1817,25.89187],[-100.1804,25.89299],[-100.17904,25.89412],[-100.17785,25.89514],[-100.17671,25.8961],[-100.17525,25.89731],[-100.17386,25.89848],[-100.17244,25.89968],[-100.17101,25.90086],[-100.16955,25.90208],[-100.16811,25.90327],[-100.16672,25.90444],[-100.16525,25.90567],[-100.16414,25.90663],[-100.16381,25.90688],[-100.16569,25.90747],[-100.16758,25.90804],[-100.16946,25.90863],[-100.17134,25.90921],[-100.17319,25.90979],[-100.1751,25.91038],[-100.17698,25.91096],[-100.17885,25.91153],[-100.18074,25.91213],[-100.18262,25.9127],[-100.1845,25.91329],[-100.18638,25.91388],[-100.18827,25.91445],[-100.18964,25.91488]]}}
Línea 115.0 kV | LineString | 115.0 kV | 2 |  |  | CFE |  |  |  |  | OpenStreetMap | {"type":"Feature","properties":{},"geometry":{"type":"LineString","coordinates":[[-100.18964,25.91488],[-100.18953,25.91519]]}}
Línea 115.0 kV | LineString | 115.0 kV | 2 |  |  | CFE |  |  |  |  | OpenStreetMap | {"type":"Feature","properties":{},"geometry":{"type":"LineString","coordinates":[[-100.23793,25.94694],[-100.23874,25.94733],[-100.24026,25.94798],[-100.24182,25.94863]]}}
Línea 115.0 kV | LineString | 115.0 kV | 2 |  |  | CFE |  |  |  |  | OpenStreetMap | {"type":"Feature","properties":{},"geometry":{"type":"LineString","coordinates":[[-100.23784,25.94718],[-100.23793,25.94694]]}}
Línea 115.0 kV | LineString | 115.0 kV | 2 |  |  | CFE |  |  |  |  | OpenStreetMap | {"type":"Feature","properties":{},"geometry":{"type":"LineString","coordinates":[[-100.23775,25.94686],[-100.23767,25.94709]]}}
Línea 115.0 kV | LineString | 115.0 kV | 2 |  |  | CFE |  |  |  |  | OpenStreetMap | {"type":"Feature","properties":{},"geometry":{"type":"LineString","coordinates":[[-100.18964,25.91488],[-100.19011,25.91503],[-100.19195,25.9156],[-100.19378,25.91617],[-100.19563,25.91674],[-100.19574,25.91785],[-100.19668,25.91887],[-100.19575,25.92021],[-100.1948,25.92155],[-100.19378,25.92304],[-100.1928,25.92447],[-100.19184,25.9258],[-100.19075,25.92736],[-100.18972,25.92883],[-100.18864,25.93037],[-100.1877,25.93173],[-100.18676,25.93306],[-100.18573,25.93455],[-100.18479,25.93597],[-100.18644,25.93585],[-100.1884,25.93586],[-100.19037,25.93587],[-100.19216,25.93588],[-100.1941,25.9359],[-100.19586,25.93591],[-100.19764,25.93592],[-100.19942,25.93594],[-100.20128,25.93604],[-100.20315,25.93615],[-100.20497,25.93626],[-100.20665,25.93636],[-100.20863,25.93652],[-100.21062,25.93666],[-100.21245,25.93681],[-100.21441,25.93695],[-100.21638,25.9371],[-100.21834,25.93724],[-100.2203,25.9374],[-100.22224,25.93754],[-100.22291,25.93862],[-100.22358,25.93967],[-100.22678,25.94047],[-100.22759,25.941],[-100.22847,25.94165],[-100.22937,25.94226],[-100.2307,25.94314],[-100.2321,25.944],[-100.23352,25.94483],[-100.23482,25.94546],[-100.2361,25.94608],[-100.23749,25.94674],[-100.23775,25.94686]]}}
Línea 115.0 kV | LineString | 115.0 kV | 1 |  |  | CFE |  |  |  |  | OpenStreetMap | {"type":"Feature","properties":{},"geometry":{"type":"LineString","coordinates":[[-100.24182,25.94863],[-100.24267,25.94885],[-100.24331,25.94901],[-100.24458,25.94929],[-100.24555,25.9492],[-100.24686,25.94949],[-100.24819,25.94977],[-100.24949,25.95005],[-100.25082,25.95033],[-100.25213,25.9506],[-100.25322,25.95068],[-100.25431,25.95075],[-100.25541,25.95083],[-100.25651,25.9509],[-100.25759,25.95097],[-100.25827,25.95094],[-100.25948,25.95061],[-100.26067,25.95028],[-100.26176,25.95],[-100.26317,25.94991],[-100.26471,25.94986],[-100.26555,25.94983],[-100.26661,25.95013],[-100.26776,25.95055],[-100.26894,25.95097],[-100.27011,25.95138],[-100.27125,25.95178],[-100.27241,25.95219],[-100.27356,25.95259],[-100.27441,25.95296],[-100.27556,25.95328],[-100.27666,25.95332],[-100.27785,25.95334],[-100.27894,25.95335],[-100.2797,25.95303],[-100.27961,25.95431],[-100.2795,25.95554],[-100.27939,25.9568],[-100.27929,25.95802],[-100.27918,25.95927],[-100.27906,25.95964],[-100.27883,25.95992],[-100.27847,25.96019],[-100.27771,25.96057],[-100.27696,25.96096],[-100.2763,25.96182],[-100.27644,25.96305],[-100.27655,25.96429],[-100.27665,25.96546],[-100.27677,25.96665],[-100.27716,25.96758],[-100.27726,25.96876],[-100.27738,25.96994],[-100.27752,25.97112],[-100.27764,25.97229],[-100.2777,25.97314],[-100.27781,25.97395],[-100.27802,25.97439],[-100.27826,25.97469],[-100.27858,25.97492],[-100.27895,25.97508],[-100.27935,25.97517],[-100.27975,25.97518],[-100.28084,25.97488],[-100.28196,25.97459],[-100.28291,25.97434],[-100.28419,25.974],[-100.28546,25.97367],[-100.28692,25.97342],[-100.28785,25.97346],[-100.289,25.9735],[-100.28998,25.97355],[-100.29124,25.97369],[-100.29215,25.97416],[-100.29312,25.97475],[-100.29421,25.97542],[-100.29523,25.97604],[-100.29618,25.97658],[-100.2968,25.97708],[-100.29709,25.97768],[-100.29711,25.97834],[-100.2968,25.97888],[-100.29672,25.98007],[-100.29666,25.98124],[-100.29658,25.98248],[-100.29649,25.98363],[-100.29637,25.98442],[-100.29615,25.98553],[-100.29593,25.98664],[-100.2957,25.98775],[-100.29549,25.98885],[-100.29526,25.98995],[-100.29505,25.99108],[-100.29483,25.99212],[-100.29461,25.99329],[-100.2945,25.99396],[-100.2945,25.99489],[-100.29464,25.99569],[-100.29487,25.9969],[-100.29507,25.99802],[-100.2953,25.9992],[-100.29552,26.00035],[-100.29572,26.00141],[-100.29592,26.0025],[-100.29616,26.00382],[-100.29634,26.00472],[-100.29766,26.00452],[-100.299,26.00431],[-100.30035,26.00411],[-100.30169,26.0039],[-100.30304,26.00373],[-100.30424,26.00354],[-100.30418,26.00317]]}}
Línea 115.0 kV | LineString | 115.0 kV | 1 |  |  | CFE |  |  |  |  | OpenStreetMap | {"type":"Feature","properties":{},"geometry":{"type":"LineString","coordinates":[[-100.24936,25.90253],[-100.24927,25.90227],[-100.24897,25.90232]]}}
Línea 115.0 kV | LineString | 115.0 kV | 1 |  |  | CFE |  |  |  |  | OpenStreetMap | {"type":"Feature","properties":{},"geometry":{"type":"LineString","coordinates":[[-100.23807,25.94669],[-100.23777,25.94654],[-100.23759,25.94686],[-100.23749,25.947]]}}
Línea 115.0 kV | LineString | 115.0 kV | 1 |  |  | CFE |  |  |  |  | OpenStreetMap | {"type":"Feature","properties":{},"geometry":{"type":"LineString","coordinates":[[-100.23807,25.94669],[-100.23804,25.94708],[-100.23796,25.94724]]}}
Línea 115.0 kV | LineString | 115.0 kV | 2 |  |  | CFE |  |  |  |  | OpenStreetMap | {"type":"Feature","properties":{},"geometry":{"type":"LineString","coordinates":[[-100.28766,25.90737],[-100.28706,25.90766],[-100.28597,25.90821],[-100.28487,25.90875],[-100.28385,25.90924],[-100.28283,25.90973],[-100.28177,25.91025],[-100.28072,25.91075],[-100.27967,25.91126],[-100.27863,25.91177],[-100.27758,25.91228],[-100.27654,25.91279],[-100.27549,25.91331],[-100.27473,25.91413],[-100.27397,25.91496],[-100.27321,25.91578],[-100.27245,25.91662],[-100.27171,25.91746],[-100.27094,25.91828],[-100.27047,25.9188],[-100.27006,25.91782],[-100.26965,25.91683],[-100.26928,25.91591],[-100.26884,25.91484],[-100.26842,25.91383],[-100.26801,25.91284],[-100.2676,25.91186],[-100.26719,25.91085],[-100.26679,25.90988],[-100.26639,25.9089],[-100.26599,25.90792],[-100.26558,25.90696],[-100.26518,25.90597],[-100.26479,25.90501],[-100.26438,25.90404],[-100.26397,25.90308],[-100.2636,25.9021],[-100.26319,25.90113],[-100.26277,25.90014],[-100.26168,25.90045],[-100.26056,25.90076],[-100.25944,25.90108],[-100.25834,25.9014],[-100.25723,25.90173],[-100.25613,25.90205],[-100.25501,25.90237],[-100.25391,25.90268],[-100.25279,25.903],[-100.25169,25.90332],[-100.25057,25.90363],[-100.2494,25.90398],[-100.24952,25.90341],[-100.24963,25.90286],[-100.24943,25.90285],[-100.24943,25.90275]]}}
Línea 115.0 kV | LineString | 115.0 kV | 2 |  |  | CFE |  |  |  |  | OpenStreetMap | {"type":"Feature","properties":{},"geometry":{"type":"LineString","coordinates":[[-100.28766,25.90737],[-100.28704,25.90779],[-100.28596,25.90833],[-100.28484,25.90887],[-100.28381,25.90937],[-100.28281,25.90985],[-100.2818,25.91036],[-100.28075,25.91088],[-100.27971,25.91137],[-100.27868,25.91188],[-100.27765,25.91238],[-100.27661,25.91289],[-100.27557,25.91339],[-100.27479,25.91421],[-100.27405,25.91506],[-100.27329,25.9159],[-100.27251,25.91673],[-100.27176,25.91756],[-100.271,25.91839],[-100.27024,25.91923],[-100.26949,25.92003],[-100.26874,25.92084],[-100.26799,25.92166],[-100.26725,25.92247],[-100.26651,25.92329],[-100.26577,25.92411],[-100.26502,25.92493],[-100.26427,25.92574],[-100.26351,25.92655],[-100.26277,25.92736],[-100.26204,25.92818],[-100.26128,25.92899],[-100.26054,25.92981],[-100.2598,25.93063],[-100.25905,25.93144],[-100.25831,25.93226],[-100.25756,25.93307],[-100.25682,25.93389],[-100.25607,25.9347],[-100.25533,25.93551],[-100.25459,25.93633],[-100.25384,25.93715],[-100.25311,25.93794],[-100.25229,25.9387],[-100.25156,25.9395],[-100.25084,25.9403],[-100.25011,25.94111],[-100.24938,25.9419],[-100.24876,25.94253],[-100.24799,25.94343],[-100.24717,25.94431],[-100.24644,25.94509],[-100.24571,25.9459],[-100.24497,25.9467],[-100.24425,25.94749],[-100.24356,25.94825],[-100.24319,25.94866],[-100.24214,25.94841],[-100.24136,25.94809],[-100.24026,25.94764],[-100.23917,25.94717],[-100.23807,25.94669]]}}
Línea 115.0 kV | LineString | 115.0 kV | 1 |  |  | CFE |  |  |  |  | OpenStreetMap | {"type":"Feature","properties":{},"geometry":{"type":"LineString","coordinates":[[-100.29162,25.90545],[-100.29167,25.90559]]}}
Línea 115.0 kV | LineString | 115.0 kV | 1 |  |  | CFE |  |  |  |  | OpenStreetMap | {"type":"Feature","properties":{},"geometry":{"type":"LineString","coordinates":[[-100.29162,25.90545],[-100.29143,25.9054],[-100.2905,25.90471],[-100.28963,25.9041],[-100.28874,25.90346],[-100.28874,25.90321]]}}
Línea 115.0 kV | LineString | 115.0 kV | 1 |  |  | CFE |  |  |  |  | OpenStreetMap | {"type":"Feature","properties":{},"geometry":{"type":"LineString","coordinates":[[-100.29259,25.90509],[-100.29167,25.90559]]}}
Línea 115.0 kV | LineString | 115.0 kV | 2 |  |  | CFE |  |  |  |  | OpenStreetMap | {"type":"Feature","properties":{},"geometry":{"type":"LineString","coordinates":[[-100.29167,25.90559],[-100.29261,25.90626],[-100.29357,25.90692],[-100.29272,25.90748],[-100.29188,25.90802],[-100.29105,25.90857],[-100.29095,25.90929],[-100.29007,25.90921],[-100.28919,25.90911],[-100.2883,25.90902],[-100.28747,25.90896],[-100.28755,25.90821],[-100.28766,25.90737]]}}
Línea 115.0 kV | LineString | 115.0 kV | 1 |  |  | CFE |  |  |  |  | OpenStreetMap | {"type":"Feature","properties":{},"geometry":{"type":"LineString","coordinates":[[-100.29259,25.90509],[-100.29264,25.90527],[-100.29277,25.90551]]}}
Línea 115.0 kV | LineString | 115.0 kV | 1 |  |  | CFE |  |  |  |  | OpenStreetMap | {"type":"Feature","properties":{},"geometry":{"type":"LineString","coordinates":[[-100.29259,25.90509],[-100.29274,25.90523],[-100.29287,25.90545]]}}
Línea 115.0 kV | LineString | 115.0 kV | 2 |  |  | CFE |  |  |  |  | OpenStreetMap | {"type":"Feature","properties":{},"geometry":{"type":"LineString","coordinates":[[-100.36837,25.86762],[-100.3681,25.86784],[-100.36688,25.86865]]}}
Línea 115.0 kV | LineString | 115.0 kV | 1 |  |  | CFE |  |  |  |  | OpenStreetMap | {"type":"Feature","properties":{},"geometry":{"type":"LineString","coordinates":[[-100.3689,25.8673],[-100.3691,25.86764]]}}
Línea 115.0 kV | LineString | 115.0 kV | 1 |  |  | CFE |  |  |  |  | OpenStreetMap | {"type":"Feature","properties":{},"geometry":{"type":"LineString","coordinates":[[-100.36922,25.86717],[-100.36937,25.86739],[-100.3691,25.86764]]}}
Línea 115.0 kV | LineString | 115.0 kV | 2 |  |  | CFE |  |  |  |  | OpenStreetMap | {"type":"Feature","properties":{},"geometry":{"type":"LineString","coordinates":[[-100.36902,25.86725],[-100.3692,25.8675],[-100.3691,25.86764]]}}
Línea 115.0 kV | LineString | 115.0 kV | 4 |  |  | CFE |  |  |  |  | OpenStreetMap | {"type":"Feature","properties":{},"geometry":{"type":"LineString","coordinates":[[-100.3691,25.86764],[-100.36883,25.86781],[-100.36837,25.86762]]}}
Línea 115.0 kV | LineString | 115.0 kV | 1 |  |  | CFE |  |  |  |  | OpenStreetMap | {"type":"Feature","properties":{},"geometry":{"type":"LineString","coordinates":[[-100.35339,25.8755],[-100.35372,25.87657],[-100.35407,25.87771],[-100.35441,25.87883],[-100.35432,25.87897]]}}
Línea 115.0 kV | LineString | 115.0 kV | 2 |  |  | CFE |  |  |  |  | OpenStreetMap | {"type":"Feature","properties":{},"geometry":{"type":"LineString","coordinates":[[-100.35339,25.8755],[-100.35333,25.87552],[-100.35213,25.87603],[-100.35105,25.87654],[-100.35,25.87705],[-100.34894,25.87758],[-100.34789,25.87809],[-100.34683,25.87861],[-100.34577,25.87913],[-100.34471,25.87965],[-100.34364,25.88017],[-100.3426,25.88069],[-100.34138,25.8813],[-100.3405,25.88171],[-100.33945,25.88221],[-100.3384,25.88273],[-100.33735,25.88324],[-100.33631,25.88376],[-100.33543,25.88417],[-100.33421,25.88477],[-100.3336,25.88506],[-100.33302,25.88535],[-100.33231,25.88571],[-100.33129,25.88619],[-100.33021,25.88671],[-100.32918,25.88722],[-100.32815,25.88773],[-100.3271,25.88824],[-100.32605,25.88875],[-100.32498,25.88928],[-100.32394,25.88979],[-100.32289,25.8903],[-100.32184,25.89081],[-100.3208,25.89132],[-100.31976,25.89184],[-100.3187,25.89234],[-100.31766,25.89286],[-100.31662,25.89336],[-100.31555,25.89387],[-100.31451,25.89439],[-100.31346,25.8949],[-100.31242,25.89543],[-100.3119,25.89566],[-100.31137,25.89594],[-100.31032,25.89645],[-100.30927,25.89697],[-100.30822,25.89747],[-100.30716,25.89798],[-100.30611,25.89849],[-100.30506,25.899],[-100.30445,25.8993],[-100.30396,25.89954],[-100.30296,25.90002],[-100.30191,25.90054],[-100.30086,25.90105],[-100.29981,25.90155],[-100.29875,25.90207],[-100.29771,25.90258],[-100.29667,25.90309],[-100.29562,25.90361],[-100.29456,25.90412],[-100.29353,25.90465],[-100.29259,25.90509]]}}
Línea 115.0 kV | LineString | 115.0 kV | 2 |  |  | CFE |  |  |  |  | OpenStreetMap | {"type":"Feature","properties":{},"geometry":{"type":"LineString","coordinates":[[-100.36309,25.87081],[-100.36271,25.87085],[-100.36156,25.87141],[-100.36051,25.87192],[-100.35948,25.87243],[-100.35842,25.87294],[-100.35738,25.87345],[-100.35632,25.87396],[-100.35528,25.87448],[-100.35426,25.875],[-100.35339,25.8755]]}}
Línea 115.0 kV | LineString | 115.0 kV | 2 |  |  | CFE |  |  |  |  | OpenStreetMap | {"type":"Feature","properties":{},"geometry":{"type":"LineString","coordinates":[[-100.36837,25.86762],[-100.36827,25.86782],[-100.36761,25.86864],[-100.36775,25.86938],[-100.36679,25.86962],[-100.36588,25.86985],[-100.36493,25.87009],[-100.36399,25.87032],[-100.36303,25.87057],[-100.36202,25.87106],[-100.361,25.87156],[-100.35998,25.87206],[-100.35898,25.87256],[-100.35796,25.87306],[-100.35695,25.87355],[-100.35593,25.87404],[-100.35493,25.87454],[-100.35391,25.87504],[-100.35283,25.87556],[-100.35178,25.87607],[-100.35074,25.87658],[-100.34969,25.8771],[-100.34865,25.8776],[-100.3476,25.87811],[-100.34656,25.87863],[-100.34551,25.87912],[-100.34447,25.87964],[-100.34342,25.88015],[-100.34236,25.88066],[-100.34129,25.88119],[-100.34015,25.88175],[-100.33912,25.88227],[-100.33807,25.88278],[-100.33702,25.88328],[-100.33597,25.88378],[-100.33509,25.88413],[-100.33421,25.88455],[-100.33337,25.88496],[-100.33254,25.88545],[-100.33152,25.88596],[-100.33054,25.88642],[-100.3295,25.88693],[-100.32849,25.88745],[-100.32746,25.88795],[-100.32642,25.88846],[-100.32538,25.88896],[-100.32434,25.88947],[-100.32331,25.88997],[-100.32227,25.89048],[-100.32123,25.89099],[-100.32021,25.8915],[-100.31915,25.892],[-100.31812,25.8925],[-100.3171,25.89302],[-100.31605,25.89353],[-100.31501,25.89403],[-100.31397,25.89453],[-100.31293,25.89504],[-100.31189,25.89553],[-100.31168,25.89567]]}}
Línea 115.0 kV | LineString | 115.0 kV | 1 |  |  | CFE |  |  |  |  | OpenStreetMap | {"type":"Feature","properties":{},"geometry":{"type":"LineString","coordinates":[[-100.27724,25.72724],[-100.27712,25.72737],[-100.27771,25.72771],[-100.27812,25.72717],[-100.27858,25.72659],[-100.27942,25.72752],[-100.28028,25.72849],[-100.28102,25.72929],[-100.28186,25.73022],[-100.28275,25.73122],[-100.28339,25.73192],[-100.28373,25.73229],[-100.28454,25.73318],[-100.28536,25.73408],[-100.28615,25.73496],[-100.2864,25.73471],[-100.28653,25.73484]]}}
Línea 115.0 kV | LineString | 115.0 kV | 1 |  |  | CFE |  |  |  |  | OpenStreetMap | {"type":"Feature","properties":{},"geometry":{"type":"LineString","coordinates":[[-100.28365,25.7317],[-100.28392,25.73154]]}}
Línea 115.0 kV | LineString | 115.0 kV | 1 |  |  | CFE |  |  |  |  | OpenStreetMap | {"type":"Feature","properties":{},"geometry":{"type":"LineString","coordinates":[[-100.28873,25.72948],[-100.28896,25.72969],[-100.28906,25.72978],[-100.2901,25.73072],[-100.28992,25.73181],[-100.29002,25.73186]]}}
Línea 115.0 kV | LineString | 115.0 kV | 1 |  |  | CFE |  |  |  |  | OpenStreetMap | {"type":"Feature","properties":{},"geometry":{"type":"LineString","coordinates":[[-100.28991,25.72762],[-100.29008,25.72762]]}}
Línea 115.0 kV | LineString | 115.0 kV | 1 |  |  | CFE |  |  |  |  | OpenStreetMap | {"type":"Feature","properties":{},"geometry":{"type":"LineString","coordinates":[[-100.27731,25.7273],[-100.27722,25.72739],[-100.27769,25.72761],[-100.27798,25.72721],[-100.27862,25.72616],[-100.27959,25.72724],[-100.28055,25.72829],[-100.28143,25.72925],[-100.28232,25.73022],[-100.28301,25.73098],[-100.28365,25.7317],[-100.28407,25.73215],[-100.28501,25.73317],[-100.28594,25.73419],[-100.2864,25.73471],[-100.28734,25.73373],[-100.28759,25.73299],[-100.28799,25.73204],[-100.28835,25.73121],[-100.28869,25.73036],[-100.28896,25.72969],[-100.28898,25.72964],[-100.28941,25.72868],[-100.28991,25.72762],[-100.29042,25.72653],[-100.29092,25.72542],[-100.29134,25.7243],[-100.29183,25.72307],[-100.29225,25.72206],[-100.29288,25.72248],[-100.29319,25.72244],[-100.29402,25.72302],[-100.29496,25.7237],[-100.29595,25.72444],[-100.29692,25.72524],[-100.29797,25.72601],[-100.29912,25.72682],[-100.30032,25.72761],[-100.30144,25.72842],[-100.30232,25.72927],[-100.30343,25.73036],[-100.30382,25.72995]]}}
Línea 115.0 kV | LineString | 115.0 kV | 1 |  |  | CFE |  |  |  |  | OpenStreetMap | {"type":"Feature","properties":{},"geometry":{"type":"LineString","coordinates":[[-100.22598,25.70252],[-100.22452,25.70246]]}}
Línea 115.0 kV | LineString | 115.0 kV | 2 |  |  | CFE |  |  |  |  | OpenStreetMap | {"type":"Feature","properties":{},"geometry":{"type":"LineString","coordinates":[[-100.22452,25.70246],[-100.22342,25.70244],[-100.22229,25.70242],[-100.22111,25.7024],[-100.21998,25.70255],[-100.21886,25.70269],[-100.21773,25.70284],[-100.21682,25.70294],[-100.21578,25.7029],[-100.21543,25.70354],[-100.21579,25.70451],[-100.21615,25.70548],[-100.21653,25.70652],[-100.21689,25.70745],[-100.21712,25.70808],[-100.21729,25.70843]]}}
Línea 115.0 kV | LineString | 115.0 kV | 1 |  |  | CFE |  |  |  |  | OpenStreetMap | {"type":"Feature","properties":{},"geometry":{"type":"LineString","coordinates":[[-100.22598,25.70252],[-100.22565,25.70253],[-100.22452,25.70246]]}}
Línea 115.0 kV | LineString | 115.0 kV | 1 |  |  | CFE |  |  |  |  | OpenStreetMap | {"type":"Feature","properties":{},"geometry":{"type":"LineString","coordinates":[[-100.22944,25.70261],[-100.22976,25.70153],[-100.23037,25.70148],[-100.23053,25.70144]]}}
Línea 115.0 kV | LineString | 115.0 kV | 1 |  |  | CFE |  |  |  |  | OpenStreetMap | {"type":"Feature","properties":{},"geometry":{"type":"LineString","coordinates":[[-100.22598,25.70252],[-100.22618,25.70222],[-100.22653,25.70158],[-100.22686,25.70089],[-100.22727,25.70013],[-100.22769,25.70011]]}}
Línea 115.0 kV | LineString | 115.0 kV | 1 |  |  | CFE |  |  |  |  | OpenStreetMap | {"type":"Feature","properties":{},"geometry":{"type":"LineString","coordinates":[[-100.26221,25.7078],[-100.26214,25.70789],[-100.26193,25.70784],[-100.26165,25.7075],[-100.26112,25.70684],[-100.26068,25.70636],[-100.26024,25.70586],[-100.25973,25.70531],[-100.25916,25.70475],[-100.2585,25.70405],[-100.25817,25.70367],[-100.2579,25.7031]]}}
Línea 115.0 kV | LineString | 115.0 kV | 1 |  |  | CFE |  |  |  |  | OpenStreetMap | {"type":"Feature","properties":{},"geometry":{"type":"LineString","coordinates":[[-100.26875,25.70334],[-100.26845,25.7036],[-100.26798,25.70478],[-100.26795,25.70582],[-100.26794,25.70693],[-100.26789,25.70779],[-100.2676,25.70809],[-100.26682,25.70848],[-100.26592,25.70899],[-100.26536,25.70997],[-100.2646,25.71046],[-100.26372,25.71044],[-100.26348,25.70951],[-100.26275,25.70873],[-100.26214,25.70789],[-100.26228,25.70788]]}}
Línea 115.0 kV | LineString | 115.0 kV | 2 |  |  | CFE |  |  |  |  | OpenStreetMap | {"type":"Feature","properties":{},"geometry":{"type":"LineString","coordinates":[[-100.27767,25.70345],[-100.27733,25.70345],[-100.27688,25.70347],[-100.27569,25.70347],[-100.27448,25.70345],[-100.27328,25.70342],[-100.27207,25.7034],[-100.27087,25.70338],[-100.2697,25.70335],[-100.26875,25.70334],[-100.26799,25.7033],[-100.26758,25.70328],[-100.26674,25.70326],[-100.26594,25.70326],[-100.26512,25.70324],[-100.26414,25.70321],[-100.26322,25.7032],[-100.2621,25.70319],[-100.26088,25.70316],[-100.2597,25.70314],[-100.2579,25.7031],[-100.25685,25.70312],[-100.25556,25.70309],[-100.25484,25.70308],[-100.2538,25.70305],[-100.25279,25.70303],[-100.25174,25.70301],[-100.25078,25.703],[-100.24987,25.70298],[-100.24897,25.70297],[-100.24791,25.70295],[-100.24686,25.70293],[-100.24581,25.70291],[-100.24515,25.70289],[-100.24422,25.70287],[-100.24322,25.70286],[-100.24238,25.70284],[-100.24134,25.70283],[-100.24025,25.7028],[-100.23926,25.70279],[-100.23818,25.70277],[-100.23719,25.70276],[-100.23619,25.70275],[-100.23519,25.70272],[-100.2342,25.7027],[-100.23322,25.70268],[-100.23221,25.70266],[-100.23121,25.70265],[-100.23021,25.70262],[-100.22944,25.70261],[-100.22821,25.70259],[-100.22721,25.70257],[-100.22598,25.70252]]}}
Línea 115.0 kV | LineString | 115.0 kV | 1 |  |  | CFE |  |  |  |  | OpenStreetMap | {"type":"Feature","properties":{},"geometry":{"type":"LineString","coordinates":[[-100.27767,25.70345],[-100.27762,25.70336],[-100.27738,25.70224],[-100.2774,25.70114],[-100.2774,25.69999],[-100.27742,25.69873],[-100.27745,25.69749],[-100.27747,25.69627],[-100.2775,25.69495],[-100.27676,25.69512]]}}
Línea 115.0 kV | LineString | 115.0 kV | 2 |  |  | CFE |  |  |  |  | OpenStreetMap | {"type":"Feature","properties":{},"geometry":{"type":"LineString","coordinates":[[-100.27903,25.70347],[-100.278,25.70346],[-100.27767,25.70345]]}}
Línea 115.0 kV | LineString | 115.0 kV | 2 |  |  | CFE |  |  |  |  | OpenStreetMap | {"type":"Feature","properties":{},"geometry":{"type":"LineString","coordinates":[[-100.28757,25.70363],[-100.28643,25.70361],[-100.28547,25.70358],[-100.2844,25.70357],[-100.28317,25.70354],[-100.28217,25.70353],[-100.28114,25.70351],[-100.28013,25.70349]]}}
Línea 115.0 kV | LineString | 115.0 kV | 1 |  |  | CFE |  |  |  |  | OpenStreetMap | {"type":"Feature","properties":{},"geometry":{"type":"LineString","coordinates":[[-100.28013,25.70349],[-100.27903,25.70347]]}}
Línea 115.0 kV | LineString | 115.0 kV | 1 |  |  | CFE |  |  |  |  | OpenStreetMap | {"type":"Feature","properties":{},"geometry":{"type":"LineString","coordinates":[[-100.28013,25.70349],[-100.27938,25.70344]]}}
Línea 115.0 kV | LineString | 115.0 kV | 1 |  |  | CFE |  |  |  |  | OpenStreetMap | {"type":"Feature","properties":{},"geometry":{"type":"LineString","coordinates":[[-100.27956,25.69997],[-100.27956,25.70001],[-100.27956,25.70167],[-100.27949,25.7032],[-100.27938,25.70344],[-100.27903,25.70347]]}}
Línea 115.0 kV | LineString | 115.0 kV | 1 |  |  | CFE |  |  |  |  | OpenStreetMap | {"type":"Feature","properties":{},"geometry":{"type":"LineString","coordinates":[[-100.27965,25.70002],[-100.27956,25.70001],[-100.27846,25.7],[-100.27744,25.69996],[-100.27747,25.69896],[-100.2775,25.69795],[-100.27751,25.69694],[-100.27754,25.69593],[-100.27755,25.69491],[-100.27671,25.69491]]}}
Línea 115.0 kV | LineString | 115.0 kV | 1 |  |  | CFE |  |  |  |  | OpenStreetMap | {"type":"Feature","properties":{},"geometry":{"type":"LineString","coordinates":[[-100.28107,25.70821],[-100.27994,25.70821],[-100.2788,25.70823],[-100.2777,25.70825],[-100.27723,25.70784],[-100.27726,25.70672],[-100.2775,25.706],[-100.27755,25.70501],[-100.27759,25.70389],[-100.27733,25.70345]]}}
Línea 115.0 kV | LineString | 115.0 kV | 2 |  |  | CFE |  |  |  |  | OpenStreetMap | {"type":"Feature","properties":{},"geometry":{"type":"LineString","coordinates":[[-100.29084,25.70613],[-100.29061,25.70592],[-100.29142,25.70499],[-100.2922,25.7041],[-100.29222,25.7037],[-100.29139,25.7037],[-100.29053,25.70367],[-100.28956,25.70366],[-100.28866,25.70365]]}}
Línea 115.0 kV | LineString | 115.0 kV | 2 |  |  | CFE |  |  |  |  | OpenStreetMap | {"type":"Feature","properties":{},"geometry":{"type":"LineString","coordinates":[[-100.28919,25.70782],[-100.28991,25.70701],[-100.29062,25.70623],[-100.29069,25.7063]]}}
Línea 115.0 kV | LineString | 115.0 kV | 1 |  |  | CFE |  |  |  |  | OpenStreetMap | {"type":"Feature","properties":{},"geometry":{"type":"LineString","coordinates":[[-100.28207,25.70818],[-100.28393,25.7082],[-100.28518,25.70858],[-100.28636,25.70895],[-100.28753,25.70934],[-100.28919,25.70782]]}}
Línea 115.0 kV | LineString | 115.0 kV | 1 |  |  | CFE |  |  |  |  | OpenStreetMap | {"type":"Feature","properties":{},"geometry":{"type":"LineString","coordinates":[[-100.29492,25.71596],[-100.29487,25.71639],[-100.29498,25.7164]]}}
Línea 115.0 kV | LineString | 115.0 kV | 1 |  |  | CFE |  |  |  |  | OpenStreetMap | {"type":"Feature","properties":{},"geometry":{"type":"LineString","coordinates":[[-100.28407,25.71527],[-100.28651,25.71547],[-100.28771,25.71557],[-100.28897,25.71552],[-100.29018,25.71556],[-100.29131,25.71556],[-100.29246,25.71555],[-100.29394,25.71554],[-100.29471,25.71551],[-100.29492,25.71596],[-100.29477,25.71639],[-100.29467,25.71656],[-100.29502,25.71658]]}}
Línea 115.0 kV | LineString | 115.0 kV | 1 |  |  | CFE |  |  |  |  | OpenStreetMap | {"type":"Feature","properties":{},"geometry":{"type":"LineString","coordinates":[[-100.27699,25.72712],[-100.27687,25.7272],[-100.27664,25.72704],[-100.27713,25.72644],[-100.2775,25.72598],[-100.27816,25.72513],[-100.2786,25.72457],[-100.27877,25.7243],[-100.27916,25.72368],[-100.27956,25.7231],[-100.27994,25.72249],[-100.2803,25.72189],[-100.28068,25.72114],[-100.28101,25.72044],[-100.28138,25.71979],[-100.2817,25.71924],[-100.28208,25.71858],[-100.28245,25.71792],[-100.28285,25.71728],[-100.2832,25.71665],[-100.28369,25.7159],[-100.28407,25.71527],[-100.28475,25.71423],[-100.28598,25.71233],[-100.28638,25.71125],[-100.28697,25.71032],[-100.28755,25.70943],[-100.28845,25.70869],[-100.28919,25.70782]]}}
Línea 115.0 kV | LineString | 115.0 kV | 1 |  |  | CFE |  |  |  |  | OpenStreetMap | {"type":"Feature","properties":{},"geometry":{"type":"LineString","coordinates":[[-100.29805,25.76594],[-100.29813,25.76668],[-100.29685,25.76683],[-100.29559,25.76697],[-100.2943,25.76712],[-100.29346,25.76719],[-100.29373,25.76596],[-100.29402,25.76479],[-100.29429,25.76373],[-100.29454,25.7629],[-100.2948,25.76204],[-100.29521,25.76106],[-100.29564,25.76],[-100.29596,25.75909],[-100.29635,25.75797],[-100.29673,25.75687],[-100.29706,25.75598],[-100.29698,25.75518],[-100.29729,25.75416],[-100.29772,25.75299],[-100.29804,25.75207],[-100.29844,25.7509],[-100.29876,25.74992],[-100.29881,25.74946],[-100.2987,25.74946]]}}
Línea 115.0 kV | LineString | 115.0 kV | 2 |  |  | CFE |  |  |  |  | OpenStreetMap | {"type":"Feature","properties":{},"geometry":{"type":"LineString","coordinates":[[-100.30724,25.73135],[-100.30631,25.73137],[-100.30558,25.7314],[-100.30444,25.73076],[-100.30356,25.73043]]}}
Línea 115.0 kV | LineString | 115.0 kV | 1 |  |  | CFE |  |  |  |  | OpenStreetMap | {"type":"Feature","properties":{},"geometry":{"type":"LineString","coordinates":[[-100.14278,25.77031],[-100.1429,25.77021],[-100.14405,25.77012],[-100.14517,25.77004],[-100.1453,25.77089],[-100.1456,25.77125]]}}
Línea 115.0 kV | LineString | 115.0 kV | 1 |  |  | CFE |  |  |  |  | OpenStreetMap | {"type":"Feature","properties":{},"geometry":{"type":"LineString","coordinates":[[-100.14272,25.76966],[-100.14278,25.77031],[-100.14277,25.7705]]}}
Línea 115.0 kV | LineString | 115.0 kV | 1 |  |  | CFE |  |  |  |  | OpenStreetMap | {"type":"Feature","properties":{},"geometry":{"type":"LineString","coordinates":[[-100.15398,25.76888],[-100.15384,25.76866],[-100.1533,25.76794],[-100.15274,25.76719],[-100.1522,25.76646],[-100.15105,25.76493],[-100.15048,25.76418],[-100.14993,25.76343],[-100.14936,25.76267],[-100.14882,25.76195],[-100.14824,25.76118],[-100.14767,25.76043],[-100.14717,25.75975],[-100.14667,25.75906],[-100.14613,25.75831],[-100.14577,25.75774],[-100.1454,25.75716],[-100.14489,25.75628],[-100.14444,25.75553],[-100.1438,25.75445],[-100.14334,25.75368],[-100.1428,25.75276],[-100.14272,25.75278]]}}
Línea 115.0 kV | LineString | 115.0 kV | 1 |  |  | CFE |  |  |  |  | OpenStreetMap | {"type":"Feature","properties":{},"geometry":{"type":"LineString","coordinates":[[-100.16329,25.76817],[-100.16327,25.76808],[-100.16322,25.76787],[-100.16312,25.7679]]}}
Línea 115.0 kV | LineString | 115.0 kV | 1 |  |  | CFE |  |  |  |  | OpenStreetMap | {"type":"Feature","properties":{},"geometry":{"type":"LineString","coordinates":[[-100.16824,25.76781],[-100.16744,25.76787],[-100.16665,25.76793],[-100.16577,25.768],[-100.16493,25.76806],[-100.16411,25.76812],[-100.16329,25.76817],[-100.16251,25.76814],[-100.16117,25.76823],[-100.15981,25.76833],[-100.15846,25.76842],[-100.15714,25.76852],[-100.1553,25.76864],[-100.15398,25.76888],[-100.15188,25.76903],[-100.15058,25.76913],[-100.14927,25.76921],[-100.14795,25.7693],[-100.14663,25.76939],[-100.14533,25.76949],[-100.14402,25.76958],[-100.14272,25.76966],[-100.14252,25.76965],[-100.14179,25.7697],[-100.14106,25.76975],[-100.14024,25.76981],[-100.13996,25.77007],[-100.13869,25.77017],[-100.13742,25.77025],[-100.13615,25.77035],[-100.13488,25.77044],[-100.1336,25.77052],[-100.13234,25.77061],[-100.13093,25.7707],[-100.12965,25.7708],[-100.12861,25.77087],[-100.12737,25.77095],[-100.12612,25.77105],[-100.12488,25.77114],[-100.12363,25.77121],[-100.1224,25.7713],[-100.12115,25.77138],[-100.1199,25.77147],[-100.11866,25.77155],[-100.1174,25.77163],[-100.118,25.77211],[-100.11817,25.77216]]}}
Línea 115.0 kV | LineString | 115.0 kV | 1 |  |  | CFE |  |  |  |  | OpenStreetMap | {"type":"Feature","properties":{},"geometry":{"type":"LineString","coordinates":[[-100.09721,25.71834],[-100.09733,25.71825]]}}
Línea 115.0 kV | LineString | 115.0 kV | 1 |  |  | CFE |  |  |  |  | OpenStreetMap | {"type":"Feature","properties":{},"geometry":{"type":"LineString","coordinates":[[-100.09733,25.71825],[-100.09719,25.71795],[-100.09705,25.71803]]}}
Línea 115.0 kV | LineString | 115.0 kV | 1 |  |  | CFE |  |  |  |  | OpenStreetMap | {"type":"Feature","properties":{},"geometry":{"type":"LineString","coordinates":[[-100.20831,25.75271],[-100.20793,25.75258]]}}
Línea 115.0 kV | LineString | 115.0 kV | 1 |  |  | CFE |  |  |  |  | OpenStreetMap | {"type":"Feature","properties":{},"geometry":{"type":"LineString","coordinates":[[-100.20963,25.75219],[-100.20929,25.75213]]}}
Línea 115.0 kV | LineString | 115.0 kV | 1 |  |  | CFE |  |  |  |  | OpenStreetMap | {"type":"Feature","properties":{},"geometry":{"type":"LineString","coordinates":[[-100.19199,25.75925],[-100.19156,25.75837],[-100.19112,25.75747],[-100.19139,25.75735],[-100.19153,25.75743]]}}
Línea 115.0 kV | LineString | 115.0 kV | 1 |  |  | CFE |  |  |  |  | OpenStreetMap | {"type":"Feature","properties":{},"geometry":{"type":"LineString","coordinates":[[-100.19208,25.75921],[-100.19162,25.7581],[-100.19143,25.75767],[-100.19137,25.75743],[-100.19149,25.75751]]}}
Línea 115.0 kV | LineString | 115.0 kV | 1 |  |  | CFE |  |  |  |  | OpenStreetMap | {"type":"Feature","properties":{},"geometry":{"type":"LineString","coordinates":[[-100.18361,25.76262],[-100.18355,25.7625],[-100.18323,25.76232],[-100.18322,25.76222]]}}
Línea 115.0 kV | LineString | 115.0 kV | 1 |  |  | CFE |  |  |  |  | OpenStreetMap | {"type":"Feature","properties":{},"geometry":{"type":"LineString","coordinates":[[-99.64354,26.04064],[-99.6439,26.04085]]}}
Línea 115.0 kV | LineString | 115.0 kV | 1 |  |  | CFE |  |  |  |  | OpenStreetMap | {"type":"Feature","properties":{},"geometry":{"type":"LineString","coordinates":[[-100.09744,25.80597],[-100.09725,25.80603],[-100.09516,25.80675],[-100.09206,25.80784],[-100.08889,25.80896],[-100.08543,25.81017],[-100.082,25.81136],[-100.07859,25.81256],[-100.07409,25.81414],[-100.0708,25.81528],[-100.06648,25.8168],[-100.06213,25.81833],[-100.06015,25.81903],[-100.05772,25.82156],[-100.0554,25.824],[-100.05316,25.82633],[-100.05089,25.82875],[-100.04873,25.83104],[-100.0448,25.8323],[-100.04101,25.83353],[-100.03675,25.8349],[-100.03243,25.83628],[-100.03022,25.837],[-100.02691,25.83805],[-100.02271,25.8394],[-100.01949,25.84044],[-100.0156,25.8417],[-100.01229,25.84277],[-100.00887,25.84388],[-100.00556,25.84494],[-100.00242,25.84594],[-99.99927,25.84696],[-99.9961,25.84798],[-99.99308,25.84896],[-99.99109,25.84959],[-99.98882,25.85033],[-99.98732,25.85081],[-99.98494,25.85157],[-99.98155,25.85266],[-99.97831,25.85369],[-99.97508,25.85475],[-99.9718,25.85578],[-99.96831,25.8569],[-99.96497,25.85799],[-99.9608,25.8593],[-99.95787,25.86022],[-99.95562,25.86073],[-99.95269,25.86144],[-99.94841,25.8624],[-99.94498,25.86319],[-99.94118,25.86407],[-99.93825,25.86478],[-99.93443,25.86565],[-99.93041,25.86657],[-99.92737,25.86727],[-99.92505,25.86781],[-99.92299,25.86833],[-99.9192,25.86912],[-99.91708,25.86961],[-99.91221,25.87077],[-99.91014,25.87126],[-99.90691,25.87199],[-99.90329,25.87281],[-99.8997,25.87363],[-99.89618,25.87349],[-99.89301,25.87336],[-99.88784,25.87316],[-99.88328,25.87301],[-99.88019,25.87289],[-99.87706,25.87277],[-99.87376,25.87263],[-99.87077,25.87355],[-99.86795,25.87438],[-99.8648,25.87534],[-99.86189,25.87622],[-99.8589,25.87712],[-99.8559,25.87803],[-99.85281,25.87898],[-99.84975,25.87991],[-99.84666,25.88083],[-99.84224,25.88215],[-99.83709,25.88366],[-99.83369,25.88467],[-99.83066,25.88558],[-99.82763,25.88655],[-99.82448,25.88749],[-99.82122,25.88848],[-99.8181,25.88944],[-99.81493,25.89038],[-99.81151,25.89142],[-99.80827,25.8924],[-99.80504,25.89339],[-99.80208,25.89424],[-99.79921,25.89509],[-99.79586,25.89612],[-99.79261,25.89711],[-99.78938,25.89809],[-99.78626,25.89904],[-99.7832,25.89997],[-99.78015,25.90086],[-99.77681,25.90184],[-99.77356,25.90284],[-99.77033,25.90383],[-99.76784,25.9046],[-99.76548,25.9053],[-99.76236,25.90624],[-99.75816,25.90744],[-99.7553,25.90832],[-99.7521,25.90932],[-99.74891,25.91029],[-99.74563,25.91125],[-99.74262,25.91216],[-99.73975,25.91305],[-99.73748,25.91413],[-99.7349,25.91535],[-99.73246,25.9165],[-99.72933,25.91799],[-99.72573,25.91969],[-99.72352,25.92294],[-99.72178,25.92552],[-99.71998,25.92817],[-99.71827,25.93067],[-99.71674,25.9329],[-99.71489,25.93558],[-99.71306,25.93824],[-99.71127,25.94094],[-99.70959,25.94343],[-99.70785,25.94598],[-99.70624,25.94834],[-99.70478,25.9505],[-99.70298,25.95312],[-99.70133,25.95554],[-99.69969,25.95795],[-99.69807,25.96034],[-99.69636,25.96284],[-99.69461,25.9654],[-99.69303,25.9678],[-99.69126,25.97034],[-99.68964,25.97273],[-99.68777,25.97548],[-99.68557,25.97869],[-99.68386,25.98121],[-99.6821,25.98379],[-99.68043,25.98625],[-99.67861,25.98889],[-99.67694,25.99136],[-99.67506,25.99419],[-99.67359,25.99635],[-99.67152,25.99938],[-99.67,26.00168],[-99.66819,26.00436],[-99.66664,26.00658],[-99.6649,26.00919],[-99.66327,26.01155],[-99.66151,26.01415],[-99.65982,26.01669],[-99.65763,26.01989],[-99.65546,26.02306],[-99.6532,26.02637],[-99.65193,26.02827],[-99.65062,26.03019],[-99.64894,26.03268],[-99.64724,26.03514],[-99.64575,26.03737],[-99.64414,26.03976],[-99.64354,26.04064],[-99.64248,26.04215],[-99.64074,26.04471],[-99.6389,26.04745],[-99.63713,26.05003],[-99.63551,26.05236],[-99.63366,26.05509],[-99.63165,26.05805],[-99.63004,26.06044],[-99.62836,26.06294],[-99.6263,26.06495],[-99.62417,26.0671],[-99.62205,26.06922],[-99.61996,26.07133],[-99.61786,26.0734],[-99.61574,26.07554],[-99.61332,26.07795],[-99.61105,26.08024],[-99.60891,26.08235],[-99.60884,26.0823]]}}
Línea 115.0 kV | LineString | 115.0 kV | 1 |  |  | CFE |  |  |  |  | OpenStreetMap | {"type":"Feature","properties":{},"geometry":{"type":"LineString","coordinates":[[-100.09769,25.80589],[-100.09774,25.806],[-100.09774,25.8063]]}}
Línea 115.0 kV | LineString | 115.0 kV | 1 |  |  | CFE |  |  |  |  | OpenStreetMap | {"type":"Feature","properties":{},"geometry":{"type":"LineString","coordinates":[[-100.09747,25.80589],[-100.09738,25.80573],[-100.09712,25.80583],[-100.09725,25.80603],[-100.09741,25.80624],[-100.09774,25.8063]]}}
Línea 115.0 kV | LineString | 115.0 kV | 1 |  |  | CFE |  |  |  |  | OpenStreetMap | {"type":"Feature","properties":{},"geometry":{"type":"LineString","coordinates":[[-99.99023,25.74621],[-99.98928,25.74622],[-99.98853,25.74622],[-99.98826,25.74624]]}}
Línea 115.0 kV | LineString | 115.0 kV | 1 |  |  | CFE |  |  |  |  | OpenStreetMap | {"type":"Feature","properties":{},"geometry":{"type":"LineString","coordinates":[[-99.99574,25.76117],[-99.99672,25.76118],[-99.99774,25.76117],[-99.99874,25.76115],[-99.99973,25.76114],[-100.00069,25.76113],[-100.00072,25.76023],[-100.00072,25.75934],[-100.0018,25.7593],[-100.0029,25.7593],[-100.00308,25.75928]]}}
Línea 115.0 kV | LineString | 115.0 kV | 2 |  |  | CFE |  |  |  |  | OpenStreetMap | {"type":"Feature","properties":{},"geometry":{"type":"LineString","coordinates":[[-100.09774,25.8063],[-100.09885,25.80653],[-100.09996,25.80676],[-100.10108,25.807],[-100.10133,25.80619],[-100.10145,25.80545],[-100.10157,25.80471],[-100.10185,25.80381],[-100.10201,25.80324],[-100.10218,25.80262],[-100.10133,25.80199],[-100.10028,25.80158],[-100.09976,25.80117],[-100.09904,25.80095],[-100.09823,25.8007],[-100.09741,25.80045],[-100.0967,25.80023],[-100.09591,25.79982],[-100.0948,25.79947],[-100.09369,25.79911],[-100.09271,25.79879],[-100.09178,25.7985],[-100.09093,25.79822],[-100.08994,25.7979],[-100.08894,25.79758],[-100.08802,25.79723],[-100.08691,25.79675],[-100.08583,25.79629],[-100.08478,25.79584],[-100.08362,25.79534],[-100.0825,25.79486],[-100.08143,25.7944],[-100.08033,25.79393],[-100.07913,25.79342],[-100.07813,25.79298],[-100.07705,25.79252],[-100.07611,25.79218],[-100.07509,25.79187],[-100.07407,25.79155],[-100.07305,25.79125],[-100.07202,25.79093],[-100.07111,25.79059],[-100.07022,25.7902],[-100.06916,25.78973],[-100.06812,25.78928],[-100.06705,25.78881],[-100.0659,25.78831],[-100.06476,25.78782],[-100.06379,25.78756],[-100.06311,25.788],[-100.06286,25.78886],[-100.06261,25.7897],[-100.06223,25.79052],[-100.06153,25.79116],[-100.06058,25.79148],[-100.05961,25.79149],[-100.05856,25.79145],[-100.05748,25.79142],[-100.0564,25.7914],[-100.05532,25.79137],[-100.05424,25.79132],[-100.05298,25.79129],[-100.05172,25.79125],[-100.05046,25.79122],[-100.0492,25.79118],[-100.04794,25.79114],[-100.04668,25.79111],[-100.04562,25.79108],[-100.04468,25.79114],[-100.04351,25.79127],[-100.04233,25.79139],[-100.04115,25.79152],[-100.03997,25.79164],[-100.03922,25.79163],[-100.03919,25.79087],[-100.03915,25.79018],[-100.03911,25.78935],[-100.03928,25.78857],[-100.03951,25.78788],[-100.03985,25.78722],[-100.03887,25.78665],[-100.03807,25.78617],[-100.03734,25.7857],[-100.03663,25.78525],[-100.03584,25.78474],[-100.03508,25.78426],[-100.03436,25.7838],[-100.03361,25.78333],[-100.03285,25.78285],[-100.0321,25.78237],[-100.03139,25.78192],[-100.03054,25.78152],[-100.02972,25.78116],[-100.0289,25.78079],[-100.02805,25.78042],[-100.02724,25.78005],[-100.02642,25.77967],[-100.0256,25.77931],[-100.02475,25.77896],[-100.02388,25.77861],[-100.02304,25.77827],[-100.02222,25.77794],[-100.02159,25.77769],[-100.02053,25.77719],[-100.01947,25.77669],[-100.01841,25.77619],[-100.01735,25.77562],[-100.01653,25.7751],[-100.01483,25.77438],[-100.01392,25.77409],[-100.01298,25.77378],[-100.01207,25.77348],[-100.01032,25.77281],[-100.00946,25.77242],[-100.00822,25.77133],[-100.00738,25.77045],[-100.00655,25.7694],[-100.00619,25.76838],[-100.00584,25.76737],[-100.00546,25.76625],[-100.00512,25.76526],[-100.00484,25.76441],[-100.00448,25.76333],[-100.00414,25.76231],[-100.00378,25.76129],[-100.0034,25.7602],[-100.00308,25.75928],[-100.00276,25.75828],[-100.00241,25.75726],[-100.00206,25.75625],[-100.00172,25.75524],[-100.00139,25.75425],[-100.00107,25.75322],[-100.00081,25.75219],[-100.00064,25.7512],[-99.99934,25.75121],[-99.99803,25.75122],[-99.99673,25.75123],[-99.99543,25.75123],[-99.99415,25.75125],[-99.99285,25.75126],[-99.99155,25.75127],[-99.99026,25.75127],[-99.99026,25.75005],[-99.99024,25.7488],[-99.99024,25.74747],[-99.99023,25.74621]]}}
Línea 115.0 kV | LineString | 115.0 kV | 1 |  |  | CFE |  |  |  |  | OpenStreetMap | {"type":"Feature","properties":{},"geometry":{"type":"LineString","coordinates":[[-99.99682,25.75795],[-99.99638,25.75832],[-99.99639,25.75953],[-99.99641,25.76074],[-99.99613,25.7609],[-99.99573,25.76091]]}}
Línea 115.0 kV | LineString | 115.0 kV | 1 |  |  | CFE |  |  |  |  | OpenStreetMap | {"type":"Feature","properties":{},"geometry":{"type":"LineString","coordinates":[[-99.99682,25.75795],[-99.99639,25.75784],[-99.99636,25.75674],[-99.99634,25.75564],[-99.99634,25.75455],[-99.99633,25.75345],[-99.99631,25.75233],[-99.99632,25.75126],[-99.995,25.75127],[-99.99369,25.75129],[-99.99232,25.75129],[-99.99103,25.75131],[-99.99043,25.75131],[-99.99042,25.75103],[-99.9904,25.7506],[-99.9904,25.74945],[-99.99038,25.74829],[-99.99039,25.74717],[-99.99038,25.74599],[-99.98928,25.74601],[-99.98854,25.74601],[-99.98827,25.74602]]}}
Línea 115.0 kV | LineString | 115.0 kV | 2 |  |  | CFE |  |  |  |  | OpenStreetMap | {"type":"Feature","properties":{},"geometry":{"type":"LineString","coordinates":[[-100.00127,25.75791],[-100.00015,25.75792],[-99.99903,25.75792],[-99.99792,25.75793],[-99.99682,25.75795]]}}
Línea 115.0 kV | LineString | 115.0 kV | 1 |  |  | CFE |  |  |  |  | OpenStreetMap | {"type":"Feature","properties":{},"geometry":{"type":"LineString","coordinates":[[-100.00309,25.75839],[-100.00264,25.75838],[-100.00219,25.75816],[-100.00127,25.75791]]}}
Línea 115.0 kV | LineString | 115.0 kV | 1 |  |  | CFE |  |  |  |  | OpenStreetMap | {"type":"Feature","properties":{},"geometry":{"type":"LineString","coordinates":[[-100.00309,25.75839],[-100.00286,25.75773],[-100.00275,25.75738],[-100.00221,25.75738],[-100.00201,25.75769],[-100.00127,25.75791]]}}
Línea 115.0 kV | LineString | 115.0 kV | 2 |  |  | CFE |  |  |  |  | OpenStreetMap | {"type":"Feature","properties":{},"geometry":{"type":"LineString","coordinates":[[-100.0443,25.76625],[-100.04428,25.76696],[-100.04308,25.76742],[-100.04197,25.76785],[-100.04086,25.76828],[-100.03966,25.76848],[-100.03846,25.76868],[-100.03703,25.76878],[-100.03618,25.7683],[-100.03527,25.76767],[-100.03475,25.76716],[-100.03384,25.76686],[-100.03261,25.76672],[-100.03176,25.76679],[-100.0305,25.76674],[-100.0293,25.76667],[-100.02803,25.76662],[-100.02673,25.76654],[-100.02546,25.76647],[-100.02417,25.76639],[-100.02289,25.76634],[-100.02212,25.76605],[-100.0216,25.76539],[-100.02133,25.76417],[-100.02107,25.76296],[-100.02054,25.76198],[-100.01957,25.76121],[-100.01841,25.76082],[-100.0172,25.76049],[-100.01594,25.76015],[-100.01472,25.75981],[-100.01367,25.75982],[-100.01303,25.76035],[-100.01264,25.76114],[-100.01201,25.76163],[-100.01084,25.76195],[-100.00967,25.76227],[-100.00852,25.76257],[-100.00736,25.76291],[-100.0062,25.76322],[-100.00506,25.76355],[-100.00475,25.76325],[-100.00433,25.76204],[-100.0039,25.7608],[-100.00359,25.75989],[-100.0032,25.75871],[-100.00309,25.75839]]}}
Línea 115.0 kV | LineString | 115.0 kV | 1 |  |  | CFE |  |  |  |  | OpenStreetMap | {"type":"Feature","properties":{},"geometry":{"type":"LineString","coordinates":[[-100.0443,25.76625],[-100.04587,25.76639],[-100.04747,25.76658],[-100.04906,25.76677],[-100.05049,25.76744],[-100.05169,25.76808],[-100.05286,25.76882],[-100.05371,25.76936],[-100.0553,25.7695],[-100.05661,25.76978],[-100.0579,25.77005],[-100.05922,25.77034],[-100.06081,25.77043],[-100.06219,25.76985],[-100.0638,25.77007],[-100.06521,25.77025],[-100.06502,25.77116],[-100.06476,25.77215],[-100.06567,25.77289],[-100.06542,25.77425],[-100.06518,25.77555],[-100.06494,25.77686],[-100.06468,25.77816],[-100.06444,25.77947],[-100.0642,25.78073],[-100.06396,25.78208],[-100.06373,25.78339],[-100.06349,25.7847],[-100.06376,25.78607],[-100.06352,25.78707]]}}
Línea 115.0 kV | LineString | 115.0 kV | 1 |  |  | CFE |  |  |  |  | OpenStreetMap | {"type":"Feature","properties":{},"geometry":{"type":"LineString","coordinates":[[-100.0584,25.74482],[-100.05845,25.74469]]}}
Línea 115.0 kV | LineString | 115.0 kV | 1 |  |  | CFE |  |  |  |  | OpenStreetMap | {"type":"Feature","properties":{},"geometry":{"type":"LineString","coordinates":[[-100.05781,25.74459],[-100.05784,25.74446],[-100.05845,25.74469]]}}
Línea 115.0 kV | LineString | 115.0 kV | 1 |  |  | CFE |  |  |  |  | OpenStreetMap | {"type":"Feature","properties":{},"geometry":{"type":"LineString","coordinates":[[-100.05768,25.74455],[-100.05773,25.74441],[-100.05845,25.74469]]}}
Línea 115.0 kV | LineString | 115.0 kV | 3 |  |  | CFE |  |  |  |  | OpenStreetMap | {"type":"Feature","properties":{},"geometry":{"type":"LineString","coordinates":[[-100.05845,25.74469],[-100.05903,25.74488],[-100.05958,25.74515],[-100.0594,25.74628],[-100.05921,25.74752],[-100.05899,25.74887],[-100.05852,25.74977],[-100.05698,25.74918],[-100.05582,25.74873],[-100.05463,25.74828],[-100.0534,25.74781],[-100.05214,25.74732],[-100.05086,25.74683],[-100.04966,25.74637],[-100.04838,25.74588],[-100.04722,25.74544],[-100.04589,25.74495],[-100.04528,25.74575],[-100.04525,25.74689],[-100.0452,25.74805],[-100.04514,25.74919],[-100.04508,25.75034],[-100.04502,25.75149],[-100.04497,25.75267],[-100.04492,25.75383],[-100.04485,25.75501],[-100.04478,25.75614],[-100.04472,25.75735],[-100.04468,25.75852],[-100.04462,25.75969],[-100.04455,25.76085],[-100.04449,25.76202],[-100.04443,25.76308],[-100.04437,25.7645],[-100.04432,25.76534],[-100.0443,25.76625]]}}
Línea 115.0 kV | LineString | 115.0 kV | 1 |  |  | CFE |  |  |  |  | OpenStreetMap | {"type":"Feature","properties":{},"geometry":{"type":"LineString","coordinates":[[-100.14272,25.75278],[-100.14254,25.75283]]}}
Línea 115.0 kV | LineString | 115.0 kV | 1 |  |  | CFE |  |  |  |  | OpenStreetMap | {"type":"Feature","properties":{},"geometry":{"type":"LineString","coordinates":[[-100.11587,25.71998],[-100.11601,25.72004],[-100.11616,25.7202],[-100.11671,25.72077],[-100.1175,25.72164],[-100.11827,25.72246],[-100.11905,25.72332],[-100.11992,25.72426],[-100.12077,25.72517],[-100.1216,25.72608],[-100.12244,25.72698],[-100.12331,25.72778],[-100.12428,25.72852],[-100.12524,25.72914],[-100.12619,25.72973],[-100.12714,25.73034],[-100.12809,25.73094],[-100.12939,25.73186],[-100.12995,25.73245],[-100.13053,25.7332],[-100.13021,25.73416],[-100.12986,25.7351],[-100.12953,25.73604],[-100.1292,25.73699],[-100.12886,25.73794],[-100.12862,25.73905],[-100.12853,25.74019],[-100.12853,25.74129],[-100.12854,25.74239],[-100.12854,25.7435],[-100.12855,25.74459],[-100.12856,25.74568],[-100.12857,25.74678],[-100.12857,25.7479],[-100.12855,25.74899],[-100.12859,25.75005],[-100.12857,25.75094],[-100.12858,25.75186],[-100.12858,25.75277],[-100.12859,25.75368],[-100.12859,25.75488]]}}
Línea 115.0 kV | LineString | 115.0 kV | 1 |  |  | CFE |  |  |  |  | OpenStreetMap | {"type":"Feature","properties":{},"geometry":{"type":"LineString","coordinates":[[-100.08497,25.73662],[-100.08517,25.73668],[-100.08632,25.73682],[-100.08757,25.73704],[-100.08889,25.73741],[-100.09018,25.73778],[-100.09145,25.73813],[-100.09273,25.73848],[-100.09403,25.73885],[-100.09532,25.73922],[-100.09659,25.73957],[-100.0979,25.73994],[-100.0992,25.7403],[-100.10012,25.74078],[-100.10099,25.74124],[-100.10214,25.74173],[-100.10283,25.74188],[-100.10421,25.74207],[-100.10557,25.74226],[-100.10696,25.74248],[-100.10831,25.74267],[-100.1097,25.74289],[-100.11111,25.74303],[-100.11232,25.74309],[-100.11356,25.74315],[-100.1148,25.74321],[-100.11587,25.74394],[-100.11689,25.74457],[-100.11793,25.74523],[-100.119,25.74586],[-100.11923,25.74597],[-100.11967,25.74619],[-100.1201,25.74641],[-100.12073,25.74673],[-100.12135,25.74705],[-100.12175,25.74726],[-100.1223,25.74754],[-100.12294,25.74786],[-100.12371,25.74829],[-100.1245,25.74876],[-100.12529,25.74923],[-100.12652,25.74982],[-100.12811,25.74998],[-100.12971,25.75013],[-100.13104,25.75053],[-100.13238,25.75088],[-100.13371,25.75125],[-100.13504,25.75161],[-100.13643,25.75173],[-100.13761,25.75182],[-100.13904,25.75198],[-100.14041,25.75187],[-100.14173,25.75172],[-100.14223,25.75194],[-100.14272,25.75278]]}}
Línea 115.0 kV | LineString | 115.0 kV | 1 |  |  | CFE |  |  |  |  | OpenStreetMap | {"type":"Feature","properties":{},"geometry":{"type":"LineString","coordinates":[[-100.10393,25.72528],[-100.10384,25.72526],[-100.10417,25.72485],[-100.10429,25.72387],[-100.10406,25.72397]]}}
Línea 115.0 kV | LineString | 115.0 kV | 1 |  |  | CFE |  |  |  |  | OpenStreetMap | {"type":"Feature","properties":{},"geometry":{"type":"LineString","coordinates":[[-100.10393,25.72528],[-100.10334,25.72552],[-100.10264,25.72581],[-100.10193,25.72609],[-100.10122,25.72638],[-100.10008,25.72686],[-100.09978,25.72695],[-100.09956,25.72704],[-100.09915,25.72762],[-100.09833,25.72795],[-100.09745,25.7283],[-100.09662,25.72864],[-100.09575,25.72899],[-100.09494,25.7293],[-100.09407,25.72965],[-100.09273,25.72989],[-100.09209,25.73041],[-100.09136,25.731],[-100.09062,25.73154],[-100.08974,25.73228],[-100.08872,25.73307],[-100.08783,25.73379],[-100.08673,25.73463],[-100.08529,25.73559],[-100.08497,25.73662],[-100.08464,25.73769],[-100.08428,25.73876],[-100.08262,25.73857],[-100.08098,25.73838],[-100.08033,25.7391],[-100.0794,25.74006],[-100.07874,25.74052],[-100.07809,25.74101],[-100.07715,25.74173],[-100.07619,25.74244],[-100.07523,25.74314],[-100.07427,25.74386],[-100.07332,25.74457],[-100.07238,25.7453],[-100.07145,25.74602],[-100.07051,25.74675],[-100.06956,25.74747],[-100.06882,25.74837],[-100.06768,25.74794],[-100.06653,25.7475],[-100.06537,25.74705],[-100.06422,25.74661],[-100.06308,25.74617],[-100.06191,25.74573],[-100.06076,25.74529],[-100.05959,25.74484],[-100.05841,25.74439],[-100.05721,25.74394],[-100.05685,25.74374]]}}
Línea 115.0 kV | LineString | 115.0 kV | 2 |  |  | CFE |  |  |  |  | OpenStreetMap | {"type":"Feature","properties":{},"geometry":{"type":"LineString","coordinates":[[-100.09903,25.72612],[-100.09956,25.72704],[-100.1005,25.72725]]}}
Línea 115.0 kV | LineString | 115.0 kV | 1 |  |  | CFE |  |  |  |  | OpenStreetMap | {"type":"Feature","properties":{},"geometry":{"type":"LineString","coordinates":[[-100.10846,25.72384],[-100.1075,25.7242],[-100.10676,25.72453],[-100.1054,25.7247],[-100.10393,25.72528]]}}
Línea 115.0 kV | LineString | 115.0 kV | 2 |  |  | Comisión Federal de Electricidad |  |  |  |  | OpenStreetMap | {"type":"Feature","properties":{},"geometry":{"type":"LineString","coordinates":[[-100.09903,25.72612],[-100.09956,25.72672],[-100.09978,25.72695],[-100.10058,25.72711],[-100.10141,25.72678],[-100.10253,25.72632],[-100.10364,25.72587],[-100.10488,25.72538],[-100.10553,25.72511],[-100.10567,25.72506],[-100.10631,25.7248],[-100.10756,25.72428],[-100.108,25.72341],[-100.10763,25.72265],[-100.10731,25.722],[-100.10705,25.7216]]}}
Línea 115.0 kV | LineString | 115.0 kV | 1 |  |  | CFE |  |  |  |  | OpenStreetMap | {"type":"Feature","properties":{},"geometry":{"type":"LineString","coordinates":[[-100.10803,25.72348],[-100.10948,25.72345],[-100.10972,25.72338]]}}
Línea 115.0 kV | LineString | 115.0 kV | 1 |  |  | CFE |  |  |  |  | OpenStreetMap | {"type":"Feature","properties":{},"geometry":{"type":"LineString","coordinates":[[-100.12097,25.71614],[-100.12096,25.71601],[-100.12026,25.71594],[-100.11942,25.71587],[-100.11902,25.71623],[-100.11817,25.71721],[-100.11729,25.71817],[-100.11652,25.71912],[-100.11587,25.71998],[-100.11505,25.72076],[-100.11417,25.72138],[-100.11323,25.72177],[-100.11222,25.7222],[-100.11128,25.7226],[-100.11033,25.72302],[-100.10937,25.72342],[-100.10846,25.72384],[-100.10803,25.72348]]}}
Línea 115.0 kV | LineString | 115.0 kV | 1 |  |  | CFE |  |  |  |  | OpenStreetMap | {"type":"Feature","properties":{},"geometry":{"type":"LineString","coordinates":[[-100.20831,25.75271],[-100.20878,25.75284],[-100.2087,25.75301],[-100.20878,25.75319]]}}
Línea 115.0 kV | LineString | 115.0 kV | 1 |  |  | CFE |  |  |  |  | OpenStreetMap | {"type":"Feature","properties":{},"geometry":{"type":"LineString","coordinates":[[-100.12848,25.75637],[-100.12822,25.75748],[-100.12787,25.75847],[-100.1275,25.75947],[-100.12712,25.76047],[-100.1269,25.76103]]}}
Línea 115.0 kV | LineString | 115.0 kV | 1 |  |  | CFE |  |  |  |  | OpenStreetMap | {"type":"Feature","properties":{},"geometry":{"type":"LineString","coordinates":[[-100.00579,25.64724],[-100.00771,25.64874],[-100.01338,25.65325],[-100.04888,25.68114],[-100.05509,25.68612]]}}
Línea 115.0 kV | LineString | 115.0 kV | 1 |  |  | CFE |  |  |  |  | OpenStreetMap | {"type":"Feature","properties":{},"geometry":{"type":"LineString","coordinates":[[-100.05509,25.68612],[-100.05614,25.68694],[-100.0571,25.68769],[-100.05821,25.68856],[-100.05959,25.68966],[-100.06077,25.69059],[-100.06194,25.69147],[-100.06288,25.69222],[-100.06383,25.69297],[-100.06472,25.69368],[-100.06561,25.69438],[-100.06682,25.69533],[-100.06804,25.69633],[-100.06932,25.69733],[-100.07062,25.69836],[-100.072,25.69946],[-100.07335,25.70053],[-100.07477,25.70166],[-100.07639,25.70289],[-100.07761,25.70383],[-100.07863,25.70465],[-100.08003,25.70579],[-100.08141,25.70686],[-100.08276,25.70791],[-100.08413,25.70898],[-100.08539,25.70996],[-100.08633,25.71123],[-100.08732,25.71247],[-100.08818,25.71359],[-100.08912,25.71481],[-100.08982,25.71575],[-100.09032,25.71641],[-100.09055,25.71636],[-100.09166,25.71591],[-100.09267,25.7159],[-100.09389,25.7159],[-100.09511,25.71588],[-100.09604,25.71587],[-100.09633,25.71586],[-100.09756,25.71585],[-100.09874,25.71584],[-100.09997,25.71582],[-100.10094,25.71587],[-100.10188,25.71668]]}}
Línea 115.0 kV | LineString | 115.0 kV | 1 |  |  | CFE |  |  |  |  | OpenStreetMap | {"type":"Feature","properties":{},"geometry":{"type":"LineString","coordinates":[[-99.92724,25.59519],[-99.92719,25.59537],[-99.92762,25.59577],[-99.92929,25.59583],[-99.93094,25.59595],[-99.93259,25.59604],[-99.93425,25.59614],[-99.9359,25.59624],[-99.93755,25.59634],[-99.93768,25.59675],[-99.93921,25.59766],[-99.94028,25.59834],[-99.94149,25.59912],[-99.94299,25.60004],[-99.9443,25.60088],[-99.94566,25.60173],[-99.94688,25.6025],[-99.94882,25.60372],[-99.95018,25.60479],[-99.95135,25.60573],[-99.9527,25.60679],[-99.95391,25.60774],[-99.9553,25.60884],[-99.9565,25.6098],[-99.95771,25.61075],[-99.95902,25.61175],[-99.96026,25.61279],[-99.96151,25.61376],[-99.96277,25.61475],[-99.96409,25.61579],[-99.96537,25.6168],[-99.96668,25.61784],[-99.9679,25.61881],[-99.9691,25.61976],[-99.97045,25.62083],[-99.97171,25.62183],[-99.97299,25.62283],[-99.97428,25.62385],[-99.9755,25.6248],[-99.97683,25.62585],[-99.97899,25.6262],[-99.98041,25.62724],[-99.98185,25.62839],[-99.98311,25.62936],[-99.98437,25.63037],[-99.98558,25.6313],[-99.98681,25.63227],[-99.98779,25.63303],[-99.98831,25.63346],[-99.98956,25.63443],[-99.99068,25.63532],[-99.99182,25.63622],[-99.99308,25.63721],[-99.99452,25.63834],[-99.99577,25.63933],[-99.99728,25.64052],[-99.99833,25.64134],[-99.9997,25.64242],[-100.00092,25.64339],[-100.00216,25.64438],[-100.00342,25.64537],[-100.00464,25.64633],[-100.00579,25.64724]]}}
Línea 115.0 kV | LineString | 115.0 kV | 2 |  |  | CFE |  |  |  |  | OpenStreetMap | {"type":"Feature","properties":{},"geometry":{"type":"LineString","coordinates":[[-99.36876,25.72071],[-99.36976,25.7204],[-99.37242,25.71953],[-99.37423,25.71799],[-99.37718,25.71666],[-99.38013,25.71533],[-99.38315,25.71399],[-99.38611,25.71265],[-99.38904,25.71134],[-99.39205,25.71],[-99.39499,25.70865],[-99.39797,25.70731],[-99.40092,25.70599],[-99.40392,25.70465],[-99.40686,25.70332],[-99.40981,25.70198],[-99.41279,25.70067],[-99.4158,25.69931],[-99.41877,25.69797],[-99.42158,25.6967],[-99.42462,25.69532],[-99.42759,25.694],[-99.43044,25.6927],[-99.43344,25.69136],[-99.43674,25.68987],[-99.44023,25.68831],[-99.4428,25.68714],[-99.44538,25.68597],[-99.44811,25.68486],[-99.45081,25.68362],[-99.45345,25.68242],[-99.45665,25.68135],[-99.45981,25.68029],[-99.46301,25.67925],[-99.46618,25.67819],[-99.46936,25.67712],[-99.47253,25.67606],[-99.47571,25.67501],[-99.47889,25.67394],[-99.48207,25.67288],[-99.48524,25.67183],[-99.48842,25.67075],[-99.4916,25.6697],[-99.49467,25.66867],[-99.49792,25.66761],[-99.50114,25.66652],[-99.50433,25.66547],[-99.50746,25.66439],[-99.51064,25.66334],[-99.51381,25.66228],[-99.51699,25.66122],[-99.52017,25.66018],[-99.52336,25.65909],[-99.52661,25.65801],[-99.5298,25.65696],[-99.53288,25.65592],[-99.53591,25.65494],[-99.53881,25.65396]]}}
Línea 115.0 kV | LineString | 115.0 kV | 1 |  |  | CFE |  |  |  |  | OpenStreetMap | {"type":"Feature","properties":{},"geometry":{"type":"LineString","coordinates":[[-99.36876,25.72071],[-99.36734,25.72126],[-99.36627,25.72168],[-99.36515,25.72219]]}}
Línea 115.0 kV | LineString | 115.0 kV | 1 |  |  | CFE |  |  |  |  | OpenStreetMap | {"type":"Feature","properties":{},"geometry":{"type":"LineString","coordinates":[[-99.36515,25.72219],[-99.36621,25.72183],[-99.36741,25.72138],[-99.36876,25.72071]]}}
Línea 115.0 kV | LineString | 115.0 kV | 2 |  |  | CFE |  |  |  |  | OpenStreetMap | {"type":"Feature","properties":{},"geometry":{"type":"LineString","coordinates":[[-99.32103,25.72895],[-99.32113,25.7292],[-99.32335,25.73064],[-99.32652,25.73117],[-99.33,25.73175],[-99.33314,25.73226],[-99.33653,25.73283],[-99.33919,25.73327],[-99.34077,25.73353],[-99.34299,25.7339],[-99.34584,25.73328],[-99.34862,25.73268],[-99.35142,25.73206],[-99.35428,25.73143],[-99.35707,25.73084],[-99.35987,25.73021],[-99.36126,25.72822],[-99.36255,25.72622],[-99.36384,25.72422],[-99.36515,25.72219]]}}
Línea 115.0 kV | LineString | 115.0 kV | 1 |  |  | CFE |  |  |  |  | OpenStreetMap | {"type":"Feature","properties":{},"geometry":{"type":"LineString","coordinates":[[-99.35987,25.73021],[-99.35981,25.72997]]}}
Línea 115.0 kV | LineString | 115.0 kV | 2 |  |  | CFE |  |  |  |  | OpenStreetMap | {"type":"Feature","properties":{},"geometry":{"type":"LineString","coordinates":[[-99.53881,25.65396],[-99.53856,25.65342],[-99.5387,25.65339]]}}
Línea 115.0 kV | LineString | 115.0 kV | 2 |  |  | CFE |  |  |  |  | OpenStreetMap | {"type":"Feature","properties":{},"geometry":{"type":"LineString","coordinates":[[-100.97127,25.42412],[-100.97138,25.42385]]}}
Línea 115.0 kV | LineString | 115.0 kV | 1 |  |  | CFE |  |  |  |  | OpenStreetMap | {"type":"Feature","properties":{},"geometry":{"type":"LineString","coordinates":[[-100.97159,25.42426],[-100.97127,25.42412]]}}
Línea 115.0 kV | LineString | 115.0 kV | 2 |  |  | CFE |  |  |  |  | OpenStreetMap | {"type":"Feature","properties":{},"geometry":{"type":"LineString","coordinates":[[-100.97395,25.43804],[-100.97447,25.43784],[-100.97584,25.43757],[-100.97647,25.43711],[-100.97723,25.43643],[-100.97806,25.43578],[-100.97905,25.43538],[-100.97951,25.43509],[-100.98002,25.43416],[-100.98036,25.43323],[-100.9807,25.43231],[-100.98107,25.43139],[-100.98098,25.43116],[-100.97995,25.43084],[-100.97891,25.43051],[-100.97788,25.4302],[-100.97676,25.42985],[-100.97558,25.42948],[-100.97443,25.42912],[-100.97447,25.42815],[-100.97425,25.42784],[-100.97469,25.42709],[-100.97443,25.42625],[-100.97337,25.42584],[-100.97232,25.42541],[-100.97126,25.42499],[-100.97159,25.42426]]}}
Línea 115.0 kV | LineString | 115.0 kV | 1 |  |  | CFE |  |  |  |  | OpenStreetMap | {"type":"Feature","properties":{},"geometry":{"type":"LineString","coordinates":[[-100.97395,25.43804],[-100.97334,25.43889],[-100.97281,25.43947],[-100.97223,25.44041],[-100.97197,25.44133],[-100.97172,25.44221],[-100.97147,25.44315],[-100.97122,25.444],[-100.97098,25.44489],[-100.97078,25.44568],[-100.97048,25.44649],[-100.9702,25.44667],[-100.96928,25.44646],[-100.96837,25.44625],[-100.9683,25.4464]]}}
Línea 115.0 kV | LineString | 115.0 kV | 1 |  |  | CFE |  |  |  |  | OpenStreetMap | {"type":"Feature","properties":{},"geometry":{"type":"LineString","coordinates":[[-100.9702,25.5068],[-100.97003,25.50734],[-100.97059,25.50765]]}}
Línea 115.0 kV | LineString | 115.0 kV | 1 |  |  | CFE |  |  |  |  | OpenStreetMap | {"type":"Feature","properties":{},"geometry":{"type":"LineString","coordinates":[[-100.9702,25.5068],[-100.97015,25.50728],[-100.97062,25.50757]]}}
Línea 115.0 kV | LineString | 115.0 kV | 2 |  |  | CFE |  |  |  |  | OpenStreetMap | {"type":"Feature","properties":{},"geometry":{"type":"LineString","coordinates":[[-100.98451,25.50337],[-100.98374,25.50303],[-100.983,25.50271],[-100.98214,25.50231],[-100.9814,25.50199],[-100.98063,25.50166],[-100.9801,25.50142],[-100.97887,25.50087],[-100.97714,25.50121],[-100.97539,25.50152],[-100.97369,25.50185],[-100.97198,25.50218],[-100.97125,25.50323],[-100.97081,25.50382],[-100.97066,25.50462],[-100.97043,25.50572],[-100.97032,25.50627],[-100.9702,25.5068]]}}
Línea 115.0 kV | LineString | 115.0 kV | 1 |  |  | CFE |  |  |  |  | OpenStreetMap | {"type":"Feature","properties":{},"geometry":{"type":"LineString","coordinates":[[-100.9885,25.50522],[-100.9869,25.5045],[-100.98587,25.504],[-100.98451,25.50337]]}}
Línea 115.0 kV | LineString | 115.0 kV | 1 |  |  | CFE |  |  |  |  | OpenStreetMap | {"type":"Feature","properties":{},"geometry":{"type":"LineString","coordinates":[[-100.98587,25.49805],[-100.98578,25.49806],[-100.98553,25.4981]]}}
Línea 115.0 kV | LineString | 115.0 kV | 1 |  |  | CFE |  |  |  |  | OpenStreetMap | {"type":"Feature","properties":{},"geometry":{"type":"LineString","coordinates":[[-100.99369,25.45893],[-100.99325,25.4599],[-100.99242,25.46167],[-100.99208,25.46239]]}}
Línea 115.0 kV | LineString | 115.0 kV | 1 |  |  | CFE |  |  |  |  | OpenStreetMap | {"type":"Feature","properties":{},"geometry":{"type":"LineString","coordinates":[[-100.99864,25.45683],[-100.99804,25.45663],[-100.99793,25.45684]]}}
Línea 115.0 kV | LineString | 115.0 kV | 2 |  |  | CFE |  |  |  |  | OpenStreetMap | {"type":"Feature","properties":{},"geometry":{"type":"LineString","coordinates":[[-101.00076,25.45612],[-100.99999,25.4558],[-100.99925,25.45554],[-100.99864,25.45683]]}}
Línea 115.0 kV | LineString | 115.0 kV | 1 |  |  | CFE |  |  |  |  | OpenStreetMap | {"type":"Feature","properties":{},"geometry":{"type":"LineString","coordinates":[[-100.99864,25.45683],[-100.99827,25.4577],[-100.99795,25.45854],[-100.9976,25.45939],[-100.99716,25.46017],[-100.996,25.45976],[-100.99486,25.45935],[-100.99369,25.45893],[-100.99412,25.45784],[-100.99462,25.45676],[-100.99513,25.45569],[-100.99564,25.45462],[-100.99614,25.45355],[-100.99655,25.45264],[-100.99715,25.45142],[-100.99766,25.45034]]}}
Línea 115.0 kV | LineString | 115.0 kV | 1 |  |  | CFE |  |  |  |  | OpenStreetMap | {"type":"Feature","properties":{},"geometry":{"type":"LineString","coordinates":[[-101.00076,25.45612],[-101.00007,25.45765],[-100.99967,25.45849],[-100.99925,25.45931],[-100.99886,25.4602],[-100.99927,25.4604],[-101.00012,25.46086],[-100.99983,25.46155],[-100.99941,25.46249],[-100.99894,25.46358],[-100.99848,25.46467],[-100.99805,25.46567],[-100.99762,25.46666],[-100.99719,25.46761],[-100.9968,25.46855],[-100.99624,25.46988],[-100.99546,25.47164],[-100.99442,25.47398],[-100.99346,25.47619],[-100.99282,25.47765],[-100.99255,25.47833],[-100.9921,25.47933],[-100.99141,25.48094],[-100.99074,25.48244],[-100.99006,25.484],[-100.98935,25.48565],[-100.98851,25.48761],[-100.98756,25.4898],[-100.98709,25.49087],[-100.98668,25.49286],[-100.98628,25.49469],[-100.98596,25.49622],[-100.98576,25.49722],[-100.98578,25.49783],[-100.98578,25.49796],[-100.98578,25.49806],[-100.98578,25.49814],[-100.98578,25.49828],[-100.98584,25.50054],[-100.98585,25.50168],[-100.98591,25.50395],[-100.98451,25.50337]]}}
Línea 115.0 kV | LineString | 115.0 kV | 1 |  |  | CFE |  |  |  |  | OpenStreetMap | {"type":"Feature","properties":{},"geometry":{"type":"LineString","coordinates":[[-101.00344,25.45256],[-101.00325,25.45248],[-101.00252,25.4522],[-101.00129,25.45174],[-101.00085,25.45157],[-100.99988,25.45119],[-100.99912,25.4509],[-100.99834,25.4506],[-100.99766,25.45034],[-100.99707,25.45015],[-100.99599,25.44971],[-100.99492,25.44924],[-100.99402,25.44885],[-100.99295,25.44839],[-100.99174,25.44789],[-100.99091,25.44752],[-100.99002,25.44709],[-100.98905,25.44674],[-100.98813,25.44637],[-100.98707,25.44594],[-100.98606,25.44555],[-100.98494,25.4451],[-100.98373,25.44462],[-100.98255,25.44416],[-100.98154,25.44375],[-100.98044,25.44331],[-100.97934,25.44287],[-100.97802,25.44217],[-100.97724,25.44166],[-100.97617,25.44084],[-100.97542,25.44011],[-100.97479,25.43935],[-100.97422,25.43848],[-100.97395,25.43804]]}}
Línea 115.0 kV | LineString | 115.0 kV | 1 |  |  | CFE |  |  |  |  | OpenStreetMap | {"type":"Feature","properties":{},"geometry":{"type":"LineString","coordinates":[[-101.00344,25.45256],[-101.00286,25.45278],[-101.00227,25.45301],[-101.00182,25.45393],[-101.00138,25.45484],[-101.00108,25.45549],[-101.00076,25.45612]]}}
Línea 115.0 kV | LineString | 115.0 kV | 2 |  |  | CFE |  |  |  |  | OpenStreetMap | {"type":"Feature","properties":{},"geometry":{"type":"LineString","coordinates":[[-101.01267,25.45611],[-101.01289,25.45538],[-101.01313,25.45465],[-101.01338,25.4539],[-101.01361,25.45316],[-101.01384,25.45241],[-101.01406,25.45166],[-101.0143,25.45093],[-101.01455,25.45019],[-101.01476,25.44943],[-101.015,25.44867],[-101.01522,25.44794],[-101.01585,25.44724]]}}
Línea 115.0 kV | LineString | 115.0 kV | 1 |  |  | CFE |  |  |  |  | OpenStreetMap | {"type":"Feature","properties":{},"geometry":{"type":"LineString","coordinates":[[-101.01257,25.45652],[-101.01267,25.45611]]}}
Línea 115.0 kV | LineString | 115.0 kV | 1 |  |  | CFE |  |  |  |  | OpenStreetMap | {"type":"Feature","properties":{},"geometry":{"type":"LineString","coordinates":[[-101.01257,25.45652],[-101.01299,25.45552]]}}
Línea 115.0 kV | LineString | 115.0 kV | 1 |  |  | CFE |  |  |  |  | OpenStreetMap | {"type":"Feature","properties":{},"geometry":{"type":"LineString","coordinates":[[-101.01267,25.45611],[-101.01299,25.45552]]}}
Línea 115.0 kV | LineString | 115.0 kV | 2 |  |  | CFE |  |  |  |  | OpenStreetMap | {"type":"Feature","properties":{},"geometry":{"type":"LineString","coordinates":[[-101.01299,25.45552],[-101.01329,25.45532],[-101.01361,25.45513],[-101.01386,25.45472],[-101.01414,25.45392],[-101.01441,25.45302],[-101.01465,25.45221],[-101.01492,25.45136],[-101.01519,25.45054],[-101.01545,25.44986],[-101.01577,25.44928],[-101.01608,25.4487]]}}
Línea 115.0 kV | LineString | 115.0 kV | 1 |  |  | CFE |  |  |  |  | OpenStreetMap | {"type":"Feature","properties":{},"geometry":{"type":"LineString","coordinates":[[-101.01267,25.45611],[-101.01202,25.45584],[-101.01135,25.45558],[-101.01068,25.45533],[-101.00995,25.45506],[-101.00927,25.45479],[-101.00859,25.45453],[-101.00792,25.45428],[-101.00677,25.45383],[-101.00608,25.45357],[-101.00541,25.45332],[-101.00467,25.45303],[-101.00344,25.45256]]}}
Línea 115.0 kV | LineString | 115.0 kV | 1 |  |  | CFE |  |  |  |  | OpenStreetMap | {"type":"Feature","properties":{},"geometry":{"type":"LineString","coordinates":[[-100.97224,25.54326],[-100.97109,25.54261],[-100.97054,25.54227],[-100.9692,25.54137]]}}
Línea 115.0 kV | LineString | 115.0 kV | 2 |  |  | CFE |  |  |  |  | OpenStreetMap | {"type":"Feature","properties":{},"geometry":{"type":"LineString","coordinates":[[-100.9808,25.54661],[-100.9802,25.54666],[-100.97928,25.54658],[-100.97831,25.54649],[-100.97733,25.54638],[-100.97637,25.54579]]}}
Línea 115.0 kV | LineString | 115.0 kV | 2 |  |  | CFE |  |  |  |  | OpenStreetMap | {"type":"Feature","properties":{},"geometry":{"type":"LineString","coordinates":[[-100.9692,25.54137],[-100.97061,25.54219],[-100.97116,25.54252],[-100.97224,25.54326]]}}
Línea 115.0 kV | LineString | 115.0 kV | 1 |  |  | CFE |  |  |  |  | OpenStreetMap | {"type":"Feature","properties":{},"geometry":{"type":"LineString","coordinates":[[-100.9834,25.51601],[-100.98397,25.51638],[-100.98384,25.51653]]}}
Línea 115.0 kV | LineString | 115.0 kV | 2 |  |  | CFE |  |  |  |  | OpenStreetMap | {"type":"Feature","properties":{},"geometry":{"type":"LineString","coordinates":[[-101.0985,25.27265],[-101.09876,25.27127],[-101.09902,25.26973],[-101.09932,25.26876],[-101.09755,25.26806],[-101.09583,25.26738],[-101.09415,25.26671],[-101.09323,25.26635],[-101.09153,25.26568]]}}
Línea 115.0 kV | LineString | 115.0 kV | 1 |  |  | CFE |  |  |  |  | OpenStreetMap | {"type":"Feature","properties":{},"geometry":{"type":"LineString","coordinates":[[-101.08829,25.29423],[-101.08849,25.29384],[-101.08958,25.29153],[-101.09069,25.28922],[-101.09149,25.28765],[-101.09263,25.28524],[-101.09354,25.2833],[-101.09452,25.28137],[-101.09715,25.28039],[-101.09756,25.27831],[-101.09818,25.2749],[-101.09842,25.2732],[-101.0985,25.27265]]}}
Línea 115.0 kV | LineString | 115.0 kV | 1 |  |  | CFE |  |  |  |  | OpenStreetMap | {"type":"Feature","properties":{},"geometry":{"type":"LineString","coordinates":[[-101.11152,25.28865],[-101.11199,25.28909],[-101.11269,25.28983],[-101.11187,25.29043],[-101.11074,25.29127],[-101.10961,25.29212],[-101.10902,25.29155],[-101.10826,25.29072],[-101.10727,25.28972],[-101.10628,25.28871],[-101.10536,25.28771],[-101.1041,25.28854],[-101.10199,25.29002],[-101.09993,25.2915],[-101.09789,25.29283],[-101.09763,25.29299],[-101.09686,25.29286],[-101.09586,25.29293],[-101.09487,25.29299],[-101.09374,25.29316],[-101.0928,25.29326],[-101.09189,25.29335],[-101.09105,25.29343],[-101.09015,25.29425],[-101.08931,25.29495],[-101.08883,25.29461],[-101.08829,25.29423]]}}
Línea 115.0 kV | LineString | 115.0 kV | 2 |  |  | CFE |  |  |  |  | OpenStreetMap | {"type":"Feature","properties":{},"geometry":{"type":"LineString","coordinates":[[-101.11293,25.28912],[-101.11235,25.28858],[-101.11207,25.28822]]}}
Línea 115.0 kV | LineString | 115.0 kV | 1 |  |  | CFE |  |  |  |  | OpenStreetMap | {"type":"Feature","properties":{},"geometry":{"type":"LineString","coordinates":[[-101.11221,25.28811],[-101.1125,25.28847],[-101.11293,25.28912]]}}
Línea 115.0 kV | LineString | 115.0 kV | 3 |  |  | CFE |  |  |  |  | OpenStreetMap | {"type":"Feature","properties":{},"geometry":{"type":"LineString","coordinates":[[-101.11293,25.28912],[-101.11389,25.28836],[-101.1149,25.28759],[-101.11443,25.28611],[-101.11396,25.28457],[-101.11344,25.28294],[-101.11302,25.28162],[-101.1118,25.28086],[-101.11041,25.28001],[-101.10983,25.27964],[-101.10815,25.2786],[-101.10658,25.27764],[-101.10506,25.2767],[-101.10331,25.27561],[-101.10176,25.27467],[-101.10004,25.2736],[-101.0985,25.27265]]}}
Línea 115.0 kV | LineString | 115.0 kV | 1 |  |  | CFE |  |  |  |  | OpenStreetMap | {"type":"Feature","properties":{},"geometry":{"type":"LineString","coordinates":[[-101.08456,25.29225],[-101.08467,25.29188],[-101.08501,25.29078],[-101.0853,25.28984],[-101.08563,25.28872],[-101.08588,25.28772],[-101.08618,25.28675],[-101.08647,25.28575],[-101.08676,25.28474],[-101.08705,25.28378],[-101.08737,25.28273],[-101.08768,25.28173],[-101.08782,25.28129],[-101.08763,25.27971],[-101.08752,25.27858],[-101.08836,25.27767],[-101.08895,25.27696],[-101.08958,25.27635],[-101.09016,25.27571],[-101.09055,25.27418],[-101.09067,25.27309],[-101.09081,25.272],[-101.09095,25.27093],[-101.09106,25.26983],[-101.09155,25.26931],[-101.09152,25.26829],[-101.09153,25.26736],[-101.09154,25.26644],[-101.09153,25.26568]]}}
Línea 115.0 kV | LineString | 115.0 kV | 2 |  |  | CFE |  |  |  |  | OpenStreetMap | {"type":"Feature","properties":{},"geometry":{"type":"LineString","coordinates":[[-101.07074,25.30625],[-101.07242,25.30412],[-101.0743,25.3018],[-101.07592,25.29975],[-101.07774,25.29746],[-101.08093,25.29698],[-101.08182,25.29686],[-101.08265,25.29602],[-101.08351,25.29514],[-101.08403,25.29407],[-101.08435,25.29293],[-101.08456,25.29225]]}}
Línea 115.0 kV | LineString | 115.0 kV | 1 |  |  | CFE |  |  |  |  | OpenStreetMap | {"type":"Feature","properties":{},"geometry":{"type":"LineString","coordinates":[[-101.06874,25.30866],[-101.06941,25.308],[-101.06994,25.30735],[-101.07074,25.30625]]}}
Línea 115.0 kV | LineString | 115.0 kV | 1 |  |  | CFE |  |  |  |  | OpenStreetMap | {"type":"Feature","properties":{},"geometry":{"type":"LineString","coordinates":[[-101.06874,25.30866],[-101.06945,25.30778],[-101.06997,25.30712],[-101.07074,25.30625]]}}
Línea 115.0 kV | LineString | 115.0 kV | 1 |  |  | CFE |  |  |  |  | OpenStreetMap | {"type":"Feature","properties":{},"geometry":{"type":"LineString","coordinates":[[-101.01725,25.44677],[-101.01795,25.44714]]}}
Línea 115.0 kV | LineString | 115.0 kV | 1 |  |  | CFE |  |  |  |  | OpenStreetMap | {"type":"Feature","properties":{},"geometry":{"type":"LineString","coordinates":[[-101.0165,25.44684],[-101.01668,25.44662],[-101.01718,25.44686],[-101.01795,25.44714]]}}
Línea 115.0 kV | LineString | 115.0 kV | 2 |  |  | CFE |  |  |  |  | OpenStreetMap | {"type":"Feature","properties":{},"geometry":{"type":"LineString","coordinates":[[-101.01639,25.44672],[-101.01657,25.44645],[-101.01725,25.44677]]}}
Línea 115.0 kV | LineString | 115.0 kV | 1 |  |  | CFE |  |  |  |  | OpenStreetMap | {"type":"Feature","properties":{},"geometry":{"type":"LineString","coordinates":[[-101.01725,25.44677],[-101.01766,25.44634],[-101.01889,25.44596],[-101.01988,25.44565],[-101.02117,25.44521],[-101.02253,25.4448],[-101.02321,25.44575],[-101.02405,25.44667],[-101.02507,25.44749],[-101.02612,25.44831],[-101.02718,25.44913],[-101.02808,25.44984],[-101.02898,25.45054],[-101.02987,25.45125],[-101.03097,25.4521],[-101.03207,25.45293],[-101.03387,25.45288],[-101.03592,25.45282],[-101.03831,25.45275],[-101.04057,25.44952],[-101.04293,25.44598],[-101.04481,25.44298],[-101.04708,25.43968],[-101.04745,25.43636],[-101.0477,25.43418],[-101.04791,25.43216],[-101.0481,25.43032],[-101.04866,25.42894],[-101.04875,25.42724],[-101.04884,25.42561],[-101.04895,25.42427],[-101.04909,25.42155],[-101.04945,25.42051],[-101.05034,25.4172],[-101.05091,25.41507],[-101.05129,25.41357],[-101.05173,25.41199],[-101.05283,25.40799],[-101.05409,25.40325],[-101.05473,25.40078],[-101.05529,25.39871],[-101.05567,25.39735],[-101.05606,25.39591],[-101.05667,25.39358],[-101.05718,25.3917],[-101.05764,25.38999],[-101.05818,25.38805],[-101.05863,25.38638],[-101.0591,25.38465],[-101.05954,25.38128],[-101.0598,25.37928],[-101.06004,25.37722],[-101.06029,25.37543],[-101.06055,25.37351],[-101.06079,25.37161],[-101.06124,25.36811],[-101.06143,25.36654],[-101.06179,25.36386],[-101.06205,25.36191],[-101.0624,25.35935],[-101.06269,25.35722],[-101.06302,25.35446],[-101.0633,25.35239],[-101.06356,25.35027],[-101.0638,25.34841],[-101.06406,25.34629],[-101.06435,25.34423],[-101.06463,25.34196],[-101.06487,25.34024],[-101.06518,25.33788],[-101.06579,25.33281],[-101.06611,25.33079],[-101.06631,25.329],[-101.06656,25.32703],[-101.0668,25.32509],[-101.0682,25.32318],[-101.06987,25.32089],[-101.07133,25.31881],[-101.07236,25.31731],[-101.07339,25.3159],[-101.07423,25.31467],[-101.07518,25.31337],[-101.07626,25.31188],[-101.07759,25.30996],[-101.07914,25.30776],[-101.08035,25.30608],[-101.08154,25.30445],[-101.08319,25.30211],[-101.08463,25.30003],[-101.08736,25.29613],[-101.08829,25.29423]]}}
Línea 115.0 kV | LineString | 115.0 kV | 1 |  |  | CFE |  |  |  |  | OpenStreetMap | {"type":"Feature","properties":{},"geometry":{"type":"LineString","coordinates":[[-100.90569,25.59853],[-100.90523,25.59822],[-100.905,25.59817],[-100.905,25.59901],[-100.90622,25.60004],[-100.90727,25.60094],[-100.90852,25.59993],[-100.90911,25.5992],[-100.90972,25.59832]]}}
Línea 115.0 kV | LineString | 115.0 kV | 2 |  |  | CFE |  |  |  |  | OpenStreetMap | {"type":"Feature","properties":{},"geometry":{"type":"LineString","coordinates":[[-100.90852,25.59677],[-100.90835,25.59691],[-100.90746,25.59614],[-100.90718,25.59646]]}}
Línea 115.0 kV | LineString | 115.0 kV | 1 |  |  | CFE |  |  |  |  | OpenStreetMap | {"type":"Feature","properties":{},"geometry":{"type":"LineString","coordinates":[[-100.91383,25.58864],[-100.91384,25.58832],[-100.91464,25.58755],[-100.91545,25.58678],[-100.91626,25.586],[-100.91704,25.58533],[-100.91782,25.58465],[-100.91859,25.58398],[-100.91932,25.58327],[-100.92008,25.58259],[-100.92087,25.58187],[-100.92114,25.58212]]}}
Línea 115.0 kV | LineString | 115.0 kV | 1 |  |  | CFE |  |  |  |  | OpenStreetMap | {"type":"Feature","properties":{},"geometry":{"type":"LineString","coordinates":[[-100.91202,25.58717],[-100.91151,25.58673],[-100.911,25.58632],[-100.91069,25.58703],[-100.91039,25.58776],[-100.91007,25.58845],[-100.90986,25.58839]]}}
Línea 115.0 kV | LineString | 115.0 kV | 1 |  |  | CFE |  |  |  |  | OpenStreetMap | {"type":"Feature","properties":{},"geometry":{"type":"LineString","coordinates":[[-100.91099,25.58918],[-100.91124,25.58927]]}}
Línea 115.0 kV | LineString | 115.0 kV | 1 |  |  | CFE |  |  |  |  | OpenStreetMap | {"type":"Feature","properties":{},"geometry":{"type":"LineString","coordinates":[[-100.91087,25.58946],[-100.90961,25.58848],[-100.90966,25.58837]]}}
Línea 115.0 kV | LineString | 115.0 kV | 1 |  |  | CFE |  |  |  |  | OpenStreetMap | {"type":"Feature","properties":{},"geometry":{"type":"LineString","coordinates":[[-100.91087,25.58946],[-100.91099,25.58918],[-100.91125,25.58898],[-100.91163,25.58808],[-100.91202,25.58717],[-100.91293,25.58789],[-100.91383,25.58864],[-100.91474,25.58939],[-100.91565,25.59014],[-100.91517,25.59099],[-100.91469,25.59183],[-100.9142,25.59268],[-100.91373,25.59352],[-100.91396,25.59356]]}}
Línea 115.0 kV | LineString | 115.0 kV | 1 |  |  | CFE |  |  |  |  | OpenStreetMap | {"type":"Feature","properties":{},"geometry":{"type":"LineString","coordinates":[[-100.91087,25.58946],[-100.90972,25.58853],[-100.90979,25.58841]]}}
Línea 115.0 kV | LineString | 115.0 kV | 2 |  |  | CFE |  |  |  |  | OpenStreetMap | {"type":"Feature","properties":{},"geometry":{"type":"LineString","coordinates":[[-100.91027,25.59235],[-100.9106,25.59152],[-100.91046,25.59037],[-100.91087,25.58946]]}}
Línea 115.0 kV | LineString | 115.0 kV | 1 |  |  | CFE |  |  |  |  | OpenStreetMap | {"type":"Feature","properties":{},"geometry":{"type":"LineString","coordinates":[[-100.90921,25.59328],[-100.91027,25.59235]]}}
Línea 115.0 kV | LineString | 115.0 kV | 1 |  |  | CFE |  |  |  |  | OpenStreetMap | {"type":"Feature","properties":{},"geometry":{"type":"LineString","coordinates":[[-100.90892,25.59375],[-100.91027,25.59235]]}}
Línea 115.0 kV | LineString | 115.0 kV | 1 |  |  | CFE |  |  |  |  | OpenStreetMap | {"type":"Feature","properties":{},"geometry":{"type":"LineString","coordinates":[[-100.89862,25.58514],[-100.89849,25.58514],[-100.89768,25.58559],[-100.89682,25.58609],[-100.89599,25.58657],[-100.89502,25.58714],[-100.8952,25.58728]]}}
Línea 115.0 kV | LineString | 115.0 kV | 2 |  |  | CFE |  |  |  |  | OpenStreetMap | {"type":"Feature","properties":{},"geometry":{"type":"LineString","coordinates":[[-100.90632,25.59789],[-100.90588,25.59754],[-100.90559,25.5972]]}}
Línea 115.0 kV | LineString | 115.0 kV | 2 |  |  | CFE |  |  |  |  | OpenStreetMap | {"type":"Feature","properties":{},"geometry":{"type":"LineString","coordinates":[[-100.90646,25.59775],[-100.90602,25.5974],[-100.90608,25.5967]]}}
Línea 115.0 kV | LineString | 115.0 kV | 1 |  |  | CFE |  |  |  |  | OpenStreetMap | {"type":"Feature","properties":{},"geometry":{"type":"LineString","coordinates":[[-100.90608,25.5967],[-100.90568,25.59692],[-100.90556,25.59683]]}}
Línea 115.0 kV | LineString | 115.0 kV | 1 |  |  | CFE |  |  |  |  | OpenStreetMap | {"type":"Feature","properties":{},"geometry":{"type":"LineString","coordinates":[[-100.90559,25.5972],[-100.90608,25.5967]]}}
Línea 115.0 kV | LineString | 115.0 kV | 3 |  |  | CFE |  |  |  |  | OpenStreetMap | {"type":"Feature","properties":{},"geometry":{"type":"LineString","coordinates":[[-100.90608,25.5967],[-100.90701,25.59573],[-100.90803,25.59467],[-100.90892,25.59375]]}}
Línea 115.0 kV | LineString | 115.0 kV | 1 |  |  | CFE |  |  |  |  | OpenStreetMap | {"type":"Feature","properties":{},"geometry":{"type":"LineString","coordinates":[[-100.90892,25.59375],[-100.90838,25.5928]]}}
Línea 115.0 kV | LineString | 115.0 kV | 1 |  |  | CFE |  |  |  |  | OpenStreetMap | {"type":"Feature","properties":{},"geometry":{"type":"LineString","coordinates":[[-100.90892,25.59375],[-100.90921,25.59328]]}}
Línea 115.0 kV | LineString | 115.0 kV | 1 |  |  | CFE |  |  |  |  | OpenStreetMap | {"type":"Feature","properties":{},"geometry":{"type":"LineString","coordinates":[[-100.90921,25.59328],[-100.90838,25.5928]]}}
Línea 115.0 kV | LineString | 115.0 kV | 2 |  |  | CFE |  |  |  |  | OpenStreetMap | {"type":"Feature","properties":{},"geometry":{"type":"LineString","coordinates":[[-100.90838,25.5928],[-100.90733,25.59196],[-100.90624,25.59116],[-100.90515,25.5903],[-100.90407,25.58945],[-100.90288,25.58852],[-100.9018,25.58766],[-100.90074,25.58682],[-100.89969,25.58598],[-100.89862,25.58514],[-100.89762,25.58435],[-100.89688,25.58377],[-100.8965,25.583],[-100.89901,25.58156],[-100.90154,25.58008]]}}
Línea 115.0 kV | LineString | 115.0 kV | 1 |  |  | CFE |  |  |  |  | OpenStreetMap | {"type":"Feature","properties":{},"geometry":{"type":"LineString","coordinates":[[-100.90253,25.57958],[-100.90345,25.58026],[-100.90437,25.58099],[-100.90529,25.58172],[-100.90576,25.5821],[-100.90575,25.58216]]}}
Línea 115.0 kV | LineString | 115.0 kV | 1 |  |  | CFE |  |  |  |  | OpenStreetMap | {"type":"Feature","properties":{},"geometry":{"type":"LineString","coordinates":[[-100.90287,25.57932],[-100.90253,25.57958]]}}
Línea 115.0 kV | LineString | 115.0 kV | 1 |  |  | CFE |  |  |  |  | OpenStreetMap | {"type":"Feature","properties":{},"geometry":{"type":"LineString","coordinates":[[-100.90287,25.57932],[-100.90154,25.58008]]}}
Línea 115.0 kV | LineString | 115.0 kV | 1 |  |  | CFE |  |  |  |  | OpenStreetMap | {"type":"Feature","properties":{},"geometry":{"type":"LineString","coordinates":[[-100.90253,25.57958],[-100.90154,25.58008]]}}
Línea 115.0 kV | LineString | 115.0 kV | 1 |  |  | CFE |  |  |  |  | OpenStreetMap | {"type":"Feature","properties":{},"geometry":{"type":"LineString","coordinates":[[-100.92197,25.56824],[-100.92213,25.56846]]}}
Línea 115.0 kV | LineString | 115.0 kV | 1 |  |  | CFE |  |  |  |  | OpenStreetMap | {"type":"Feature","properties":{},"geometry":{"type":"LineString","coordinates":[[-100.92542,25.56624],[-100.92535,25.56617],[-100.92529,25.56608]]}}
Línea 115.0 kV | LineString | 115.0 kV | 1 |  |  | CFE |  |  |  |  | OpenStreetMap | {"type":"Feature","properties":{},"geometry":{"type":"LineString","coordinates":[[-100.92616,25.56581],[-100.92628,25.56597]]}}
Línea 115.0 kV | LineString | 115.0 kV | 2 |  |  | CFE |  |  |  |  | OpenStreetMap | {"type":"Feature","properties":{},"geometry":{"type":"LineString","coordinates":[[-100.92901,25.56416],[-100.92787,25.56482],[-100.92661,25.56556],[-100.92616,25.56581],[-100.92542,25.56624],[-100.92427,25.56691],[-100.92318,25.56753],[-100.92197,25.56824],[-100.92065,25.569],[-100.91764,25.57075],[-100.9163,25.57153],[-100.91495,25.57231],[-100.91361,25.57308],[-100.91226,25.57386],[-100.91093,25.57464],[-100.90959,25.57542],[-100.90825,25.5762],[-100.9069,25.57698],[-100.90556,25.57776],[-100.90422,25.57853],[-100.90287,25.57932]]}}
Línea 115.0 kV | LineString | 115.0 kV | 1 |  |  | CFE |  |  |  |  | OpenStreetMap | {"type":"Feature","properties":{},"geometry":{"type":"LineString","coordinates":[[-100.92905,25.56413],[-100.92879,25.56376]]}}
Línea 115.0 kV | LineString | 115.0 kV | 1 |  |  | CFE |  |  |  |  | OpenStreetMap | {"type":"Feature","properties":{},"geometry":{"type":"LineString","coordinates":[[-100.92901,25.56416],[-100.92866,25.56387]]}}
Línea 115.0 kV | LineString | 115.0 kV | 1 |  |  | CFE |  |  |  |  | OpenStreetMap | {"type":"Feature","properties":{},"geometry":{"type":"LineString","coordinates":[[-100.92905,25.56413],[-100.92901,25.56416]]}}
Línea 115.0 kV | LineString | 115.0 kV | 1 |  |  | CFE |  |  |  |  | OpenStreetMap | {"type":"Feature","properties":{},"geometry":{"type":"LineString","coordinates":[[-100.98079,25.5469],[-100.98024,25.54678]]}}
Línea 115.0 kV | LineString | 115.0 kV | 1 |  |  | CFE |  |  |  |  | OpenStreetMap | {"type":"Feature","properties":{},"geometry":{"type":"LineString","coordinates":[[-100.98079,25.54671],[-100.98024,25.54678]]}}
Línea 115.0 kV | LineString | 115.0 kV | 2 |  |  | CFE |  |  |  |  | OpenStreetMap | {"type":"Feature","properties":{},"geometry":{"type":"LineString","coordinates":[[-100.98024,25.54678],[-100.9789,25.54665],[-100.9775,25.5465],[-100.97708,25.54732],[-100.97665,25.54816],[-100.9744,25.55036],[-100.97218,25.55248],[-100.96988,25.55472],[-100.96768,25.55689],[-100.96545,25.55907],[-100.96321,25.56124],[-100.96086,25.56351],[-100.9581,25.56426],[-100.95534,25.56502],[-100.9524,25.56383],[-100.94942,25.56263],[-100.94792,25.56202],[-100.94624,25.56141],[-100.94489,25.56106],[-100.94342,25.56086]]}}
Línea 115.0 kV | LineString | 115.0 kV | 1 |  |  | CFE |  |  |  |  | OpenStreetMap | {"type":"Feature","properties":{},"geometry":{"type":"LineString","coordinates":[[-100.94342,25.56086],[-100.94168,25.56047],[-100.94039,25.56023],[-100.93903,25.55998],[-100.93684,25.55963]]}}
Línea 115.0 kV | LineString | 115.0 kV | 1 |  |  | CFE |  |  |  |  | OpenStreetMap | {"type":"Feature","properties":{},"geometry":{"type":"LineString","coordinates":[[-100.94342,25.56086],[-100.94141,25.5605],[-100.93999,25.56025],[-100.93848,25.55996],[-100.93684,25.55963]]}}
Línea 115.0 kV | LineString | 115.0 kV | 1 |  |  | CFE |  |  |  |  | OpenStreetMap | {"type":"Feature","properties":{},"geometry":{"type":"LineString","coordinates":[[-100.93684,25.55963],[-100.9367,25.55964],[-100.93722,25.55823]]}}
Línea 115.0 kV | LineString | 115.0 kV | 1 |  |  | CFE |  |  |  |  | OpenStreetMap | {"type":"Feature","properties":{},"geometry":{"type":"LineString","coordinates":[[-100.93684,25.55963],[-100.93722,25.55823]]}}
Línea 115.0 kV | LineString | 115.0 kV | 2 |  |  | CFE |  |  |  |  | OpenStreetMap | {"type":"Feature","properties":{},"geometry":{"type":"LineString","coordinates":[[-100.93684,25.55963],[-100.93627,25.55995],[-100.93492,25.56074],[-100.93355,25.56155],[-100.93216,25.56235],[-100.93139,25.56278],[-100.93039,25.56336],[-100.92905,25.56413]]}}
Línea 115.0 kV | LineString | 115.0 kV | 2 |  |  | CFE |  |  |  |  | OpenStreetMap | {"type":"Feature","properties":{},"geometry":{"type":"LineString","coordinates":[[-100.93745,25.55727],[-100.93775,25.5562],[-100.93814,25.55468],[-100.93858,25.55293],[-100.93899,25.55135],[-100.93936,25.54988],[-100.9393,25.5492]]}}
Línea 115.0 kV | LineString | 115.0 kV | 1 |  |  | CFE |  |  |  |  | OpenStreetMap | {"type":"Feature","properties":{},"geometry":{"type":"LineString","coordinates":[[-100.97794,25.54628],[-100.97637,25.54579]]}}
Línea 115.0 kV | LineString | 115.0 kV | 3 |  |  | CFE |  |  |  |  | OpenStreetMap | {"type":"Feature","properties":{},"geometry":{"type":"LineString","coordinates":[[-100.97637,25.54579],[-100.97501,25.54496],[-100.97364,25.54411],[-100.97224,25.54326]]}}
Línea 115.0 kV | LineString | 115.0 kV | 3 |  |  | CFE |  |  |  |  | OpenStreetMap | {"type":"Feature","properties":{},"geometry":{"type":"LineString","coordinates":[[-100.9692,25.54137],[-100.9677,25.54046],[-100.9664,25.53977],[-100.96519,25.53898],[-100.96404,25.53821]]}}
Línea 115.0 kV | LineString | 115.0 kV | 1 |  |  | CFE |  |  |  |  | OpenStreetMap | {"type":"Feature","properties":{},"geometry":{"type":"LineString","coordinates":[[-100.96404,25.53821],[-100.96268,25.53921],[-100.96107,25.54047],[-100.95884,25.54221],[-100.95708,25.54356],[-100.95544,25.54486],[-100.95373,25.54619],[-100.95278,25.54694],[-100.95196,25.54674],[-100.95129,25.54657],[-100.95042,25.54636],[-100.94961,25.54617],[-100.94878,25.54596],[-100.94807,25.54578],[-100.94748,25.54564],[-100.94692,25.54551],[-100.94627,25.54594],[-100.94526,25.54663],[-100.94448,25.54714],[-100.94349,25.54777],[-100.9427,25.54801],[-100.94177,25.54828],[-100.94082,25.54855],[-100.94013,25.54872],[-100.9398,25.5482]]}}
Línea 115.0 kV | LineString | 115.0 kV | 1 |  |  | CFE |  |  |  |  | OpenStreetMap | {"type":"Feature","properties":{},"geometry":{"type":"LineString","coordinates":[[-100.93945,25.54917],[-100.93949,25.54933],[-100.93972,25.54927],[-100.93973,25.54897],[-100.93966,25.54873],[-100.9398,25.5482]]}}
Línea 115.0 kV | LineString | 115.0 kV | 1 |  |  | CFE |  |  |  |  | OpenStreetMap | {"type":"Feature","properties":{},"geometry":{"type":"LineString","coordinates":[[-100.9414,25.54197],[-100.94122,25.54212]]}}
Línea 115.0 kV | LineString | 115.0 kV | 2 |  |  | CFE |  |  |  |  | OpenStreetMap | {"type":"Feature","properties":{},"geometry":{"type":"LineString","coordinates":[[-100.9398,25.5482],[-100.94021,25.54658],[-100.94064,25.54494],[-100.94107,25.54325],[-100.9414,25.54197],[-100.94174,25.54063],[-100.94206,25.53931],[-100.94241,25.53802],[-100.94275,25.53663],[-100.94311,25.53521],[-100.94391,25.53443]]}}
Línea 115.0 kV | LineString | 115.0 kV | 1 |  |  | CFE |  |  |  |  | OpenStreetMap | {"type":"Feature","properties":{},"geometry":{"type":"LineString","coordinates":[[-100.96164,25.51855],[-100.96243,25.51903],[-100.96282,25.51922]]}}
Línea 115.0 kV | LineString | 115.0 kV | 2 |  |  | CFE |  |  |  |  | OpenStreetMap | {"type":"Feature","properties":{},"geometry":{"type":"LineString","coordinates":[[-100.95431,25.53253],[-100.95415,25.53247],[-100.95407,25.53266],[-100.955,25.53306],[-100.95548,25.53194],[-100.95599,25.53082],[-100.95497,25.53024],[-100.95393,25.52966],[-100.95292,25.5291],[-100.9522,25.52869],[-100.95157,25.52846],[-100.95051,25.52786],[-100.95024,25.5281]]}}
Línea 115.0 kV | LineString | 115.0 kV | 1 |  |  | CFE |  |  |  |  | OpenStreetMap | {"type":"Feature","properties":{},"geometry":{"type":"LineString","coordinates":[[-100.99208,25.46239],[-100.99255,25.46258]]}}
Línea 115.0 kV | LineString | 115.0 kV | 1 |  |  | CFE |  |  |  |  | OpenStreetMap | {"type":"Feature","properties":{},"geometry":{"type":"LineString","coordinates":[[-100.9685,25.5045],[-100.96846,25.50449],[-100.96803,25.50422],[-100.96781,25.50413]]}}
Línea 115.0 kV | LineString | 115.0 kV | 1 |  |  | CFE |  |  |  |  | OpenStreetMap | {"type":"Feature","properties":{},"geometry":{"type":"LineString","coordinates":[[-100.96489,25.51474],[-100.96402,25.51392]]}}
Línea 115.0 kV | LineString | 115.0 kV | 1 |  |  | CFE |  |  |  |  | OpenStreetMap | {"type":"Feature","properties":{},"geometry":{"type":"LineString","coordinates":[[-100.99208,25.46239],[-100.99116,25.46438],[-100.99021,25.46638],[-100.98927,25.46835],[-100.98872,25.46947],[-100.98804,25.47092],[-100.98745,25.47221],[-100.98672,25.47373],[-100.98616,25.47494],[-100.98549,25.47635],[-100.98477,25.47785],[-100.98393,25.47962],[-100.98322,25.48113],[-100.98279,25.48203],[-100.98152,25.48471],[-100.98074,25.48628],[-100.97988,25.48809],[-100.97916,25.48961],[-100.97846,25.49111],[-100.97765,25.49276],[-100.97684,25.49441],[-100.97603,25.49617],[-100.97439,25.49722],[-100.97286,25.49821],[-100.9721,25.49936],[-100.97129,25.50051],[-100.9705,25.50172],[-100.96963,25.50303],[-100.96925,25.5036],[-100.9685,25.5045],[-100.96782,25.50572],[-100.96701,25.50684],[-100.96624,25.50793],[-100.96651,25.50933],[-100.96591,25.51046],[-100.96538,25.51149],[-100.96514,25.51194],[-100.96487,25.51244],[-100.96477,25.51264],[-100.96451,25.51312],[-100.96402,25.51392],[-100.9634,25.51522],[-100.96295,25.51599],[-100.96258,25.51676],[-100.96208,25.51779],[-100.96164,25.51855]]}}
Línea 115.0 kV | LineString | 115.0 kV | 1 |  |  | CFE |  |  |  |  | OpenStreetMap | {"type":"Feature","properties":{},"geometry":{"type":"LineString","coordinates":[[-100.96282,25.51922],[-100.96346,25.51954],[-100.96329,25.51988]]}}
Línea 115.0 kV | LineString | 115.0 kV | 1 |  |  | CFE |  |  |  |  | OpenStreetMap | {"type":"Feature","properties":{},"geometry":{"type":"LineString","coordinates":[[-100.96282,25.51922],[-100.96286,25.51914],[-100.96326,25.5193]]}}
Línea 115.0 kV | LineString | 115.0 kV | 1 |  |  | CFE |  |  |  |  | OpenStreetMap | {"type":"Feature","properties":{},"geometry":{"type":"LineString","coordinates":[[-100.96017,25.52127],[-100.9607,25.52033],[-100.9612,25.51937],[-100.96164,25.51855]]}}
Línea 115.0 kV | LineString | 115.0 kV | 1 |  |  | CFE |  |  |  |  | OpenStreetMap | {"type":"Feature","properties":{},"geometry":{"type":"LineString","coordinates":[[-100.96017,25.52127],[-100.95975,25.52112]]}}
Línea 115.0 kV | LineString | 115.0 kV | 1 |  |  | CFE |  |  |  |  | OpenStreetMap | {"type":"Feature","properties":{},"geometry":{"type":"LineString","coordinates":[[-100.96017,25.52127],[-100.95971,25.52221],[-100.95927,25.52309],[-100.95889,25.52397],[-100.95846,25.52498],[-100.9574,25.52457],[-100.95641,25.52419],[-100.95539,25.52381],[-100.95459,25.52383],[-100.95375,25.52389],[-100.95336,25.52484],[-100.95319,25.52538],[-100.95254,25.5258],[-100.95137,25.52697],[-100.95024,25.5281]]}}
Línea 115.0 kV | LineString | 115.0 kV | 3 |  |  | CFE |  |  |  |  | OpenStreetMap | {"type":"Feature","properties":{},"geometry":{"type":"LineString","coordinates":[[-100.94391,25.53443],[-100.94434,25.53402],[-100.94537,25.53297],[-100.94662,25.53172],[-100.94782,25.53052],[-100.94904,25.52932],[-100.95024,25.5281]]}}
Línea 115.0 kV | LineString | 115.0 kV | 1 |  |  | CFE |  |  |  |  | OpenStreetMap | {"type":"Feature","properties":{},"geometry":{"type":"LineString","coordinates":[[-100.94391,25.53443],[-100.94379,25.53433],[-100.94319,25.53285],[-100.9426,25.53138],[-100.94205,25.5299],[-100.94149,25.52843],[-100.94091,25.52695],[-100.94028,25.52536],[-100.93971,25.52393],[-100.93916,25.52251],[-100.9386,25.52105],[-100.93803,25.51961],[-100.9366,25.51869],[-100.93541,25.51768],[-100.93424,25.51666],[-100.93323,25.5156],[-100.93221,25.51455],[-100.93144,25.51325],[-100.93104,25.51186],[-100.9303,25.51033],[-100.9296,25.5088],[-100.92886,25.50723],[-100.92683,25.50704],[-100.92479,25.50685],[-100.92274,25.50668],[-100.92073,25.50647],[-100.91721,25.50616],[-100.91387,25.50585],[-100.91221,25.5057]]}}
Línea 115.0 kV | LineString | 115.0 kV | 1 |  |  | CFE |  |  |  |  | OpenStreetMap | {"type":"Feature","properties":{},"geometry":{"type":"LineString","coordinates":[[-100.91204,25.50528],[-100.91221,25.5057]]}}
Línea 115.0 kV | LineString | 115.0 kV | 2 |  |  | CFE |  |  |  |  | OpenStreetMap | {"type":"Feature","properties":{},"geometry":{"type":"LineString","coordinates":[[-100.93131,25.4679],[-100.93099,25.46855],[-100.9304,25.46968],[-100.92982,25.47085],[-100.92925,25.47199],[-100.92862,25.47327],[-100.928,25.47448],[-100.92739,25.47568],[-100.92674,25.477],[-100.92608,25.47831],[-100.92541,25.47962],[-100.92474,25.48093],[-100.92408,25.48225],[-100.92344,25.48357],[-100.92278,25.48488],[-100.92213,25.4862],[-100.92146,25.48752],[-100.92081,25.48884],[-100.92015,25.49015],[-100.9195,25.49147],[-100.91888,25.4927],[-100.91822,25.494],[-100.91755,25.49531],[-100.91694,25.49656],[-100.91628,25.49787],[-100.91564,25.49914],[-100.91607,25.50039],[-100.91643,25.50141],[-100.91686,25.50267],[-100.91559,25.50336],[-100.91441,25.50399],[-100.91321,25.50464],[-100.91204,25.50528]]}}
Línea 115.0 kV | LineString | 115.0 kV | 2 |  |  | CFE |  |  |  |  | OpenStreetMap | {"type":"Feature","properties":{},"geometry":{"type":"LineString","coordinates":[[-100.93263,25.46525],[-100.93214,25.46499],[-100.93232,25.46465]]}}
Línea 115.0 kV | LineString | 115.0 kV | 4 |  |  | CFE |  |  |  |  | OpenStreetMap | {"type":"Feature","properties":{},"geometry":{"type":"LineString","coordinates":[[-100.93131,25.4679],[-100.93195,25.46661],[-100.93263,25.46525]]}}
Línea 115.0 kV | LineString | 115.0 kV | 2 |  |  | CFE |  |  |  |  | OpenStreetMap | {"type":"Feature","properties":{},"geometry":{"type":"LineString","coordinates":[[-100.93263,25.46525],[-100.93238,25.46495],[-100.93249,25.46474]]}}
Línea 115.0 kV | LineString | 115.0 kV | 1 |  |  | CFE |  |  |  |  | OpenStreetMap | {"type":"Feature","properties":{},"geometry":{"type":"LineString","coordinates":[[-100.91376,25.43605],[-100.91334,25.43586]]}}
Línea 115.0 kV | LineString | 115.0 kV | 2 |  |  | CFE |  |  |  |  | OpenStreetMap | {"type":"Feature","properties":{},"geometry":{"type":"LineString","coordinates":[[-100.91334,25.43586],[-100.91207,25.43607],[-100.91081,25.43628],[-100.90956,25.43649],[-100.90833,25.4367],[-100.90709,25.43691],[-100.90584,25.43712],[-100.9046,25.43733],[-100.90332,25.43755],[-100.9021,25.43776],[-100.90085,25.43797],[-100.90073,25.43826],[-100.90104,25.43918],[-100.90134,25.4401],[-100.90097,25.44017],[-100.90106,25.44044]]}}
Línea 115.0 kV | LineString | 115.0 kV | 1 |  |  | CFE |  |  |  |  | OpenStreetMap | {"type":"Feature","properties":{},"geometry":{"type":"LineString","coordinates":[[-100.9145,25.43567],[-100.91376,25.43605]]}}
Línea 115.0 kV | LineString | 115.0 kV | 1 |  |  | CFE |  |  |  |  | OpenStreetMap | {"type":"Feature","properties":{},"geometry":{"type":"LineString","coordinates":[[-100.9145,25.43567],[-100.91334,25.43586]]}}
Línea 115.0 kV | LineString | 115.0 kV | 2 |  |  | CFE |  |  |  |  | OpenStreetMap | {"type":"Feature","properties":{},"geometry":{"type":"LineString","coordinates":[[-100.91376,25.43605],[-100.91387,25.43731],[-100.91397,25.43837],[-100.91409,25.43972],[-100.91423,25.44115],[-100.91435,25.4426],[-100.91449,25.44412],[-100.91463,25.44557],[-100.91476,25.447],[-100.91489,25.44844],[-100.91503,25.44988],[-100.91515,25.45132],[-100.91529,25.45277],[-100.91541,25.45421],[-100.91554,25.45565],[-100.91568,25.45708],[-100.91581,25.45852],[-100.91595,25.45996],[-100.91607,25.4614],[-100.91621,25.46284],[-100.91634,25.46433],[-100.91758,25.46441],[-100.91881,25.4645],[-100.92006,25.46458],[-100.92131,25.46466],[-100.92261,25.46458],[-100.924,25.46488],[-100.92551,25.4652],[-100.92671,25.46577],[-100.92794,25.46634],[-100.92916,25.46691],[-100.93022,25.46737],[-100.93131,25.4679]]}}
Línea 115.0 kV | LineString | 115.0 kV | 1 |  |  | CFE |  |  |  |  | OpenStreetMap | {"type":"Feature","properties":{},"geometry":{"type":"LineString","coordinates":[[-100.97233,25.41939],[-100.97104,25.41898]]}}
Línea 115.0 kV | LineString | 115.0 kV | 2 |  |  | CFE |  |  |  |  | OpenStreetMap | {"type":"Feature","properties":{},"geometry":{"type":"LineString","coordinates":[[-100.97104,25.41898],[-100.97036,25.4186],[-100.96966,25.41832],[-100.96925,25.4193],[-100.96866,25.42023],[-100.96802,25.42117],[-100.96773,25.4217],[-100.9673,25.42273],[-100.96636,25.42348],[-100.96566,25.42421],[-100.96485,25.42499],[-100.96379,25.42528],[-100.9637,25.42537],[-100.9638,25.42642],[-100.96406,25.42742],[-100.96331,25.4285],[-100.96225,25.42864],[-100.96088,25.42882],[-100.95956,25.42901],[-100.95843,25.42915],[-100.95719,25.42932],[-100.95584,25.42952],[-100.95474,25.42967],[-100.95337,25.42986],[-100.95253,25.42997],[-100.95168,25.4301],[-100.95041,25.4303],[-100.94915,25.43043],[-100.94753,25.43066],[-100.94623,25.43089],[-100.94478,25.43104],[-100.94298,25.43129],[-100.94161,25.43148],[-100.94082,25.43159],[-100.93964,25.43176],[-100.93827,25.43196],[-100.93679,25.43217],[-100.93532,25.43238],[-100.93425,25.43252],[-100.93268,25.43274],[-100.93121,25.43295],[-100.92972,25.43316],[-100.92855,25.43332],[-100.92775,25.43343],[-100.92639,25.43367],[-100.92512,25.43388],[-100.92384,25.43409],[-100.92269,25.43428],[-100.92137,25.43449],[-100.92002,25.43469],[-100.91844,25.43497],[-100.91697,25.43523],[-100.9159,25.43542],[-100.9145,25.43567]]}}
Línea 115.0 kV | LineString | 115.0 kV | 1 |  |  | CFE |  |  |  |  | OpenStreetMap | {"type":"Feature","properties":{},"geometry":{"type":"LineString","coordinates":[[-100.97204,25.41969],[-100.97104,25.41898]]}}
Línea 115.0 kV | LineString | 115.0 kV | 2 |  |  | CFE |  |  |  |  | OpenStreetMap | {"type":"Feature","properties":{},"geometry":{"type":"LineString","coordinates":[[-101.01947,25.3584],[-101.01981,25.35766],[-101.0202,25.35682],[-101.02059,25.35595],[-101.02109,25.35486],[-101.02157,25.35382],[-101.02199,25.3529],[-101.02244,25.35188],[-101.02318,25.3514],[-101.02357,25.35055],[-101.02399,25.34962],[-101.02441,25.34872],[-101.02483,25.3478],[-101.02528,25.34732],[-101.02573,25.34702],[-101.02641,25.34675],[-101.02755,25.34656],[-101.02868,25.34636],[-101.02981,25.34616],[-101.03094,25.34596],[-101.03205,25.34576],[-101.03322,25.34502],[-101.0376,25.34223],[-101.04044,25.34042],[-101.0435,25.33846],[-101.04614,25.33676],[-101.04717,25.33548],[-101.04898,25.33333],[-101.05044,25.33145],[-101.0525,25.32891],[-101.05445,25.32651],[-101.05618,25.32436],[-101.05775,25.32243],[-101.05913,25.32071],[-101.06095,25.31844],[-101.06264,25.31633],[-101.06444,25.31408],[-101.06601,25.3121],[-101.0672,25.31061],[-101.06874,25.30866]]}}
Línea 115.0 kV | LineString | 115.0 kV | 1 |  |  | CFE |  |  |  |  | OpenStreetMap | {"type":"Feature","properties":{},"geometry":{"type":"LineString","coordinates":[[-101.01937,25.35862],[-101.01947,25.3584]]}}
Línea 115.0 kV | LineString | 115.0 kV | 1 |  |  | CFE |  |  |  |  | OpenStreetMap | {"type":"Feature","properties":{},"geometry":{"type":"LineString","coordinates":[[-101.01957,25.35948],[-101.01937,25.35862]]}}
Línea 115.0 kV | LineString | 115.0 kV | 1 |  |  | CFE |  |  |  |  | OpenStreetMap | {"type":"Feature","properties":{},"geometry":{"type":"LineString","coordinates":[[-101.01957,25.35948],[-101.01947,25.3584]]}}
Línea 115.0 kV | LineString | 115.0 kV | 1 |  |  | CFE |  |  |  |  | OpenStreetMap | {"type":"Feature","properties":{},"geometry":{"type":"LineString","coordinates":[[-101.00742,25.38122],[-101.0072,25.38151],[-101.00742,25.38165],[-101.00824,25.38212],[-101.00905,25.3826],[-101.00949,25.38168],[-101.00993,25.38067],[-101.01041,25.37964],[-101.01087,25.37866],[-101.01134,25.37761],[-101.01179,25.37659],[-101.01194,25.37624],[-101.01246,25.37516],[-101.01274,25.37456],[-101.01323,25.37356],[-101.01363,25.37252],[-101.0141,25.37151],[-101.01458,25.3705],[-101.01539,25.36867],[-101.01589,25.36763],[-101.01637,25.36659],[-101.01683,25.36551],[-101.01735,25.36444],[-101.01776,25.36352],[-101.01817,25.3626],[-101.0186,25.36168],[-101.01899,25.36076],[-101.01952,25.3596],[-101.01994,25.35872],[-101.02034,25.35784],[-101.02076,25.35696],[-101.02095,25.35652],[-101.02114,25.35606],[-101.02188,25.35651],[-101.0226,25.35695],[-101.02301,25.35699]]}}
Línea 115.0 kV | LineString | 115.0 kV | 1 |  |  | CFE |  |  |  |  | OpenStreetMap | {"type":"Feature","properties":{},"geometry":{"type":"LineString","coordinates":[[-101.00745,25.38154],[-101.00735,25.38148],[-101.0075,25.38128]]}}
Línea 115.0 kV | LineString | 115.0 kV | 1 |  |  | CFE |  |  |  |  | OpenStreetMap | {"type":"Feature","properties":{},"geometry":{"type":"LineString","coordinates":[[-101.00745,25.38154],[-101.00759,25.38134]]}}
Línea 115.0 kV | LineString | 115.0 kV | 2 |  |  | CFE |  |  |  |  | OpenStreetMap | {"type":"Feature","properties":{},"geometry":{"type":"LineString","coordinates":[[-101.01937,25.35862],[-101.01891,25.35965],[-101.01843,25.36071],[-101.01793,25.3618],[-101.01748,25.3628],[-101.017,25.36385],[-101.01655,25.36483],[-101.01604,25.36588],[-101.01566,25.36679],[-101.0152,25.36778],[-101.01473,25.36876],[-101.01427,25.36977],[-101.01385,25.37073],[-101.01332,25.37185],[-101.01282,25.37298],[-101.01234,25.37397],[-101.01185,25.37507],[-101.01135,25.37613],[-101.01095,25.377],[-101.01055,25.37798],[-101.01003,25.37914],[-101.00943,25.38046],[-101.009,25.3814],[-101.0086,25.38221],[-101.00745,25.38154]]}}
Línea 115.0 kV | LineString | 115.0 kV | 1 |  |  | CFE |  |  |  |  | OpenStreetMap | {"type":"Feature","properties":{},"geometry":{"type":"LineString","coordinates":[[-100.97159,25.42426],[-100.97176,25.42391],[-100.97153,25.42385]]}}
Línea 115.0 kV | LineString | 115.0 kV | 1 |  |  | CFE |  |  |  |  | OpenStreetMap | {"type":"Feature","properties":{},"geometry":{"type":"LineString","coordinates":[[-101.00732,25.38117],[-101.00716,25.38137],[-101.00603,25.3807],[-101.00498,25.38008],[-101.00468,25.38009],[-101.00392,25.38117],[-101.00314,25.38224],[-101.00237,25.38332],[-101.0016,25.3844],[-101.00086,25.38548],[-101.00011,25.38653],[-100.99941,25.38746],[-100.99849,25.38692],[-100.99757,25.38637],[-100.99663,25.38583],[-100.99563,25.38525],[-100.99543,25.38463],[-100.99493,25.38335],[-100.99456,25.38223],[-100.9942,25.38117],[-100.99387,25.38101],[-100.99314,25.38213],[-100.99263,25.38286],[-100.99197,25.38378],[-100.99133,25.38471],[-100.99104,25.3855],[-100.99091,25.38658],[-100.99076,25.38764],[-100.99062,25.38844],[-100.99043,25.38973],[-100.99028,25.39085],[-100.99012,25.392],[-100.98997,25.39316],[-100.98979,25.39429],[-100.98962,25.39542],[-100.98944,25.39656],[-100.98932,25.39779],[-100.98912,25.39895],[-100.9888,25.39998],[-100.98782,25.40079],[-100.98691,25.40143],[-100.98585,25.40217],[-100.98495,25.40282],[-100.98405,25.40343],[-100.98306,25.40412],[-100.98212,25.40478],[-100.98119,25.40543],[-100.98024,25.40607],[-100.97937,25.4069],[-100.97907,25.408],[-100.97876,25.40918],[-100.97854,25.41018],[-100.97828,25.41123],[-100.97805,25.41216],[-100.97786,25.41305],[-100.97741,25.41415],[-100.97685,25.415],[-100.97588,25.41586],[-100.97499,25.41666],[-100.97421,25.41747],[-100.97339,25.41829],[-100.97233,25.41939]]}}
Línea 115.0 kV | LineString | 115.0 kV | 1 |  |  | CFE |  |  |  |  | OpenStreetMap | {"type":"Feature","properties":{},"geometry":{"type":"LineString","coordinates":[[-100.97127,25.42412],[-100.97106,25.42402],[-100.97044,25.42378],[-100.96966,25.42347],[-100.96989,25.42273],[-100.97007,25.42221],[-100.97032,25.42157],[-100.97066,25.42109],[-100.97132,25.42041],[-100.97204,25.41969]]}}
Línea 115.0 kV | LineString | 115.0 kV | 1 |  |  | CFE |  |  |  |  | OpenStreetMap | {"type":"Feature","properties":{},"geometry":{"type":"LineString","coordinates":[[-100.88525,25.5895],[-100.88825,25.58776],[-100.89125,25.58602],[-100.89328,25.58486],[-100.89353,25.58581],[-100.89382,25.5869]]}}
Línea 115.0 kV | LineString | 115.0 kV | 1 |  |  | CFE |  |  |  |  | OpenStreetMap | {"type":"Feature","properties":{},"geometry":{"type":"LineString","coordinates":[[-101.01389,25.72109],[-101.0143,25.72187],[-101.01466,25.72279],[-101.01494,25.72369],[-101.0151,25.72457],[-101.01517,25.72547],[-101.0152,25.72637],[-101.01525,25.72737],[-101.01529,25.72837],[-101.01535,25.72953],[-101.0154,25.73056],[-101.01545,25.73157],[-101.01561,25.73259],[-101.01587,25.73359],[-101.01626,25.73456],[-101.01673,25.73556],[-101.01718,25.73651],[-101.01766,25.73749],[-101.01812,25.73847],[-101.01859,25.73945],[-101.01907,25.74043],[-101.01954,25.74137],[-101.02001,25.74235],[-101.02048,25.74333],[-101.02095,25.7443],[-101.02141,25.74526],[-101.02189,25.74625],[-101.02235,25.7472],[-101.02283,25.74821],[-101.02329,25.74918],[-101.02375,25.75013],[-101.02423,25.75114],[-101.0247,25.75211],[-101.02518,25.75309],[-101.02564,25.75407],[-101.02612,25.75505],[-101.02659,25.75602],[-101.0271,25.75708],[-101.02775,25.75846],[-101.02834,25.75969],[-101.02865,25.7608],[-101.02885,25.76169],[-101.02882,25.7626],[-101.02869,25.76335],[-101.02839,25.76422],[-101.02795,25.76504],[-101.02739,25.76578],[-101.02684,25.7665],[-101.02633,25.76728],[-101.02589,25.76809],[-101.02554,25.76893],[-101.02526,25.76979],[-101.02502,25.77084],[-101.02477,25.7719],[-101.02453,25.77295],[-101.02428,25.77399],[-101.02404,25.77503],[-101.02379,25.77607],[-101.02354,25.77718],[-101.02328,25.7783],[-101.02304,25.77935],[-101.02284,25.78042],[-101.0227,25.78148],[-101.02262,25.78254],[-101.0226,25.78361],[-101.02264,25.78469],[-101.02269,25.78575],[-101.02274,25.78684],[-101.0228,25.78791],[-101.02285,25.78897],[-101.02291,25.79003],[-101.02296,25.79111],[-101.02206,25.79119],[-101.02107,25.79132],[-101.02018,25.79095],[-101.01921,25.79072],[-101.01831,25.79029],[-101.01748,25.78979],[-101.01657,25.78941],[-101.01536,25.78924],[-101.01415,25.78909],[-101.01294,25.78895],[-101.01199,25.78923],[-101.01093,25.78977],[-101.00964,25.79044],[-101.00893,25.79083],[-101.00775,25.79147],[-101.00669,25.79205],[-101.00565,25.79262],[-101.00459,25.7932],[-101.00355,25.79376],[-101.00243,25.79437],[-101.0015,25.79489],[-101.00037,25.79548],[-100.99932,25.79604],[-100.99826,25.79661],[-100.9972,25.79717],[-100.99615,25.79774],[-100.99509,25.79831],[-100.99403,25.79887],[-100.99298,25.79944],[-100.99242,25.80026],[-100.99239,25.8014],[-100.99236,25.80253],[-100.9917,25.80345],[-100.99103,25.80402],[-100.99038,25.8046],[-100.98931,25.80425],[-100.98856,25.80401],[-100.98843,25.80463],[-100.98822,25.8057],[-100.988,25.80675],[-100.98779,25.80782],[-100.98757,25.80887],[-100.98735,25.80993],[-100.98714,25.81099],[-100.98702,25.81195],[-100.98689,25.81292],[-100.98676,25.81388],[-100.98664,25.81484],[-100.98652,25.81581],[-100.98632,25.81669],[-100.98592,25.81751],[-100.98537,25.8185],[-100.98483,25.81949],[-100.98431,25.82045],[-100.98377,25.82146],[-100.98324,25.82245],[-100.98271,25.82343],[-100.98218,25.82442],[-100.98171,25.82539],[-100.98124,25.82636],[-100.98077,25.82734],[-100.98031,25.8283],[-100.97984,25.82927],[-100.97935,25.83023],[-100.97889,25.83121],[-100.97832,25.83159],[-100.97815,25.83193]]}}
Línea 115.0 kV | LineString | 115.0 kV | 1 |  |  | CFE |  |  |  |  | OpenStreetMap | {"type":"Feature","properties":{},"geometry":{"type":"LineString","coordinates":[[-101.01092,25.71613],[-101.01389,25.72109]]}}
Línea 115.0 kV | LineString | 115.0 kV | 1 |  |  | CFE |  |  |  |  | OpenStreetMap | {"type":"Feature","properties":{},"geometry":{"type":"LineString","coordinates":[[-100.88592,25.59531],[-100.88637,25.59496],[-100.88699,25.59461],[-100.88793,25.59409],[-100.88888,25.59356],[-100.88905,25.59299],[-100.88972,25.59276],[-100.8909,25.59394],[-100.89163,25.59464],[-100.89222,25.59546],[-100.89278,25.59624],[-100.89338,25.59714],[-100.89399,25.59808],[-100.89464,25.5991],[-100.89529,25.60013],[-100.89588,25.60103],[-100.89644,25.60189],[-100.89698,25.60271],[-100.89751,25.60352],[-100.89791,25.60416],[-100.89822,25.60466],[-100.89858,25.60504],[-100.89899,25.60546],[-100.89946,25.60606],[-100.89997,25.60667],[-100.90089,25.60748],[-100.90104,25.60748],[-100.90151,25.60689],[-100.90214,25.60612],[-100.90294,25.60512],[-100.90396,25.60437],[-100.90466,25.60377],[-100.90483,25.60362],[-100.9043,25.60314],[-100.90362,25.60252],[-100.9028,25.60179],[-100.90212,25.6011],[-100.90284,25.60024],[-100.90366,25.59934],[-100.90448,25.59847],[-100.90506,25.59788],[-100.90518,25.59797],[-100.90577,25.59846]]}}
Línea 115.0 kV | LineString | 115.0 kV | 1 |  |  | CFE |  |  |  |  | OpenStreetMap | {"type":"Feature","properties":{},"geometry":{"type":"LineString","coordinates":[[-100.88811,25.59038],[-100.88835,25.59184],[-100.88845,25.59251],[-100.88957,25.59328],[-100.89055,25.59417],[-100.89122,25.5949],[-100.89202,25.59588],[-100.89255,25.59671],[-100.89307,25.59755],[-100.89359,25.59837],[-100.89412,25.5992],[-100.89465,25.60002],[-100.89518,25.60083],[-100.89571,25.60165],[-100.89627,25.60249],[-100.89678,25.60329],[-100.8973,25.60412],[-100.89786,25.60486],[-100.89843,25.6056],[-100.89915,25.60643],[-100.89967,25.60701],[-100.90035,25.60768],[-100.90152,25.60876],[-100.90233,25.60943],[-100.90303,25.60998],[-100.9038,25.61057],[-100.90453,25.61118],[-100.90521,25.61174],[-100.90606,25.61234],[-100.90696,25.61284],[-100.90785,25.61325],[-100.90899,25.6136],[-100.9095,25.61372],[-100.90974,25.61448],[-100.90965,25.61461],[-100.90859,25.61538],[-100.9092,25.61626],[-100.91062,25.61595],[-100.91165,25.61574],[-100.91382,25.61533],[-100.9162,25.61489],[-100.9175,25.61483],[-100.91853,25.61496],[-100.91932,25.61509],[-100.92037,25.61523],[-100.92122,25.61533],[-100.92236,25.6155],[-100.92349,25.61566],[-100.92465,25.6158],[-100.92586,25.61592],[-100.92706,25.61604],[-100.92826,25.61613],[-100.92969,25.61618],[-100.93067,25.61624],[-100.93182,25.61629],[-100.93295,25.61633],[-100.93409,25.61638],[-100.93522,25.61644],[-100.93636,25.61648],[-100.93749,25.61654],[-100.93864,25.61657],[-100.9398,25.61664],[-100.94099,25.6167],[-100.94227,25.61675],[-100.94326,25.61686],[-100.94425,25.61663],[-100.94527,25.61696],[-100.94628,25.61728],[-100.94726,25.61781],[-100.94797,25.61823],[-100.94872,25.6186],[-100.94952,25.61917],[-100.95027,25.61975],[-100.95093,25.62025],[-100.95146,25.62135],[-100.95337,25.62216],[-100.95445,25.6231],[-100.95543,25.62436],[-100.95626,25.6256],[-100.95705,25.62681],[-100.95788,25.62807],[-100.95871,25.62932],[-100.95954,25.63058],[-100.96035,25.63183],[-100.96092,25.6327],[-100.96187,25.63413],[-100.96266,25.63533],[-100.96349,25.63662],[-100.96435,25.63791],[-100.96524,25.63923],[-100.96607,25.64051],[-100.96677,25.64172],[-100.9674,25.64297],[-100.96788,25.64417],[-100.96827,25.64549],[-100.96861,25.64651],[-100.96876,25.64718],[-100.96899,25.64827],[-100.96932,25.64977],[-100.96963,25.65124],[-100.96993,25.65271],[-100.97024,25.65415],[-100.97056,25.65561],[-100.97082,25.65682],[-100.97114,25.65833],[-100.97144,25.6598],[-100.97171,25.66111],[-100.97199,25.66238],[-100.97219,25.66331],[-100.97238,25.66412],[-100.97265,25.66529],[-100.97308,25.66631],[-100.97378,25.66769],[-100.97476,25.66901],[-100.9761,25.67043],[-100.97679,25.6711],[-100.97804,25.6723],[-100.97947,25.67371],[-100.9807,25.67489],[-100.98163,25.6758],[-100.98377,25.67788],[-100.98482,25.67893],[-100.98574,25.67984],[-100.98641,25.68047],[-100.98742,25.68145],[-100.98851,25.68255],[-100.98958,25.68358],[-100.9907,25.68472],[-100.99174,25.68579],[-100.99281,25.68686],[-100.99384,25.68797],[-100.99483,25.68907],[-100.9958,25.69018],[-100.99675,25.6913],[-100.99744,25.69222],[-100.99814,25.69302],[-100.99885,25.69381],[-100.99982,25.69489],[-101.00064,25.69581],[-101.00071,25.6967],[-101.00156,25.69771],[-101.00226,25.69856],[-101.00206,25.69946],[-101.00209,25.70039],[-101.00234,25.70127],[-101.0028,25.70205],[-101.00342,25.70277],[-101.00418,25.70334],[-101.00504,25.70383],[-101.00578,25.70443],[-101.00634,25.70517],[-101.00663,25.70601],[-101.00684,25.70692],[-101.00703,25.70778],[-101.00734,25.70856],[-101.00777,25.70959],[-101.0082,25.71061],[-101.00867,25.71165],[-101.00909,25.71267],[-101.00948,25.71358],[-101.00987,25.71433],[-101.01033,25.71513],[-101.01092,25.71613]]}}
Línea 115.0 kV | LineString | 115.0 kV | 1 |  |  | CFE |  |  |  |  | OpenStreetMap | {"type":"Feature","properties":{},"geometry":{"type":"LineString","coordinates":[[-100.8855,25.5956],[-100.88573,25.59531],[-100.88677,25.59468],[-100.8878,25.59406],[-100.88883,25.59342],[-100.88841,25.59281],[-100.88796,25.59216],[-100.88784,25.59159],[-100.88694,25.59084],[-100.88622,25.59023],[-100.88547,25.5896],[-100.88525,25.5895]]}}
Línea 115.0 kV | LineString | 115.0 kV | 1 |  |  | CFE |  |  |  |  | OpenStreetMap | {"type":"Feature","properties":{},"geometry":{"type":"LineString","coordinates":[[-100.89382,25.5869],[-100.89368,25.58715],[-100.89236,25.58791],[-100.89122,25.58857],[-100.8901,25.58921],[-100.88917,25.58976],[-100.88811,25.59038],[-100.88702,25.59099],[-100.88577,25.5917],[-100.88453,25.59241],[-100.8834,25.59306],[-100.88229,25.5937],[-100.8812,25.59435],[-100.88011,25.59498],[-100.87899,25.59563],[-100.87771,25.59636],[-100.87863,25.59716],[-100.87915,25.59762],[-100.87987,25.59814],[-100.88076,25.59893],[-100.88184,25.59988],[-100.88264,25.60058],[-100.88354,25.60142],[-100.88306,25.60185],[-100.88289,25.60171]]}}
Línea 115.0 kV | LineString | 115.0 kV | 1 |  |  | CFE |  |  |  |  | OpenStreetMap | {"type":"Feature","properties":{},"geometry":{"type":"LineString","coordinates":[[-100.91189,25.50566],[-100.91204,25.50528]]}}
Línea 115.0 kV | LineString | 115.0 kV | 2 |  |  | CFE |  |  |  |  | OpenStreetMap | {"type":"Feature","properties":{},"geometry":{"type":"LineString","coordinates":[[-100.89382,25.5869],[-100.89377,25.58598],[-100.89369,25.58416],[-100.89352,25.58082],[-100.89339,25.57775],[-100.89323,25.57465],[-100.89308,25.57155],[-100.89293,25.56849],[-100.89279,25.56519],[-100.89466,25.56189],[-100.89684,25.558],[-100.89825,25.5555],[-100.89974,25.55281],[-100.90159,25.54946],[-100.90321,25.54662],[-100.90501,25.54345],[-100.90663,25.54058],[-100.90832,25.53761],[-100.90996,25.53468],[-100.9117,25.53158],[-100.91329,25.52874],[-100.91506,25.52564],[-100.91678,25.52259],[-100.91773,25.52086],[-100.91669,25.51816],[-100.91548,25.515],[-100.9142,25.51164],[-100.91289,25.50825],[-100.91189,25.50566]]}}
Línea 115.0 kV | LineString | 115.0 kV | 2 |  |  | CFE |  |  |  |  | OpenStreetMap | {"type":"Feature","properties":{},"geometry":{"type":"LineString","coordinates":[[-100.90603,25.59819],[-100.90559,25.59784],[-100.90545,25.59734]]}}
Línea 115.0 kV | LineString | 115.0 kV | 2 |  |  | CFE |  |  |  |  | OpenStreetMap | {"type":"Feature","properties":{},"geometry":{"type":"LineString","coordinates":[[-100.90588,25.59834],[-100.90531,25.59789],[-100.90545,25.59734]]}}
Línea 115.0 kV | LineString | 115.0 kV | 2 |  |  | CFE |  |  |  |  | OpenStreetMap | {"type":"Feature","properties":{},"geometry":{"type":"LineString","coordinates":[[-100.90559,25.5972],[-100.90431,25.59619],[-100.90295,25.59512],[-100.90167,25.59412],[-100.90039,25.59312],[-100.89905,25.59204],[-100.89776,25.59104],[-100.89648,25.59003],[-100.89521,25.58902],[-100.89423,25.5882],[-100.89411,25.58677],[-100.89408,25.58602],[-100.89399,25.58391],[-100.89382,25.58076],[-100.89368,25.57735],[-100.8935,25.57404],[-100.89335,25.57077],[-100.89322,25.56812],[-100.8931,25.56522],[-100.89489,25.56208],[-100.89678,25.55871],[-100.89804,25.55643],[-100.89949,25.55387],[-100.90129,25.55069],[-100.90283,25.54788],[-100.90464,25.54471],[-100.90621,25.54198],[-100.90789,25.53899],[-100.90954,25.53603],[-100.9112,25.53308],[-100.9129,25.5301],[-100.91416,25.52784],[-100.91545,25.52552],[-100.91708,25.52267],[-100.91805,25.52091],[-100.91698,25.51817],[-100.91585,25.51517],[-100.91467,25.5121],[-100.91339,25.50875],[-100.91221,25.5057]]}}
Línea 115.0 kV | LineString | 115.0 kV | 4 |  |  | CFE |  |  |  |  | OpenStreetMap | {"type":"Feature","properties":{},"geometry":{"type":"LineString","coordinates":[[-100.90545,25.59734],[-100.90432,25.59643],[-100.90319,25.59557],[-100.90201,25.59464],[-100.90087,25.59373],[-100.89975,25.59286],[-100.8986,25.59194],[-100.89753,25.59111],[-100.89627,25.59012],[-100.89507,25.58917],[-100.89404,25.58835],[-100.89382,25.5869]]}}
Línea 115.0 kV | LineString | 115.0 kV | 1 |  |  | CFE |  |  |  |  | OpenStreetMap | {"type":"Feature","properties":{},"geometry":{"type":"LineString","coordinates":[[-100.65797,25.11385],[-100.6458,25.1039],[-100.62327,25.08479]]}}
Línea 115.0 kV | LineString | 115.0 kV | 1 |  |  | CFE |  |  |  |  | OpenStreetMap | {"type":"Feature","properties":{},"geometry":{"type":"LineString","coordinates":[[-100.62327,25.08479],[-100.62222,25.08396],[-100.6211,25.083],[-100.62005,25.08211],[-100.61884,25.08108],[-100.61784,25.08023],[-100.61674,25.0793],[-100.61567,25.07839],[-100.61472,25.07758],[-100.61379,25.0768],[-100.61284,25.07599],[-100.61188,25.07517],[-100.61027,25.07377],[-100.6111,25.07296],[-100.61025,25.07124],[-100.60967,25.07005],[-100.60908,25.06887],[-100.60848,25.06769],[-100.60744,25.06717],[-100.60694,25.06695]]}}
Línea 115.0 kV | LineString | 115.0 kV | 1 |  |  | CFE |  |  |  |  | OpenStreetMap | {"type":"Feature","properties":{},"geometry":{"type":"LineString","coordinates":[[-100.7301,25.24441],[-100.72979,25.24117],[-100.72954,25.23837],[-100.72945,25.23714],[-100.72933,25.2358],[-100.72921,25.2344],[-100.72898,25.23175],[-100.72887,25.23053],[-100.72877,25.22934],[-100.72869,25.22818],[-100.72855,25.22675],[-100.72844,25.22538],[-100.72831,25.22389],[-100.72816,25.22244],[-100.72806,25.22112],[-100.72794,25.21984],[-100.72784,25.21854],[-100.72772,25.21721],[-100.7276,25.21582],[-100.72746,25.21399],[-100.72731,25.21219],[-100.72719,25.21082],[-100.72701,25.20859],[-100.72687,25.20706],[-100.72675,25.20573],[-100.72667,25.20454],[-100.7265,25.20267],[-100.7264,25.20131],[-100.72625,25.19986],[-100.72618,25.19873],[-100.7261,25.19753],[-100.72599,25.19658],[-100.72589,25.19566],[-100.72599,25.19483],[-100.7261,25.19344],[-100.72622,25.19222],[-100.7263,25.19105],[-100.72641,25.18972],[-100.72522,25.1891],[-100.72369,25.1883],[-100.72253,25.18771],[-100.72096,25.18691],[-100.71973,25.18626],[-100.71834,25.18555],[-100.71706,25.1849],[-100.71578,25.18423],[-100.71476,25.1837],[-100.7137,25.18317],[-100.71266,25.18263],[-100.71131,25.18167],[-100.71015,25.18084],[-100.7092,25.18017],[-100.7084,25.1796],[-100.7073,25.17881],[-100.70619,25.17804],[-100.70539,25.17747],[-100.70454,25.1766],[-100.70329,25.1754],[-100.70227,25.17445],[-100.70141,25.17362],[-100.70036,25.17262],[-100.69929,25.17158],[-100.69825,25.17059],[-100.69719,25.16959],[-100.69617,25.16862],[-100.69513,25.16762],[-100.69411,25.1666],[-100.69318,25.16571],[-100.69217,25.16475],[-100.69119,25.16381],[-100.69024,25.16289],[-100.68917,25.16187],[-100.68817,25.1609],[-100.68714,25.15992],[-100.68613,25.15894],[-100.68511,25.15796],[-100.68543,25.15661],[-100.68574,25.15529],[-100.68606,25.15397],[-100.6863,25.15283],[-100.6866,25.15151],[-100.68691,25.15019],[-100.68725,25.14873],[-100.68753,25.14755],[-100.68774,25.14657],[-100.68796,25.14559],[-100.68831,25.14415],[-100.68803,25.14286],[-100.68778,25.14162],[-100.68752,25.14036],[-100.68724,25.13896],[-100.68697,25.13758],[-100.68665,25.1362],[-100.6864,25.13492],[-100.68612,25.13358],[-100.68581,25.1321],[-100.68553,25.13076],[-100.68528,25.12946],[-100.68503,25.12831],[-100.68477,25.12704],[-100.68454,25.12599],[-100.68434,25.12492],[-100.68293,25.12424],[-100.68192,25.12377],[-100.68037,25.12307],[-100.67925,25.12256],[-100.67819,25.12207],[-100.67687,25.12146],[-100.67556,25.12086],[-100.67425,25.12025],[-100.67288,25.11961],[-100.67157,25.119],[-100.67033,25.11842],[-100.66909,25.11784],[-100.66779,25.11724],[-100.66653,25.11667],[-100.66518,25.11604],[-100.66386,25.11544],[-100.66265,25.1149],[-100.66072,25.11446],[-100.65941,25.11415],[-100.65797,25.11385]]}}
Línea 115.0 kV | LineString | 115.0 kV | 1 |  |  | CFE |  |  |  |  | OpenStreetMap | {"type":"Feature","properties":{},"geometry":{"type":"LineString","coordinates":[[-100.78428,25.28927],[-100.78433,25.28919],[-100.78444,25.28899],[-100.78474,25.28859]]}}
Línea 115.0 kV | LineString | 115.0 kV | 1 |  |  | CFE |  |  |  |  | OpenStreetMap | {"type":"Feature","properties":{},"geometry":{"type":"LineString","coordinates":[[-100.91189,25.50566],[-100.91035,25.5055],[-100.90839,25.50424],[-100.90629,25.50287],[-100.90419,25.50152],[-100.90154,25.49979],[-100.89888,25.49805],[-100.89623,25.49623],[-100.89359,25.49441],[-100.89095,25.49261],[-100.8883,25.4908],[-100.88565,25.48898],[-100.88291,25.48711],[-100.88036,25.48536],[-100.87777,25.48356],[-100.87503,25.48169],[-100.87228,25.47981],[-100.86954,25.47791],[-100.86679,25.47604],[-100.86402,25.47414],[-100.86142,25.47235],[-100.85867,25.47046],[-100.85638,25.46889],[-100.85368,25.46704],[-100.85098,25.46519],[-100.84829,25.46335],[-100.84569,25.46157],[-100.84293,25.45968],[-100.84019,25.4578],[-100.83744,25.4559],[-100.83476,25.45407],[-100.83201,25.45219],[-100.82969,25.45059],[-100.82706,25.45156],[-100.82444,25.45252],[-100.82137,25.45077],[-100.81862,25.44919],[-100.81584,25.4476],[-100.8131,25.44606],[-100.81032,25.44447],[-100.80753,25.44288],[-100.80546,25.44171],[-100.80396,25.43944],[-100.80248,25.43721],[-100.80273,25.43371],[-100.80289,25.43122],[-100.80306,25.42721],[-100.80338,25.42342],[-100.80354,25.42101],[-100.80385,25.41626],[-100.8028,25.4141],[-100.80117,25.41085],[-100.79941,25.40746],[-100.79747,25.40351],[-100.79692,25.40031],[-100.79643,25.39785],[-100.79522,25.39091],[-100.79474,25.38714],[-100.79445,25.3845],[-100.79547,25.38149],[-100.7964,25.37849],[-100.79735,25.3756],[-100.79813,25.37308],[-100.79894,25.37057],[-100.79971,25.36806],[-100.79892,25.36484],[-100.79818,25.36169],[-100.79703,25.35698],[-100.79652,25.35464],[-100.79254,25.35065],[-100.791,25.34909],[-100.78946,25.34754],[-100.78831,25.34483],[-100.78716,25.34213],[-100.78849,25.33932],[-100.78977,25.33655],[-100.79112,25.33366],[-100.79225,25.33119],[-100.7936,25.32833],[-100.79487,25.32561],[-100.79614,25.32285],[-100.79739,25.32021],[-100.79875,25.31727],[-100.80002,25.31455],[-100.80124,25.31194],[-100.79938,25.30963],[-100.7975,25.3073],[-100.7973,25.30489],[-100.79712,25.30248],[-100.79693,25.30013],[-100.79476,25.29755],[-100.79283,25.29524],[-100.79069,25.29269],[-100.78852,25.2901],[-100.78567,25.28955],[-100.78449,25.28926],[-100.78433,25.28919],[-100.78352,25.28883],[-100.78234,25.28843],[-100.78109,25.288],[-100.77929,25.2874],[-100.77818,25.28703],[-100.77686,25.28658],[-100.77559,25.28615],[-100.77435,25.28573],[-100.77307,25.28531],[-100.77172,25.28492],[-100.77019,25.2845],[-100.76901,25.28417],[-100.76727,25.28367],[-100.76599,25.28331],[-100.76522,25.28309],[-100.76399,25.28274],[-100.76278,25.28241],[-100.76136,25.28201],[-100.75974,25.28156],[-100.75861,25.28124],[-100.75763,25.28096],[-100.75761,25.27914],[-100.75759,25.27655],[-100.75755,25.2739],[-100.75753,25.27189],[-100.75752,25.27081],[-100.75455,25.26926],[-100.75313,25.2683],[-100.75178,25.26729],[-100.75044,25.26628],[-100.74912,25.26528],[-100.74776,25.26426],[-100.74642,25.26326],[-100.74509,25.26224],[-100.74374,25.26124],[-100.7424,25.26023],[-100.74105,25.25921],[-100.74005,25.25888],[-100.73911,25.25856],[-100.73772,25.25809],[-100.73629,25.2576],[-100.73493,25.25713],[-100.73381,25.25676],[-100.7327,25.25637],[-100.73202,25.25595],[-100.73085,25.25549],[-100.72967,25.25502],[-100.72845,25.25451]]}}
Línea 115.0 kV | LineString | 115.0 kV | 1 |  |  | CFE |  |  |  |  | OpenStreetMap | {"type":"Feature","properties":{},"geometry":{"type":"LineString","coordinates":[[-101.19543,27.91857],[-101.19631,27.91816],[-101.19787,27.9174],[-101.19943,27.91668],[-101.2012,27.91587],[-101.20319,27.91493],[-101.20503,27.91407],[-101.20691,27.91318],[-101.20861,27.91239],[-101.2107,27.91139],[-101.21504,27.90934],[-101.21702,27.90841],[-101.21883,27.90757],[-101.22071,27.90668],[-101.22197,27.90609],[-101.22324,27.90549],[-101.22442,27.90494],[-101.22562,27.90433],[-101.22683,27.90378],[-101.22807,27.90321],[-101.22917,27.90266],[-101.23089,27.90236],[-101.2323,27.9021],[-101.23374,27.90183],[-101.23514,27.90157],[-101.23662,27.90129],[-101.23807,27.90103],[-101.2395,27.90076],[-101.2416,27.90037],[-101.24373,27.89998],[-101.24516,27.89971],[-101.24675,27.89942],[-101.24814,27.89916],[-101.24958,27.8989],[-101.25109,27.89863],[-101.25259,27.89834],[-101.25395,27.89809],[-101.25532,27.89783],[-101.25822,27.89729],[-101.26083,27.8968],[-101.26229,27.89653],[-101.26375,27.89627],[-101.26521,27.89598],[-101.26673,27.8957],[-101.26816,27.89545],[-101.26961,27.89517],[-101.27107,27.89489],[-101.27254,27.89462],[-101.27395,27.89435],[-101.27524,27.89411],[-101.27659,27.89387],[-101.27923,27.89339],[-101.28134,27.89301],[-101.28278,27.89271],[-101.28428,27.89243],[-101.28573,27.89215],[-101.28725,27.89187],[-101.28868,27.8916],[-101.29066,27.89122],[-101.29277,27.89083],[-101.29436,27.89054],[-101.29578,27.89028],[-101.29721,27.89002],[-101.29862,27.88974],[-101.29992,27.88949],[-101.30136,27.88922],[-101.30281,27.88895],[-101.30424,27.88869],[-101.30568,27.88842],[-101.30723,27.88814],[-101.30866,27.88787],[-101.3101,27.8876],[-101.31153,27.88734],[-101.31297,27.88707],[-101.3145,27.88679],[-101.31597,27.8865],[-101.31762,27.88619],[-101.31911,27.8859],[-101.32066,27.8856],[-101.32207,27.88536],[-101.32352,27.88512],[-101.32515,27.88483],[-101.32656,27.88458],[-101.32799,27.88433],[-101.32951,27.88406],[-101.331,27.8838],[-101.33252,27.88354],[-101.33399,27.88327],[-101.33548,27.883],[-101.33701,27.88276],[-101.33849,27.88249],[-101.33982,27.88226],[-101.34127,27.882],[-101.34279,27.88174],[-101.34427,27.88148],[-101.34574,27.88122],[-101.34724,27.88095],[-101.34869,27.88069],[-101.35019,27.88044],[-101.35168,27.88019],[-101.35287,27.87999],[-101.35457,27.87967],[-101.35605,27.87942],[-101.35769,27.87914],[-101.35909,27.8789],[-101.36056,27.87865],[-101.36261,27.87828],[-101.36557,27.87775],[-101.36768,27.87738],[-101.3825,27.87481],[-101.38411,27.87452],[-101.38859,27.87372],[-101.38985,27.87349],[-101.39301,27.87292],[-101.39459,27.87264],[-101.39589,27.87241],[-101.39707,27.87219],[-101.3984,27.87196],[-101.3998,27.87172],[-101.40626,27.87059],[-101.40684,27.87049],[-101.40973,27.86998],[-101.41093,27.86979],[-101.41203,27.8696],[-101.41416,27.86968],[-101.41605,27.86978],[-101.41813,27.86987],[-101.42035,27.86997],[-101.42179,27.87004],[-101.42323,27.87011],[-101.42471,27.87018],[-101.42609,27.87024],[-101.42741,27.87031],[-101.42876,27.87037],[-101.43094,27.87047],[-101.43299,27.87057],[-101.43444,27.87064],[-101.43587,27.87071],[-101.43734,27.87078],[-101.43881,27.87086],[-101.44009,27.87092],[-101.4415,27.87099],[-101.44288,27.87105],[-101.44427,27.8711],[-101.44557,27.87116],[-101.44697,27.87122],[-101.44843,27.87129],[-101.44979,27.87135],[-101.45115,27.87141],[-101.45268,27.87149],[-101.4542,27.87156],[-101.45549,27.87162],[-101.45695,27.87169],[-101.45832,27.87175],[-101.45977,27.87181],[-101.46129,27.8719],[-101.46233,27.8727],[-101.46336,27.8735],[-101.4648,27.87465],[-101.46636,27.87584],[-101.4674,27.87665],[-101.46837,27.87739],[-101.4694,27.8782],[-101.47048,27.87904],[-101.47157,27.87988],[-101.47268,27.88074],[-101.47372,27.88155],[-101.47484,27.88243],[-101.47588,27.88324],[-101.47692,27.88404],[-101.47789,27.88479],[-101.47887,27.88556],[-101.47987,27.88634],[-101.48083,27.88708],[-101.48188,27.8879],[-101.4833,27.889],[-101.48435,27.88983],[-101.48542,27.89066],[-101.48652,27.89151],[-101.48803,27.89269],[-101.48967,27.89396],[-101.49072,27.89478],[-101.49176,27.89559],[-101.4928,27.89639],[-101.49388,27.89724],[-101.4949,27.89802],[-101.4959,27.8988],[-101.49691,27.89958],[-101.498,27.90044],[-101.49909,27.90129],[-101.50019,27.90216],[-101.50119,27.90293],[-101.50224,27.90374],[-101.50339,27.90463],[-101.50443,27.90543],[-101.5055,27.90626],[-101.50658,27.9071],[-101.50806,27.90826],[-101.50821,27.90837],[-101.50977,27.90958],[-101.5108,27.91038],[-101.51237,27.91162],[-101.5136,27.91256],[-101.51458,27.91332],[-101.51553,27.91406],[-101.51666,27.91493],[-101.51769,27.91585],[-101.51878,27.91659],[-101.51985,27.91741],[-101.52091,27.91824],[-101.52196,27.91905],[-101.52301,27.91987],[-101.52405,27.92068],[-101.52517,27.92155],[-101.52627,27.92242],[-101.52791,27.9237],[-101.52955,27.92493],[-101.53069,27.92581],[-101.53177,27.92665],[-101.53313,27.92697],[-101.53434,27.92725],[-101.5416,27.92897],[-101.54293,27.92928],[-101.5444,27.92963],[-101.54572,27.92994],[-101.54718,27.93028],[-101.54859,27.93062],[-101.54992,27.93093],[-101.55128,27.93125],[-101.55273,27.93159],[-101.55451,27.93203],[-101.55602,27.93242],[-101.55731,27.93272],[-101.55949,27.93322],[-101.56149,27.93372],[-101.56281,27.93403],[-101.56398,27.93431],[-101.56549,27.93467],[-101.56717,27.93506],[-101.56845,27.93536],[-101.56958,27.9356],[-101.56995,27.93624]]}}
Línea 115.0 kV | LineString | 115.0 kV | 2 |  |  | CFE |  |  |  |  | OpenStreetMap | {"type":"Feature","properties":{},"geometry":{"type":"LineString","coordinates":[[-101.19668,27.9222],[-101.19662,27.92187],[-101.19622,27.92074],[-101.19584,27.91966],[-101.19543,27.91857]]}}
Línea 115.0 kV | LineString | 115.0 kV | 1 |  |  | CFE |  |  |  |  | OpenStreetMap | {"type":"Feature","properties":{},"geometry":{"type":"LineString","coordinates":[[-101.1964,27.92231],[-101.19623,27.92198],[-101.1965,27.92181],[-101.19667,27.92175],[-101.19699,27.92176],[-101.19741,27.9224],[-101.19783,27.92308],[-101.19836,27.92377],[-101.1987,27.92446],[-101.199,27.92516],[-101.19927,27.92588],[-101.20026,27.9256],[-101.20156,27.92522],[-101.20269,27.9249],[-101.20379,27.92458],[-101.20495,27.92424],[-101.20606,27.92393],[-101.20729,27.92354],[-101.20851,27.92316],[-101.20967,27.92277],[-101.21095,27.9224],[-101.21196,27.92211],[-101.2129,27.92204],[-101.21379,27.92215],[-101.21494,27.92238],[-101.2163,27.92262],[-101.21741,27.92282],[-101.21853,27.92301],[-101.21968,27.92321],[-101.22081,27.92351],[-101.22197,27.92363],[-101.22288,27.92433],[-101.2238,27.92505],[-101.22469,27.92574],[-101.2253,27.92648],[-101.2259,27.92722],[-101.22644,27.92805],[-101.22697,27.9289],[-101.22751,27.9298],[-101.22769,27.93045],[-101.22791,27.93115],[-101.22748,27.93132],[-101.22725,27.93114],[-101.22719,27.93122]]}}
Línea 115.0 kV | LineString | 115.0 kV | 1 |  |  | CFE |  |  |  |  | OpenStreetMap | {"type":"Feature","properties":{},"geometry":{"type":"LineString","coordinates":[[-101.50202,26.92496],[-101.50195,26.92456],[-101.50185,26.92386],[-101.50167,26.92292],[-101.50153,26.92196],[-101.50033,26.92203],[-101.49912,26.9221],[-101.49791,26.92215],[-101.49669,26.92222],[-101.49579,26.92229],[-101.49488,26.92234],[-101.49398,26.92239],[-101.49308,26.92245],[-101.49217,26.92249],[-101.49127,26.92254],[-101.49036,26.92259],[-101.48941,26.92265],[-101.4885,26.9227],[-101.4876,26.92274],[-101.48669,26.92279],[-101.48576,26.92283],[-101.48455,26.9229],[-101.48364,26.92294],[-101.48242,26.92301],[-101.48129,26.92307],[-101.48015,26.92312],[-101.47904,26.92318],[-101.47777,26.9232],[-101.47649,26.92323],[-101.47532,26.92325],[-101.47402,26.92327],[-101.47452,26.9223],[-101.47506,26.92126],[-101.4756,26.92018],[-101.47605,26.91931],[-101.47644,26.91854],[-101.47698,26.91751],[-101.47742,26.91663],[-101.47786,26.91577],[-101.47841,26.91468]]}}
Línea 115.0 kV | LineString | 115.0 kV | 2 |  |  | CFE |  |  |  |  | OpenStreetMap | {"type":"Feature","properties":{},"geometry":{"type":"LineString","coordinates":[[-101.41312,26.90654],[-101.41292,26.9055],[-101.41178,26.90532],[-101.41131,26.90532],[-101.41084,26.90488],[-101.4101,26.90424],[-101.40914,26.90409],[-101.40814,26.90393],[-101.40792,26.90366],[-101.40763,26.90286],[-101.40676,26.90262],[-101.4059,26.90239],[-101.40496,26.90234],[-101.40416,26.90232],[-101.40305,26.90241],[-101.40267,26.90236],[-101.40272,26.90136],[-101.40277,26.90034],[-101.40296,26.8993],[-101.40264,26.89932],[-101.40199,26.89875],[-101.40121,26.89804],[-101.40048,26.89734],[-101.39997,26.89777],[-101.39969,26.89755],[-101.39991,26.8974]]}}
Línea 115.0 kV | LineString | 115.0 kV | 1 |  |  | CFE |  |  |  |  | OpenStreetMap | {"type":"Feature","properties":{},"geometry":{"type":"LineString","coordinates":[[-101.39615,26.89571],[-101.39643,26.89589],[-101.39766,26.89585],[-101.39897,26.89581],[-101.39948,26.89633],[-101.40002,26.89687],[-101.39947,26.89731],[-101.39966,26.89742],[-101.39974,26.89725]]}}
Línea 115.0 kV | LineString | 115.0 kV | 2 |  |  | CFE |  |  |  |  | OpenStreetMap | {"type":"Feature","properties":{},"geometry":{"type":"LineString","coordinates":[[-101.42365,26.87262],[-101.42419,26.87367],[-101.42467,26.87369]]}}
Línea 115.0 kV | LineString | 115.0 kV | 1 |  |  | CFE |  |  |  |  | OpenStreetMap | {"type":"Feature","properties":{},"geometry":{"type":"LineString","coordinates":[[-101.42314,26.87188],[-101.42365,26.87262]]}}
Línea 115.0 kV | LineString | 115.0 kV | 1 |  |  | CFE |  |  |  |  | OpenStreetMap | {"type":"Feature","properties":{},"geometry":{"type":"LineString","coordinates":[[-101.47841,26.91468],[-101.47897,26.91357],[-101.47959,26.91237],[-101.48034,26.91089],[-101.48092,26.90975],[-101.48112,26.90877],[-101.48109,26.90772],[-101.48092,26.90698],[-101.48069,26.90595],[-101.48042,26.90476],[-101.48014,26.90351],[-101.48005,26.90268],[-101.47996,26.90182],[-101.47985,26.90066],[-101.47974,26.89959],[-101.47963,26.89855],[-101.47953,26.89749],[-101.47938,26.89614],[-101.47927,26.89502],[-101.47915,26.89391],[-101.47901,26.89254],[-101.47892,26.89147],[-101.47883,26.89062],[-101.47872,26.88961],[-101.47861,26.88851],[-101.47847,26.88715],[-101.47836,26.88603],[-101.47825,26.88501],[-101.47815,26.884],[-101.47803,26.88285],[-101.47791,26.88162],[-101.47779,26.88052],[-101.47769,26.8795],[-101.47755,26.8781],[-101.47744,26.877],[-101.47704,26.87597],[-101.47636,26.87504],[-101.47538,26.87428],[-101.4741,26.87377],[-101.47292,26.8733],[-101.4719,26.8729],[-101.47087,26.8725],[-101.46986,26.87211],[-101.46884,26.8717],[-101.46765,26.87123],[-101.46668,26.87086],[-101.46569,26.87028],[-101.46459,26.86964],[-101.46366,26.8691],[-101.46264,26.86851],[-101.46147,26.86783],[-101.46036,26.86718],[-101.45946,26.86666],[-101.45849,26.8661],[-101.45767,26.86562],[-101.45655,26.86497],[-101.45537,26.86428],[-101.45435,26.86369],[-101.45342,26.86315],[-101.45232,26.86251],[-101.45131,26.86192],[-101.45019,26.86127],[-101.44928,26.86074],[-101.44833,26.86019],[-101.44732,26.8596],[-101.44622,26.85896],[-101.4456,26.8586],[-101.44512,26.85832],[-101.44511,26.85914],[-101.44429,26.85946],[-101.44295,26.85935],[-101.44222,26.85896],[-101.44145,26.85768],[-101.44068,26.85637],[-101.43988,26.85506],[-101.43934,26.85415],[-101.43852,26.85276],[-101.43726,26.85209],[-101.43601,26.85209],[-101.43477,26.85208],[-101.43357,26.85209],[-101.43237,26.85209],[-101.4323,26.85355],[-101.43197,26.85495],[-101.43163,26.85635],[-101.43105,26.85696],[-101.42952,26.85694],[-101.42792,26.85691],[-101.42643,26.8569],[-101.4266,26.85797],[-101.42678,26.85911],[-101.42694,26.86012],[-101.42709,26.86127],[-101.42712,26.86236],[-101.42712,26.8635],[-101.4271,26.86439],[-101.42707,26.86608],[-101.42707,26.86696],[-101.42704,26.86803],[-101.42702,26.86909],[-101.42586,26.86908],[-101.42482,26.86907],[-101.4245,26.87001],[-101.42415,26.87109],[-101.42391,26.87179],[-101.42365,26.87262]]}}
Línea 115.0 kV | LineString | 115.0 kV | 1 |  |  | CFE |  |  |  |  | OpenStreetMap | {"type":"Feature","properties":{},"geometry":{"type":"LineString","coordinates":[[-101.45713,26.90936],[-101.45775,26.90851],[-101.45757,26.90834]]}}
Línea 115.0 kV | LineString | 115.0 kV | 1 |  |  | CFE |  |  |  |  | OpenStreetMap | {"type":"Feature","properties":{},"geometry":{"type":"LineString","coordinates":[[-101.45713,26.90936],[-101.4579,26.9084],[-101.45766,26.90823]]}}
Línea 115.0 kV | LineString | 115.0 kV | 2 |  |  | CFE |  |  |  |  | OpenStreetMap | {"type":"Feature","properties":{},"geometry":{"type":"LineString","coordinates":[[-101.47841,26.91468],[-101.47641,26.91428],[-101.47448,26.91388],[-101.47259,26.91348],[-101.47094,26.91313],[-101.46908,26.91274],[-101.46733,26.91237],[-101.4657,26.91203],[-101.46451,26.91152],[-101.4629,26.91174],[-101.4618,26.91094],[-101.46081,26.91032],[-101.45982,26.9097],[-101.45911,26.91059],[-101.45814,26.90998],[-101.45713,26.90936]]}}
Línea 115.0 kV | LineString | 115.0 kV | 1 |  |  | CFE |  |  |  |  | OpenStreetMap | {"type":"Feature","properties":{},"geometry":{"type":"LineString","coordinates":[[-101.45919,26.95149],[-101.45979,26.95166],[-101.45993,26.95172]]}}
Línea 115.0 kV | LineString | 115.0 kV | 1 |  |  | CFE |  |  |  |  | OpenStreetMap | {"type":"Feature","properties":{},"geometry":{"type":"LineString","coordinates":[[-101.45919,26.95149],[-101.45984,26.95158],[-101.45997,26.95162]]}}
Línea 115.0 kV | LineString | 115.0 kV | 1 |  |  | CFE |  |  |  |  | OpenStreetMap | {"type":"Feature","properties":{},"geometry":{"type":"LineString","coordinates":[[-101.46072,26.94763],[-101.4608,26.94793],[-101.45967,26.94897],[-101.45854,26.95001],[-101.45742,26.95104],[-101.45654,26.95184],[-101.45637,26.95199],[-101.45584,26.95138],[-101.45541,26.95089],[-101.45496,26.95037],[-101.4545,26.95067],[-101.45368,26.9512],[-101.45294,26.95166],[-101.4522,26.95214],[-101.45146,26.95261],[-101.45072,26.95308],[-101.44999,26.95355],[-101.44925,26.95402],[-101.4485,26.95449],[-101.44777,26.95495],[-101.44696,26.95546],[-101.44556,26.95492],[-101.44408,26.95434],[-101.44244,26.95371],[-101.44083,26.95309],[-101.43963,26.95218],[-101.43845,26.95128],[-101.43701,26.9502],[-101.43597,26.94942],[-101.43551,26.94847],[-101.43528,26.94798],[-101.43457,26.94807],[-101.43388,26.94814],[-101.43318,26.94823],[-101.43247,26.94831],[-101.43154,26.9484],[-101.4306,26.9485],[-101.42967,26.94859],[-101.42875,26.9487],[-101.42778,26.94879],[-101.42682,26.94889],[-101.42585,26.94899],[-101.42489,26.94909],[-101.42392,26.94919],[-101.42374,26.94983],[-101.42356,26.95047],[-101.42335,26.95115],[-101.42322,26.95117],[-101.4225,26.95127],[-101.42192,26.95078],[-101.42137,26.95031],[-101.42081,26.94983],[-101.41993,26.94946],[-101.41907,26.94909],[-101.41821,26.94873],[-101.41737,26.94837],[-101.41651,26.948],[-101.41562,26.94762],[-101.41475,26.94727],[-101.41389,26.9469],[-101.41322,26.94662],[-101.41308,26.94744],[-101.4126,26.94807],[-101.41161,26.94792],[-101.41063,26.94777],[-101.41071,26.94729],[-101.41084,26.94656],[-101.41013,26.94645],[-101.40942,26.94634],[-101.40899,26.94627]]}}
Línea 115.0 kV | LineString | 115.0 kV | 2 |  |  | CFE |  |  |  |  | OpenStreetMap | {"type":"Feature","properties":{},"geometry":{"type":"LineString","coordinates":[[-101.46072,26.94763],[-101.46086,26.9479],[-101.46051,26.94856],[-101.4601,26.94948],[-101.45968,26.9504],[-101.45919,26.95149]]}}
Línea 115.0 kV | LineString | 115.0 kV | 1 |  |  | CFE |  |  |  |  | OpenStreetMap | {"type":"Feature","properties":{},"geometry":{"type":"LineString","coordinates":[[-101.46941,26.94163],[-101.46892,26.94259],[-101.46793,26.94215],[-101.46701,26.94179],[-101.46614,26.94159],[-101.46491,26.94139],[-101.46363,26.94166],[-101.46276,26.94244],[-101.46218,26.94296],[-101.46117,26.94389],[-101.46015,26.94486],[-101.46033,26.94578],[-101.46053,26.9467],[-101.46072,26.94763]]}}
Línea 115.0 kV | LineString | 115.0 kV | 1 |  |  | CFE |  |  |  |  | OpenStreetMap | {"type":"Feature","properties":{},"geometry":{"type":"LineString","coordinates":[[-101.46941,26.94163],[-101.46826,26.94118],[-101.46801,26.94167]]}}
Línea 115.0 kV | LineString | 115.0 kV | 1 |  |  | CFE |  |  |  |  | OpenStreetMap | {"type":"Feature","properties":{},"geometry":{"type":"LineString","coordinates":[[-101.50167,26.925],[-101.50161,26.92473],[-101.50153,26.92423],[-101.50101,26.92416],[-101.49959,26.92435],[-101.49573,26.92482],[-101.49179,26.92532],[-101.48794,26.9258],[-101.484,26.92627],[-101.48278,26.92667]]}}
Línea 115.0 kV | LineString | 115.0 kV | 2 |  |  | CFE |  |  |  |  | OpenStreetMap | {"type":"Feature","properties":{},"geometry":{"type":"LineString","coordinates":[[-101.48278,26.92667],[-101.48131,26.92686],[-101.47982,26.92705],[-101.47837,26.92723],[-101.4769,26.92742],[-101.47631,26.92851],[-101.47575,26.92961],[-101.47517,26.93069],[-101.47459,26.9318],[-101.47401,26.93292],[-101.47345,26.93398],[-101.47287,26.93507],[-101.47229,26.93616],[-101.47171,26.93725],[-101.47121,26.93823],[-101.47057,26.93944],[-101.46999,26.94054],[-101.46941,26.94163]]}}
Línea 115.0 kV | LineString | 115.0 kV | 1 |  |  | CFE |  |  |  |  | OpenStreetMap | {"type":"Feature","properties":{},"geometry":{"type":"LineString","coordinates":[[-101.50183,26.92498],[-101.50177,26.92455],[-101.50088,26.92466],[-101.50099,26.92548],[-101.50109,26.92622],[-101.50119,26.92696],[-101.50128,26.9277],[-101.50137,26.92841],[-101.50146,26.92916],[-101.50267,26.92901],[-101.50447,26.92883],[-101.5058,26.92991],[-101.50713,26.931],[-101.50847,26.9321],[-101.50981,26.9332],[-101.51113,26.93429],[-101.51245,26.93537],[-101.5138,26.93647],[-101.51514,26.93757],[-101.51647,26.93866],[-101.51781,26.93977],[-101.51915,26.94086],[-101.52049,26.94196],[-101.52183,26.94305],[-101.52316,26.94414],[-101.5245,26.94524],[-101.52561,26.94616],[-101.52694,26.94724],[-101.52829,26.94834],[-101.52962,26.94944],[-101.53096,26.95054],[-101.53239,26.9517],[-101.53379,26.95285],[-101.53549,26.95424],[-101.53669,26.95523],[-101.53789,26.95622],[-101.53921,26.9573],[-101.54071,26.95852],[-101.54226,26.95979],[-101.54315,26.96052],[-101.54437,26.96152],[-101.54571,26.96262],[-101.54662,26.96387],[-101.5476,26.96523],[-101.54858,26.96658],[-101.54957,26.96794],[-101.55052,26.96926],[-101.55148,26.97058],[-101.55249,26.97196],[-101.55344,26.97327],[-101.55441,26.97461],[-101.55542,26.97601],[-101.55641,26.97737],[-101.5574,26.97874],[-101.5584,26.98011],[-101.55938,26.98147],[-101.56036,26.98283],[-101.56134,26.98419],[-101.56234,26.98555],[-101.56472,26.98789],[-101.5671,26.99023],[-101.56947,26.99255],[-101.57184,26.99488],[-101.57421,26.99722],[-101.57659,26.99956],[-101.57898,27.00189],[-101.58135,27.00422],[-101.58368,27.00651],[-101.58603,27.00881],[-101.58847,27.01121],[-101.59058,27.01329],[-101.59356,27.01494],[-101.59646,27.01656],[-101.59986,27.01846],[-101.60286,27.02014],[-101.6052,27.02143],[-101.60404,27.02424],[-101.60277,27.02726],[-101.60145,27.03057],[-101.60143,27.03066]]}}
Línea 115.0 kV | LineString | 115.0 kV | 1 |  |  | CFE |  |  |  |  | OpenStreetMap | {"type":"Feature","properties":{},"geometry":{"type":"LineString","coordinates":[[-101.5021,26.92495],[-101.50199,26.92431],[-101.50177,26.92434],[-101.50035,26.92452],[-101.49871,26.92472],[-101.49706,26.92493],[-101.49562,26.9251],[-101.49398,26.92531],[-101.49232,26.92551],[-101.49069,26.92571],[-101.48905,26.92591],[-101.4874,26.92612],[-101.48575,26.92633],[-101.48407,26.92653],[-101.48278,26.92667]]}}
Línea 115.0 kV | LineString | 115.0 kV | 1 |  |  | CFE |  |  |  |  | OpenStreetMap | {"type":"Feature","properties":{},"geometry":{"type":"LineString","coordinates":[[-101.42687,26.87394],[-101.42663,26.87527],[-101.42646,26.87611],[-101.42628,26.87705],[-101.42609,26.87809],[-101.42592,26.87903],[-101.42573,26.88005],[-101.42554,26.88107],[-101.42535,26.8821],[-101.42581,26.88256],[-101.42621,26.88293],[-101.42675,26.88296]]}}
Línea 115.0 kV | LineString | 115.0 kV | 1 |  |  | CFE |  |  |  |  | OpenStreetMap | {"type":"Feature","properties":{},"geometry":{"type":"LineString","coordinates":[[-101.40899,26.94627],[-101.40873,26.94739],[-101.40836,26.94858],[-101.408,26.94976],[-101.40758,26.9509],[-101.40692,26.95194],[-101.40615,26.95292],[-101.40518,26.95374],[-101.40408,26.95443],[-101.40299,26.95509],[-101.40218,26.95615],[-101.40155,26.95709],[-101.40094,26.95819],[-101.39993,26.95888],[-101.39968,26.95979],[-101.39958,26.96061],[-101.39937,26.96145],[-101.39895,26.96218],[-101.39852,26.96292],[-101.39927,26.9638],[-101.40036,26.96407],[-101.40145,26.96435],[-101.40254,26.96462],[-101.4032,26.96372],[-101.40434,26.9638],[-101.40547,26.96391],[-101.40656,26.964],[-101.40728,26.96361],[-101.40787,26.96422],[-101.40881,26.96506],[-101.40975,26.96589],[-101.41072,26.96675],[-101.41167,26.9676],[-101.41261,26.96843],[-101.41188,26.96921],[-101.41263,26.96983],[-101.41338,26.97044],[-101.41413,26.97105],[-101.41432,26.97088]]}}
Línea 115.0 kV | LineString | 115.0 kV | 1 |  |  | CFE |  |  |  |  | OpenStreetMap | {"type":"Feature","properties":{},"geometry":{"type":"LineString","coordinates":[[-101.40737,26.94576],[-101.40738,26.946],[-101.4063,26.94487],[-101.40506,26.94355],[-101.40417,26.94262],[-101.40318,26.94159],[-101.40235,26.94072],[-101.40155,26.93989],[-101.40072,26.93901],[-101.39989,26.93814],[-101.39907,26.93729],[-101.39745,26.93559],[-101.39636,26.93445],[-101.39558,26.93364],[-101.39449,26.93249],[-101.39318,26.93113],[-101.39237,26.93027],[-101.39109,26.92892],[-101.39011,26.92814],[-101.39041,26.92609],[-101.39057,26.92502],[-101.39078,26.92367],[-101.39098,26.92233],[-101.39118,26.921],[-101.39139,26.91966],[-101.39155,26.91854],[-101.39179,26.91698],[-101.392,26.91554],[-101.39221,26.91412],[-101.39242,26.91269],[-101.39261,26.91145],[-101.39282,26.91012],[-101.39307,26.90842],[-101.39329,26.90698],[-101.39352,26.90542],[-101.39399,26.90353],[-101.39434,26.90212],[-101.39469,26.90066],[-101.39506,26.89916],[-101.39524,26.89845],[-101.39538,26.89787],[-101.39612,26.8978],[-101.39713,26.8977],[-101.39829,26.89759],[-101.39904,26.89751],[-101.3995,26.89747],[-101.39966,26.89742],[-101.39983,26.89732]]}}
Línea 115.0 kV | LineString | 115.0 kV | 2 |  |  | CFE |  |  |  |  | OpenStreetMap | {"type":"Feature","properties":{},"geometry":{"type":"LineString","coordinates":[[-101.40737,26.94576],[-101.40731,26.94517],[-101.40773,26.94477],[-101.40785,26.94448],[-101.40806,26.94324],[-101.40818,26.94211],[-101.40822,26.94128],[-101.40826,26.94046],[-101.40805,26.9401],[-101.40795,26.9389],[-101.40757,26.93774],[-101.40763,26.93657],[-101.40777,26.93541],[-101.40829,26.93429],[-101.40882,26.93318],[-101.40933,26.93206],[-101.40999,26.93108],[-101.41027,26.93012],[-101.41048,26.92941],[-101.41199,26.92967]]}}
Línea 115.0 kV | LineString | 115.0 kV | 1 |  |  | CFE |  |  |  |  | OpenStreetMap | {"type":"Feature","properties":{},"geometry":{"type":"LineString","coordinates":[[-101.40899,26.94627],[-101.40749,26.9461],[-101.40737,26.94576]]}}
Línea 115.0 kV | LineString | 115.0 kV | 1 |  |  | CFE |  |  |  |  | OpenStreetMap | {"type":"Feature","properties":{},"geometry":{"type":"LineString","coordinates":[[-99.16264,23.75103],[-99.16288,23.75099]]}}
Línea 115.0 kV | LineString | 115.0 kV | 1 |  |  | CFE |  |  |  |  | OpenStreetMap | {"type":"Feature","properties":{},"geometry":{"type":"LineString","coordinates":[[-99.16264,23.75103],[-99.16269,23.75113],[-99.16289,23.75111]]}}
Línea 115.0 kV | LineString | 115.0 kV | 2 |  |  | CFE |  |  |  |  | OpenStreetMap | {"type":"Feature","properties":{},"geometry":{"type":"LineString","coordinates":[[-99.15638,23.76586],[-99.15674,23.76503],[-99.1571,23.76418],[-99.15749,23.76332],[-99.15782,23.76251],[-99.15817,23.76165],[-99.15853,23.76082],[-99.15889,23.75998],[-99.15925,23.75916],[-99.15961,23.7583],[-99.1599,23.75761],[-99.16019,23.75694],[-99.16083,23.75532],[-99.16114,23.75453],[-99.16165,23.75286],[-99.16209,23.75137],[-99.16232,23.75064],[-99.16264,23.75103]]}}
Línea 115.0 kV | LineString | 115.0 kV | 1 |  |  | CFE |  |  |  |  | OpenStreetMap | {"type":"Feature","properties":{},"geometry":{"type":"LineString","coordinates":[[-99.15638,23.76586],[-99.15623,23.76581],[-99.15614,23.76486],[-99.15612,23.76449]]}}
Línea 115.0 kV | LineString | 115.0 kV | 1 |  |  | CFE |  |  |  |  | OpenStreetMap | {"type":"Feature","properties":{},"geometry":{"type":"LineString","coordinates":[[-99.11447,23.86408],[-99.11542,23.86183],[-99.11668,23.85888],[-99.11793,23.85595],[-99.11904,23.85335],[-99.12029,23.85044],[-99.12149,23.84762],[-99.12258,23.84506],[-99.12359,23.84269],[-99.12483,23.83982],[-99.12597,23.83713],[-99.12702,23.83464],[-99.12828,23.8318],[-99.1295,23.8289],[-99.13073,23.82601],[-99.13198,23.82316],[-99.13312,23.82057],[-99.13411,23.81833],[-99.13525,23.81577],[-99.13661,23.81232],[-99.1378,23.80953],[-99.13896,23.80683],[-99.14009,23.80419],[-99.14128,23.80137],[-99.14246,23.79862],[-99.14376,23.79555],[-99.14503,23.7925],[-99.14613,23.78995],[-99.14737,23.78705],[-99.14862,23.78409],[-99.14989,23.78114],[-99.15112,23.77823],[-99.15236,23.77534],[-99.15311,23.77356],[-99.15362,23.77236],[-99.15427,23.77087],[-99.1549,23.76935],[-99.15621,23.76628],[-99.15638,23.76586]]}}
Línea 115.0 kV | LineString | 115.0 kV | 1 |  |  | CFE |  |  |  |  | OpenStreetMap | {"type":"Feature","properties":{},"geometry":{"type":"LineString","coordinates":[[-99.04216,23.86727],[-99.04219,23.86784]]}}
Línea 115.0 kV | LineString | 115.0 kV | 2 |  |  | CFE |  |  |  |  | OpenStreetMap | {"type":"Feature","properties":{},"geometry":{"type":"LineString","coordinates":[[-99.16791,23.78731],[-99.16843,23.78777],[-99.16889,23.78778]]}}
Línea 115.0 kV | LineString | 115.0 kV | 1 |  |  | CFE |  |  |  |  | OpenStreetMap | {"type":"Feature","properties":{},"geometry":{"type":"LineString","coordinates":[[-99.11252,23.79623],[-99.11412,23.79606],[-99.11701,23.79575],[-99.12065,23.7954],[-99.12441,23.795],[-99.12815,23.79462],[-99.13176,23.79425],[-99.13548,23.79387],[-99.13907,23.7935],[-99.14265,23.79312],[-99.14525,23.79284],[-99.14891,23.79248],[-99.15213,23.79215],[-99.15536,23.79182],[-99.15868,23.79147],[-99.16188,23.79114],[-99.16437,23.79086],[-99.16657,23.78866],[-99.16791,23.78731]]}}
Línea 115.0 kV | LineString | 115.0 kV | 2 |  |  | CFE |  |  |  |  | OpenStreetMap | {"type":"Feature","properties":{},"geometry":{"type":"LineString","coordinates":[[-99.04231,23.86725],[-99.04232,23.86758],[-99.04304,23.8679],[-99.04433,23.86668],[-99.04675,23.86444],[-99.04937,23.86203],[-99.05205,23.85956],[-99.0547,23.8571],[-99.0573,23.85473],[-99.05997,23.85223],[-99.06257,23.84984],[-99.0651,23.84751],[-99.06781,23.84499],[-99.07075,23.84235],[-99.07384,23.83948],[-99.07645,23.83702],[-99.07847,23.83515],[-99.08109,23.83276],[-99.08255,23.82975],[-99.08384,23.82711],[-99.08517,23.82434],[-99.08666,23.82129],[-99.0881,23.81828],[-99.08954,23.81532],[-99.09102,23.81226],[-99.09248,23.80928],[-99.09394,23.80624],[-99.09545,23.80318],[-99.09676,23.80045],[-99.09806,23.79772],[-99.10183,23.79734],[-99.10565,23.79696],[-99.10967,23.7965],[-99.11252,23.79623]]}}
Línea 115.0 kV | LineString | 115.0 kV | 2 |  |  | CFE |  |  |  |  | OpenStreetMap | {"type":"Feature","properties":{},"geometry":{"type":"LineString","coordinates":[[-99.08419,23.71864],[-99.08416,23.71915],[-99.08406,23.72001],[-99.08396,23.72087],[-99.08386,23.72176],[-99.08376,23.72261]]}}
Línea 115.0 kV | LineString | 115.0 kV | 1 |  |  | CFE |  |  |  |  | OpenStreetMap | {"type":"Feature","properties":{},"geometry":{"type":"LineString","coordinates":[[-99.04244,23.86723],[-99.04252,23.86753],[-99.04319,23.86754],[-99.04385,23.86668],[-99.04558,23.86418],[-99.04738,23.86159],[-99.04915,23.85899],[-99.05095,23.85639],[-99.05275,23.85378],[-99.05404,23.85191],[-99.05456,23.85114],[-99.05504,23.85045],[-99.05636,23.84855],[-99.05816,23.84595],[-99.05996,23.84337],[-99.06177,23.84076],[-99.06355,23.83818],[-99.06535,23.83557],[-99.06715,23.83297],[-99.06894,23.83038],[-99.07074,23.82779],[-99.07253,23.82519],[-99.07428,23.82265],[-99.07606,23.82006],[-99.07788,23.81742],[-99.07966,23.81485],[-99.08145,23.81225],[-99.08324,23.80965],[-99.08504,23.80705],[-99.08683,23.80446],[-99.08861,23.8019],[-99.09041,23.79929],[-99.09225,23.79664],[-99.09402,23.79409],[-99.0958,23.79155],[-99.09813,23.7889],[-99.099,23.78804],[-99.1004,23.78635],[-99.10155,23.78395],[-99.1027,23.78156],[-99.10448,23.77899],[-99.10629,23.77638],[-99.10807,23.77381],[-99.11,23.77103],[-99.11168,23.76861],[-99.11351,23.76604],[-99.11441,23.7647],[-99.11528,23.76346],[-99.11707,23.76087],[-99.11811,23.75937],[-99.11881,23.75949],[-99.11929,23.75881],[-99.119,23.75849]]}}
Línea 115.0 kV | LineString | 115.0 kV | 1 |  |  | CFE |  |  |  |  | OpenStreetMap | {"type":"Feature","properties":{},"geometry":{"type":"LineString","coordinates":[[-99.11105,23.74507],[-99.11122,23.74493],[-99.11167,23.74581],[-99.11216,23.74681],[-99.11263,23.74777],[-99.11305,23.74862],[-99.11348,23.74947],[-99.11379,23.75007],[-99.11408,23.75065],[-99.1146,23.7515],[-99.11499,23.75225],[-99.11533,23.753],[-99.11572,23.75378],[-99.11615,23.75457],[-99.11654,23.75539],[-99.11694,23.7562],[-99.11741,23.7571],[-99.1182,23.75758],[-99.11909,23.75801],[-99.11966,23.7583],[-99.11948,23.75856],[-99.11916,23.75832]]}}
Línea 115.0 kV | LineString | 115.0 kV | 2 |  |  | CFE |  |  |  |  | OpenStreetMap | {"type":"Feature","properties":{},"geometry":{"type":"LineString","coordinates":[[-99.08393,23.71864],[-99.08393,23.71877],[-99.08361,23.71875]]}}
Línea 115.0 kV | LineString | 115.0 kV | 1 |  |  | CFE |  |  |  |  | OpenStreetMap | {"type":"Feature","properties":{},"geometry":{"type":"LineString","coordinates":[[-99.01444,23.71769],[-99.01574,23.7177],[-99.01724,23.71772],[-99.01859,23.71775],[-99.02004,23.71777],[-99.02145,23.71779],[-99.02292,23.71782],[-99.02419,23.71782],[-99.02536,23.71784],[-99.02681,23.71786],[-99.02799,23.71788],[-99.02928,23.71791],[-99.03081,23.71793],[-99.03205,23.71796],[-99.03323,23.71796],[-99.03465,23.71799],[-99.03598,23.71801],[-99.03737,23.71802],[-99.03859,23.71804],[-99.03989,23.71807],[-99.04115,23.71809],[-99.04241,23.71812],[-99.04393,23.71812],[-99.04486,23.71815],[-99.04612,23.71805],[-99.04658,23.71818],[-99.04787,23.7182],[-99.04924,23.71823],[-99.05056,23.71825],[-99.05168,23.71827],[-99.05295,23.71829],[-99.05438,23.7183],[-99.0556,23.71832],[-99.05691,23.71834],[-99.05823,23.71836],[-99.0594,23.71838],[-99.0606,23.71839],[-99.06187,23.71841],[-99.06315,23.71843],[-99.06442,23.71846],[-99.0657,23.71848],[-99.06711,23.71851],[-99.06838,23.71853],[-99.06954,23.71855],[-99.07081,23.71858],[-99.07209,23.71859],[-99.07334,23.7186],[-99.07462,23.71862],[-99.0759,23.71864],[-99.07717,23.71866],[-99.07856,23.71868],[-99.07981,23.71871],[-99.08126,23.71874],[-99.08224,23.71875],[-99.08361,23.71875]]}}
Línea 115.0 kV | LineString | 115.0 kV | 1 |  |  | CFE |  |  |  |  | OpenStreetMap | {"type":"Feature","properties":{},"geometry":{"type":"LineString","coordinates":[[-98.97209,23.71706],[-98.9733,23.71706],[-98.97472,23.71704],[-98.97616,23.71708],[-98.97752,23.71709],[-98.97893,23.71711],[-98.98033,23.71714],[-98.98171,23.71714],[-98.98309,23.71718],[-98.98446,23.71718],[-98.98584,23.7172],[-98.98719,23.71722],[-98.98857,23.71725],[-98.99003,23.71726],[-98.99116,23.71727],[-98.99209,23.71724],[-98.99305,23.71732],[-98.99428,23.71729],[-98.99594,23.71731],[-98.99706,23.7174],[-98.99751,23.71741],[-98.99845,23.71741],[-98.99974,23.71744],[-99.00087,23.71746],[-99.00205,23.71748],[-99.00347,23.7175],[-99.00491,23.71753],[-99.00641,23.71755],[-99.00784,23.71757],[-99.00927,23.7176],[-99.01081,23.71762],[-99.01209,23.71764],[-99.01318,23.71767]]}}
Línea 115.0 kV | LineString | 115.0 kV | 1 |  |  | CFE |  |  |  |  | OpenStreetMap | {"type":"Feature","properties":{},"geometry":{"type":"LineString","coordinates":[[-99.08376,23.72261],[-99.08333,23.72301],[-99.0816,23.72276],[-99.07949,23.72245],[-99.07711,23.72241],[-99.0747,23.72238],[-99.07238,23.72235],[-99.06999,23.72231],[-99.06765,23.72228],[-99.06526,23.72226],[-99.06292,23.72221],[-99.06056,23.72218],[-99.05833,23.72215],[-99.05583,23.72211],[-99.05349,23.72208],[-99.05108,23.72204],[-99.04873,23.72201],[-99.04637,23.72198],[-99.04402,23.72193],[-99.04165,23.7219],[-99.0393,23.72187],[-99.03694,23.72184],[-99.03458,23.72181],[-99.03221,23.72177],[-99.02986,23.72174],[-99.02757,23.72172],[-99.02514,23.72167],[-99.02279,23.72163],[-99.02041,23.72159],[-99.01806,23.72157],[-99.0157,23.72153],[-99.01334,23.72149],[-99.01099,23.72146],[-99.00863,23.7214],[-99.00617,23.72138],[-99.00388,23.72135],[-99.00154,23.72133],[-98.99949,23.7213],[-98.9992,23.7213],[-98.99648,23.72126],[-98.99446,23.72121],[-98.9921,23.72117],[-98.98974,23.72115],[-98.98739,23.72111],[-98.98503,23.72107],[-98.98269,23.72104],[-98.98032,23.72101],[-98.97798,23.72098],[-98.97644,23.72233],[-98.97491,23.72369],[-98.97337,23.72504],[-98.97183,23.72643],[-98.96962,23.7264],[-98.96736,23.72636],[-98.96515,23.72631],[-98.96293,23.72629],[-98.9607,23.72624],[-98.95846,23.72621],[-98.95623,23.72617],[-98.95469,23.72468],[-98.95314,23.72319],[-98.95161,23.72171],[-98.95009,23.72025],[-98.94856,23.71876],[-98.94703,23.7173],[-98.94496,23.71726],[-98.9429,23.71721],[-98.94085,23.71719],[-98.9388,23.71715],[-98.93759,23.71712],[-98.93674,23.71711],[-98.9347,23.71708],[-98.93265,23.71703],[-98.9306,23.717],[-98.92854,23.71695],[-98.92641,23.71691],[-98.92443,23.71687],[-98.9224,23.71685],[-98.91981,23.71678],[-98.91737,23.71677],[-98.91489,23.71674],[-98.91257,23.71671],[-98.91016,23.71668],[-98.90779,23.71666],[-98.89359,23.71649],[-98.89122,23.71645],[-98.88881,23.71641],[-98.88641,23.71638],[-98.8792,23.71627],[-98.87701,23.71625],[-98.87437,23.71621],[-98.87183,23.71617],[-98.87057,23.71615],[-98.86966,23.71612],[-98.8676,23.7161],[-98.86535,23.71607],[-98.86268,23.71604],[-98.86113,23.71603],[-98.85862,23.716],[-98.85633,23.71597],[-98.85397,23.71593],[-98.85168,23.7159],[-98.84937,23.71588],[-98.84703,23.71583],[-98.84458,23.7158],[-98.84213,23.71577],[-98.8398,23.71574],[-98.83767,23.7157],[-98.8356,23.71568],[-98.83355,23.71563],[-98.83152,23.71562],[-98.82947,23.71561],[-98.8272,23.71555],[-98.82483,23.71551],[-98.8225,23.71548],[-98.82015,23.71544],[-98.81787,23.71546],[-98.81561,23.71542],[-98.81388,23.71539],[-98.81173,23.71535],[-98.80944,23.71531],[-98.80747,23.71528],[-98.80536,23.71527],[-98.80324,23.71527],[-98.80092,23.71562],[-98.7986,23.71602],[-98.79627,23.71642],[-98.79397,23.71683],[-98.79176,23.71722],[-98.78961,23.71756],[-98.78736,23.71795],[-98.7851,23.71836],[-98.78297,23.71875],[-98.78085,23.71909],[-98.77858,23.7195],[-98.77631,23.71991],[-98.77404,23.72029],[-98.77175,23.72068],[-98.76949,23.72108],[-98.76723,23.72146],[-98.76495,23.72185],[-98.7627,23.72223],[-98.76044,23.72262],[-98.75811,23.72302],[-98.7559,23.7234],[-98.75364,23.72379],[-98.75124,23.7242],[-98.7491,23.72458],[-98.74687,23.72496],[-98.74522,23.72374],[-98.74362,23.72253],[-98.74239,23.72165],[-98.74115,23.72069],[-98.74032,23.72008],[-98.73815,23.71958],[-98.73616,23.71912],[-98.73409,23.71864],[-98.73178,23.71811],[-98.7313,23.718],[-98.73123,23.71826]]}}
Línea 115.0 kV | LineString | 115.0 kV | 1 |  |  | CFE |  |  |  |  | OpenStreetMap | {"type":"Feature","properties":{},"geometry":{"type":"LineString","coordinates":[[-98.86815,23.78683],[-98.8682,23.78664],[-98.86857,23.78571],[-98.8689,23.78481],[-98.86921,23.78399],[-98.87016,23.78351],[-98.87078,23.78318],[-98.87166,23.78272],[-98.87272,23.78219],[-98.87388,23.78159],[-98.87505,23.78098],[-98.87624,23.78039],[-98.87738,23.77981],[-98.87859,23.77919],[-98.8796,23.77867],[-98.88072,23.77813],[-98.8815,23.77771],[-98.88245,23.77723],[-98.88371,23.77657],[-98.88443,23.77545],[-98.88516,23.77429],[-98.88591,23.7732],[-98.88662,23.77207],[-98.88735,23.77096],[-98.88806,23.76983],[-98.88878,23.76872],[-98.8895,23.76762],[-98.89058,23.76672],[-98.89166,23.76582],[-98.89273,23.76492],[-98.89381,23.76403],[-98.89489,23.76313],[-98.89596,23.76223],[-98.89704,23.76133],[-98.89812,23.76044],[-98.89919,23.75955],[-98.90026,23.75865],[-98.90133,23.75776],[-98.90239,23.75686],[-98.90348,23.75598],[-98.9046,23.75507],[-98.90676,23.75404],[-98.90801,23.75302],[-98.90908,23.75213],[-98.91013,23.75126],[-98.91118,23.75038],[-98.91223,23.74949],[-98.91328,23.74861],[-98.91431,23.74774],[-98.91529,23.74693],[-98.91644,23.74597],[-98.9175,23.74509],[-98.91849,23.74424],[-98.91949,23.74339],[-98.92044,23.74257],[-98.92141,23.74172],[-98.92241,23.74086],[-98.92336,23.74005],[-98.92431,23.73923],[-98.92531,23.73837],[-98.92608,23.73771],[-98.92723,23.7369],[-98.92804,23.7362],[-98.92895,23.73543],[-98.92996,23.73459],[-98.93097,23.73374],[-98.93198,23.73289],[-98.933,23.73203],[-98.934,23.73119],[-98.93504,23.73031],[-98.93607,23.72945],[-98.93699,23.72869],[-98.93812,23.72774],[-98.93912,23.72689],[-98.93987,23.72626],[-98.94095,23.72536],[-98.94196,23.7245],[-98.94238,23.72416],[-98.94336,23.72323],[-98.94441,23.72236],[-98.94547,23.72149],[-98.94652,23.7206],[-98.94738,23.71987],[-98.94771,23.71952],[-98.94826,23.71881],[-98.94908,23.71771],[-98.9498,23.71676],[-98.9512,23.71678],[-98.9523,23.71679],[-98.95356,23.7168],[-98.95462,23.71684]]}}
Línea 115.0 kV | LineString | 115.0 kV | 1 |  |  | CFE |  |  |  |  | OpenStreetMap | {"type":"Feature","properties":{},"geometry":{"type":"LineString","coordinates":[[-98.50371,24.21894],[-98.50403,24.21915],[-98.50363,24.21995],[-98.50208,24.22307],[-98.50061,24.22603],[-98.49917,24.22899],[-98.49791,24.23154],[-98.49645,24.23449],[-98.49503,24.23737],[-98.49375,24.24001],[-98.49236,24.24287],[-98.49078,24.24602],[-98.4893,24.24905],[-98.48793,24.2519],[-98.48649,24.25469],[-98.48504,24.25763],[-98.48386,24.26009],[-98.48237,24.26306],[-98.48105,24.26575],[-98.47969,24.2685],[-98.47806,24.27179],[-98.47692,24.27411],[-98.47575,24.27648],[-98.47466,24.27872],[-98.47335,24.28137],[-98.47199,24.2841],[-98.47036,24.28742],[-98.46894,24.29027],[-98.46752,24.29316],[-98.46606,24.29612],[-98.46461,24.29908],[-98.46313,24.30206],[-98.46178,24.30484],[-98.46045,24.30748],[-98.45913,24.3102],[-98.45773,24.31307],[-98.45628,24.31594],[-98.45491,24.31883],[-98.4534,24.32179],[-98.45194,24.32476],[-98.4504,24.32789],[-98.44877,24.33118],[-98.44714,24.33446],[-98.44565,24.33749],[-98.44366,24.34009],[-98.44163,24.34273],[-98.43956,24.34539],[-98.43774,24.34774],[-98.43568,24.35039],[-98.43369,24.35297],[-98.43164,24.35561],[-98.42963,24.35819],[-98.42758,24.36085],[-98.42566,24.36336],[-98.42365,24.36593],[-98.42142,24.3688],[-98.41965,24.37109],[-98.41766,24.37366],[-98.41566,24.37625],[-98.41367,24.37882],[-98.41163,24.38147],[-98.40957,24.38413],[-98.40753,24.38677],[-98.4055,24.3894],[-98.40367,24.39176],[-98.40165,24.39441],[-98.39965,24.39699],[-98.39754,24.39972],[-98.39559,24.40222],[-98.394,24.40427],[-98.39194,24.40692],[-98.38971,24.4098],[-98.38759,24.41252],[-98.38547,24.41525],[-98.38349,24.41781],[-98.38136,24.42053],[-98.37936,24.42312],[-98.3772,24.4259],[-98.37531,24.42834],[-98.37319,24.43106],[-98.3712,24.43363],[-98.3693,24.43607],[-98.36714,24.43886],[-98.36496,24.44165],[-98.36308,24.44408],[-98.36096,24.44681],[-98.35879,24.44962],[-98.3565,24.45258],[-98.35536,24.456],[-98.35445,24.45877],[-98.35323,24.46248],[-98.35216,24.46578],[-98.35085,24.46965],[-98.34996,24.47234],[-98.34894,24.47534],[-98.34811,24.47795],[-98.34723,24.48065],[-98.34628,24.4835],[-98.34551,24.48581],[-98.34459,24.48857],[-98.3436,24.49159],[-98.34269,24.49438],[-98.34168,24.4974],[-98.34075,24.50025],[-98.33967,24.50354],[-98.33853,24.507],[-98.33749,24.51009],[-98.33651,24.51314],[-98.33561,24.5158],[-98.33455,24.51911],[-98.33354,24.52213],[-98.3325,24.52522],[-98.33158,24.52809],[-98.33061,24.53104],[-98.32953,24.53432],[-98.32856,24.53725],[-98.32756,24.54028],[-98.32652,24.5435],[-98.32556,24.54633],[-98.32462,24.54919],[-98.3236,24.5523],[-98.32257,24.5554],[-98.32162,24.55836],[-98.32055,24.56155],[-98.3195,24.56465],[-98.31852,24.56768],[-98.31755,24.57063],[-98.31648,24.5738],[-98.3156,24.57649],[-98.31457,24.57961],[-98.31354,24.58271],[-98.31253,24.58584],[-98.31158,24.58869],[-98.31053,24.59178],[-98.30937,24.59534],[-98.30852,24.59794],[-98.30762,24.60071],[-98.30651,24.60408],[-98.30553,24.607],[-98.30469,24.60951],[-98.30372,24.61243],[-98.30276,24.6154],[-98.30177,24.61843],[-98.30073,24.62154],[-98.2998,24.6244],[-98.29887,24.62715],[-98.2978,24.63045],[-98.29687,24.63321],[-98.29585,24.63632],[-98.2947,24.63978],[-98.29377,24.64265],[-98.29276,24.64566],[-98.2917,24.64897],[-98.2903,24.65308],[-98.28933,24.65602],[-98.28824,24.65931],[-98.28724,24.66233],[-98.28619,24.66554],[-98.28516,24.66864],[-98.28408,24.67193],[-98.28299,24.67523],[-98.28196,24.67835],[-98.28093,24.68145],[-98.2799,24.68456],[-98.27888,24.68767],[-98.27793,24.69051],[-98.27697,24.69346],[-98.27602,24.69632],[-98.27476,24.70013],[-98.27374,24.70324],[-98.27271,24.70636],[-98.27173,24.70926],[-98.27077,24.71223],[-98.26976,24.71524],[-98.26876,24.71827],[-98.26776,24.7213],[-98.26694,24.72383],[-98.26596,24.72674],[-98.26492,24.72985],[-98.2639,24.73295],[-98.26294,24.73579],[-98.26194,24.73885],[-98.25963,24.74128],[-98.25726,24.74372],[-98.25491,24.74617],[-98.25256,24.74861],[-98.25027,24.75096],[-98.24799,24.75334],[-98.24576,24.75567],[-98.2434,24.75812],[-98.24095,24.76067],[-98.23846,24.76325],[-98.23624,24.76556],[-98.23397,24.76795],[-98.23192,24.77004],[-98.22964,24.77238],[-98.22762,24.7745],[-98.22552,24.77666],[-98.22318,24.77911],[-98.22079,24.78153],[-98.21879,24.78364],[-98.21651,24.78602],[-98.21437,24.78825],[-98.2114,24.78934],[-98.2084,24.79046],[-98.20489,24.79173],[-98.20106,24.79316],[-98.19749,24.7945],[-98.19401,24.79578],[-98.19076,24.79695],[-98.18693,24.79839],[-98.1827,24.79992],[-98.17969,24.80106],[-98.17664,24.80216],[-98.17316,24.80345],[-98.16987,24.80467],[-98.1663,24.80599],[-98.16344,24.80703],[-98.16013,24.80825],[-98.15694,24.80944],[-98.15317,24.81081],[-98.15042,24.81184],[-98.14683,24.81318],[-98.14478,24.81568],[-98.14277,24.81815],[-98.14056,24.82092],[-98.1382,24.82381],[-98.13544,24.82723],[-98.13379,24.82926],[-98.13199,24.83152],[-98.12964,24.83442],[-98.12751,24.83704],[-98.12524,24.83985],[-98.12573,24.84337],[-98.12617,24.84651],[-98.12652,24.84909],[-98.12694,24.85206],[-98.12738,24.85528],[-98.12789,24.85904],[-98.13024,24.86084],[-98.1325,24.86256],[-98.13511,24.86456],[-98.13736,24.86629],[-98.13784,24.86645]]}}
Línea 115.0 kV | LineString | 115.0 kV | 1 |  |  | CFE |  |  |  |  | OpenStreetMap | {"type":"Feature","properties":{},"geometry":{"type":"LineString","coordinates":[[-99.04196,23.86732],[-99.04198,23.86776],[-99.04233,23.87049],[-99.04297,23.8739],[-99.04353,23.87711],[-99.04413,23.88032],[-99.04478,23.88387],[-99.04527,23.88657],[-99.04388,23.88833],[-99.04235,23.89029],[-99.04186,23.89316],[-99.04139,23.89634],[-99.04084,23.89974],[-99.04034,23.90311],[-99.03991,23.90572],[-99.03943,23.90884],[-99.03791,23.91093],[-99.03614,23.91336],[-99.03615,23.91619],[-99.03616,23.91896],[-99.03619,23.92176],[-99.03619,23.9246],[-99.03641,23.92798],[-99.03594,23.93085],[-99.03544,23.93397],[-99.03495,23.93711],[-99.03447,23.94015],[-99.03396,23.94337],[-99.03344,23.94659],[-99.03295,23.94971],[-99.03245,23.95283],[-99.03192,23.95621],[-99.03143,23.95934],[-99.03087,23.963],[-99.02841,23.96459],[-99.02545,23.96652],[-99.02264,23.96836],[-99.01943,23.97045],[-99.01562,23.97292],[-99.01337,23.97439],[-99.01073,23.9761],[-99.00769,23.97808],[-99.00465,23.98007],[-99.00175,23.98195],[-98.99887,23.98382],[-98.99592,23.98572],[-98.99303,23.98763],[-98.99006,23.98955],[-98.98663,23.99179],[-98.98334,23.99394],[-98.98048,23.99579],[-98.97759,23.99767],[-98.9747,23.99955],[-98.97188,24.00138],[-98.96899,24.00327],[-98.96618,24.00509],[-98.96345,24.00687],[-98.96068,24.00868],[-98.9571,24.01102],[-98.95323,24.01353],[-98.94955,24.01592],[-98.9468,24.01772],[-98.94395,24.01957],[-98.94254,24.02179],[-98.94106,24.02414],[-98.93952,24.02658],[-98.93802,24.02898],[-98.93666,24.03117],[-98.93494,24.03392],[-98.93317,24.03668],[-98.93138,24.03953],[-98.92949,24.04252],[-98.92793,24.045],[-98.92644,24.04733],[-98.92415,24.05099],[-98.92223,24.05406],[-98.92083,24.05628],[-98.91929,24.05875],[-98.91749,24.06152],[-98.91572,24.06435],[-98.91395,24.06718],[-98.91221,24.06991],[-98.91044,24.07272],[-98.90867,24.07555],[-98.90678,24.07853],[-98.90487,24.08156],[-98.90339,24.08393],[-98.9015,24.08682],[-98.90021,24.08891],[-98.89845,24.09171],[-98.89677,24.09436],[-98.89499,24.09717],[-98.89326,24.09993],[-98.89153,24.10265],[-98.8899,24.10524],[-98.88833,24.1077],[-98.88684,24.11008],[-98.88503,24.11294],[-98.88321,24.11582],[-98.88112,24.11914],[-98.87757,24.11942],[-98.87399,24.11973],[-98.87054,24.12003],[-98.8671,24.12035],[-98.86328,24.12064],[-98.85954,24.12096],[-98.85564,24.1213],[-98.85201,24.12161],[-98.848,24.12195],[-98.84529,24.12218],[-98.84115,24.12255],[-98.83785,24.12282],[-98.83474,24.12309],[-98.83181,24.12334],[-98.82889,24.1236],[-98.82577,24.12385],[-98.82342,24.12405],[-98.82117,24.12425],[-98.81796,24.12453],[-98.81473,24.1252],[-98.81155,24.12586],[-98.80914,24.12637],[-98.80541,24.12716],[-98.80203,24.12786],[-98.79871,24.12857],[-98.79566,24.1292],[-98.79255,24.12985],[-98.7889,24.13062],[-98.78604,24.13122],[-98.78269,24.13192],[-98.77971,24.13254],[-98.77645,24.13323],[-98.77358,24.13383],[-98.77131,24.1343],[-98.76838,24.1326],[-98.76561,24.13099],[-98.76264,24.12926],[-98.76013,24.12782],[-98.75756,24.12632],[-98.75499,24.12483],[-98.75198,24.1231],[-98.74897,24.12139],[-98.74599,24.11963],[-98.74318,24.11799],[-98.74116,24.11684],[-98.73818,24.1151],[-98.73494,24.11321],[-98.73202,24.11154],[-98.72943,24.11005],[-98.72691,24.10971],[-98.72333,24.10923],[-98.71892,24.10864],[-98.7155,24.10818],[-98.7122,24.10775],[-98.70928,24.10736],[-98.70589,24.1069],[-98.702,24.10637],[-98.69858,24.10593],[-98.69594,24.10557],[-98.69303,24.10523],[-98.68943,24.10474],[-98.68593,24.1043],[-98.68233,24.1038],[-98.67853,24.10328],[-98.67541,24.10288],[-98.67191,24.10241],[-98.6684,24.10193],[-98.66626,24.10164],[-98.66081,24.1009],[-98.65877,24.10065],[-98.65564,24.10142],[-98.65224,24.10223],[-98.64862,24.10314],[-98.64558,24.1039],[-98.64245,24.10465],[-98.63911,24.10547],[-98.63563,24.10632],[-98.63285,24.107],[-98.62962,24.10777],[-98.62542,24.10881],[-98.62196,24.10966],[-98.61926,24.11107],[-98.6161,24.11274],[-98.61328,24.1142],[-98.61036,24.11571],[-98.60695,24.1175],[-98.60405,24.119],[-98.60089,24.12068],[-98.59815,24.122],[-98.59511,24.12357],[-98.59215,24.1251],[-98.58876,24.12688],[-98.58636,24.12896],[-98.58372,24.1312],[-98.58111,24.13343],[-98.57885,24.1354],[-98.57638,24.13749],[-98.57425,24.13932],[-98.57194,24.14131],[-98.5692,24.14367],[-98.56659,24.14589],[-98.56406,24.14808],[-98.56129,24.15044],[-98.55885,24.15253],[-98.55627,24.15473],[-98.55336,24.15726],[-98.55109,24.1592],[-98.54864,24.16129],[-98.5462,24.16339],[-98.54344,24.16579],[-98.54059,24.16819],[-98.53801,24.17041],[-98.53572,24.17238],[-98.53314,24.1746],[-98.53067,24.17669],[-98.52778,24.17917],[-98.52519,24.1814],[-98.52288,24.18337],[-98.52074,24.18522],[-98.51929,24.18818],[-98.51786,24.19105],[-98.51637,24.19401],[-98.515,24.19689],[-98.51351,24.19986],[-98.51206,24.20281],[-98.51059,24.20578],[-98.50926,24.20858],[-98.50784,24.21144],[-98.5063,24.21454],[-98.50496,24.21723],[-98.50406,24.21909],[-98.50377,24.21887]]}}
Línea 115.0 kV | LineString | 115.0 kV | 2 |  |  | CFE |  |  |  |  | OpenStreetMap | {"type":"Feature","properties":{},"geometry":{"type":"LineString","coordinates":[[-98.85408,23.80232],[-98.85544,23.80374],[-98.85702,23.80534],[-98.85826,23.8067],[-98.86074,23.80928],[-98.86306,23.8117],[-98.86443,23.81315],[-98.86656,23.81538],[-98.86854,23.81744],[-98.87061,23.81959],[-98.87268,23.82176],[-98.87473,23.8239],[-98.87668,23.82595],[-98.87858,23.82794],[-98.88054,23.82998],[-98.88248,23.832],[-98.88444,23.83404],[-98.88638,23.83608],[-98.88833,23.83811],[-98.89027,23.84013],[-98.89243,23.84238],[-98.89529,23.84175],[-98.8982,23.84107],[-98.90022,23.84315],[-98.9022,23.8452],[-98.90418,23.84723],[-98.90617,23.84927],[-98.9081,23.85124],[-98.91013,23.85328],[-98.91209,23.85528],[-98.9141,23.85733],[-98.91606,23.85936],[-98.91812,23.86146],[-98.92018,23.86356],[-98.9221,23.86551],[-98.92422,23.86766],[-98.9262,23.86971],[-98.9282,23.87173],[-98.93022,23.87378],[-98.93223,23.87584],[-98.93415,23.8778],[-98.93615,23.87984],[-98.93812,23.88184],[-98.94007,23.88383],[-98.94204,23.88583],[-98.94465,23.88522],[-98.94736,23.88458],[-98.95025,23.8839],[-98.95311,23.88324],[-98.95597,23.88255],[-98.95864,23.88193],[-98.95988,23.88114],[-98.96169,23.88304],[-98.96342,23.88476],[-98.96523,23.88656],[-98.9671,23.88843],[-98.9691,23.89045],[-98.97109,23.89242],[-98.97293,23.89424],[-98.97498,23.89308],[-98.97731,23.89175],[-98.97941,23.89056],[-98.98141,23.88961],[-98.98346,23.88861],[-98.98607,23.88697],[-98.98875,23.8853],[-98.99118,23.88381],[-98.99355,23.88241],[-98.99582,23.88098],[-98.99816,23.87954],[-99.00051,23.87788],[-99.00284,23.87622],[-99.00519,23.87455],[-99.00757,23.87285],[-99.0099,23.87118],[-99.01226,23.86951],[-99.0146,23.86783],[-99.01693,23.86618],[-99.01923,23.86453],[-99.02049,23.86364],[-99.021,23.86417],[-99.02182,23.865],[-99.02266,23.86585],[-99.02349,23.86669],[-99.02432,23.86753],[-99.02514,23.86837],[-99.02597,23.86922],[-99.0268,23.87006],[-99.02764,23.8709],[-99.02846,23.87175],[-99.02929,23.87259],[-99.03012,23.87344],[-99.03095,23.87427],[-99.03178,23.87511],[-99.03261,23.87596],[-99.03345,23.87679],[-99.03426,23.87764],[-99.03498,23.87837],[-99.03528,23.87805],[-99.03578,23.87733],[-99.03628,23.87661],[-99.03681,23.87586],[-99.03731,23.87511],[-99.0378,23.87442],[-99.03832,23.87367],[-99.03888,23.87286],[-99.03939,23.87213],[-99.03987,23.87142]]}}
Línea 115.0 kV | LineString | 115.0 kV | 1 |  |  | CFE |  |  |  |  | OpenStreetMap | {"type":"Feature","properties":{},"geometry":{"type":"LineString","coordinates":[[-98.85372,23.80208],[-98.85408,23.80232]]}}
Línea 115.0 kV | LineString | 115.0 kV | 1 |  |  | CFE |  |  |  |  | OpenStreetMap | {"type":"Feature","properties":{},"geometry":{"type":"LineString","coordinates":[[-98.82415,23.73602],[-98.8237,23.73638],[-98.82337,23.73662],[-98.8231,23.73912],[-98.82281,23.74178],[-98.82251,23.7446],[-98.82223,23.7472],[-98.82193,23.74998],[-98.82162,23.75273],[-98.82136,23.75521],[-98.82107,23.75793],[-98.82073,23.76098],[-98.82042,23.76386],[-98.82014,23.76659],[-98.81993,23.76847],[-98.82157,23.77014],[-98.82393,23.77253],[-98.82514,23.77376],[-98.82713,23.77578],[-98.82858,23.77638],[-98.8289,23.77758],[-98.83034,23.77904],[-98.83218,23.78068],[-98.83377,23.78208],[-98.83551,23.78362],[-98.83738,23.78528],[-98.83926,23.78694],[-98.84108,23.78884],[-98.843,23.79085],[-98.84501,23.79294],[-98.84701,23.79503],[-98.849,23.79711],[-98.851,23.79919],[-98.85276,23.80102],[-98.85321,23.80204],[-98.85352,23.80234],[-98.85408,23.80232]]}}
Línea 115.0 kV | LineString | 115.0 kV | 1 |  |  | CFE |  |  |  |  | OpenStreetMap | {"type":"Feature","properties":{},"geometry":{"type":"LineString","coordinates":[[-99.11347,24.08389],[-99.11414,24.08548],[-99.11539,24.08814],[-99.11689,24.09008],[-99.11886,24.09248],[-99.12066,24.09471],[-99.12257,24.09707],[-99.12547,24.09782],[-99.12873,24.09865],[-99.13196,24.09948],[-99.13516,24.10029],[-99.13812,24.10103],[-99.14142,24.10188],[-99.14468,24.1027],[-99.1478,24.10353],[-99.15113,24.10438],[-99.15416,24.10515],[-99.1574,24.10596],[-99.16064,24.10678],[-99.1638,24.10758],[-99.16699,24.10839],[-99.17034,24.10923],[-99.17347,24.11003],[-99.17639,24.11077],[-99.1797,24.11161],[-99.18304,24.11245],[-99.18637,24.1133],[-99.18948,24.11408],[-99.19229,24.1148],[-99.19574,24.11567],[-99.19859,24.11639],[-99.20147,24.11707],[-99.20444,24.11783],[-99.20763,24.11863],[-99.21018,24.11928],[-99.21324,24.12007],[-99.21625,24.12081],[-99.21931,24.12158],[-99.22266,24.12244],[-99.22579,24.12323],[-99.22907,24.12406],[-99.23226,24.12487],[-99.23539,24.12565],[-99.23832,24.12639],[-99.241,24.12708],[-99.24423,24.12791],[-99.24751,24.12873],[-99.25068,24.12953],[-99.25389,24.13034],[-99.25666,24.13106],[-99.2599,24.13187],[-99.26283,24.13262],[-99.26474,24.1348],[-99.26565,24.13585],[-99.26683,24.1372],[-99.26872,24.13935],[-99.27064,24.14155],[-99.2726,24.14379],[-99.27494,24.14649],[-99.277,24.14885],[-99.27913,24.15129],[-99.28118,24.15364],[-99.28304,24.15576],[-99.28491,24.15789],[-99.28686,24.16014],[-99.28899,24.16257],[-99.29115,24.16505],[-99.29318,24.16736],[-99.29501,24.16947],[-99.29715,24.17191],[-99.29948,24.17457],[-99.30145,24.17682],[-99.30353,24.1792],[-99.30633,24.18065],[-99.30909,24.18208],[-99.31186,24.18352],[-99.31506,24.18518],[-99.31702,24.18617],[-99.32012,24.18737],[-99.32381,24.18878],[-99.3268,24.18991],[-99.33003,24.19114],[-99.33292,24.19224],[-99.33577,24.19366],[-99.3387,24.1951],[-99.34122,24.19638],[-99.34396,24.19775],[-99.3466,24.19906],[-99.34951,24.19962],[-99.35205,24.20007],[-99.35476,24.20053],[-99.35787,24.2011],[-99.36098,24.20166],[-99.36366,24.20214],[-99.36658,24.20268],[-99.36973,24.20325],[-99.37252,24.20375],[-99.37559,24.2043],[-99.37872,24.20487],[-99.38184,24.20753],[-99.38452,24.20981],[-99.38682,24.21176],[-99.38948,24.21401],[-99.39198,24.21614],[-99.39443,24.21822],[-99.3969,24.22032],[-99.39948,24.22251],[-99.40193,24.22459],[-99.40434,24.22663],[-99.4068,24.22872],[-99.40928,24.23083],[-99.4121,24.23322],[-99.41388,24.23602],[-99.41569,24.23889],[-99.4174,24.2416],[-99.41914,24.24436],[-99.42085,24.24709],[-99.42232,24.24938],[-99.42383,24.25178],[-99.42554,24.2545],[-99.42726,24.25721],[-99.42891,24.25983],[-99.43061,24.26253],[-99.43223,24.26509],[-99.43392,24.26775],[-99.43551,24.27027],[-99.43713,24.27283],[-99.43897,24.27574],[-99.4407,24.27847],[-99.44232,24.28102],[-99.44396,24.2836],[-99.44565,24.2863],[-99.44743,24.28913],[-99.44916,24.29099],[-99.45095,24.2929],[-99.45381,24.29599],[-99.45611,24.29846],[-99.45839,24.30091],[-99.46043,24.30309],[-99.46263,24.30544],[-99.46489,24.30788],[-99.46708,24.31022],[-99.46931,24.3126],[-99.47099,24.31442],[-99.47351,24.3171],[-99.47592,24.3197],[-99.47818,24.32211],[-99.48027,24.32434],[-99.4824,24.32664],[-99.4846,24.32899],[-99.48684,24.33139],[-99.48896,24.33363],[-99.4913,24.33615],[-99.49362,24.33865],[-99.49578,24.34096],[-99.4979,24.34323],[-99.50024,24.34572],[-99.50241,24.34805],[-99.50449,24.35027],[-99.50657,24.3525],[-99.50628,24.35593],[-99.50601,24.35921],[-99.50576,24.3619],[-99.50551,24.36488],[-99.50524,24.36798],[-99.50494,24.37134],[-99.50471,24.37409],[-99.50437,24.3776],[-99.50411,24.38112],[-99.50372,24.38502],[-99.50324,24.39019],[-99.50297,24.39324],[-99.50268,24.39653],[-99.50244,24.39915],[-99.50217,24.40227],[-99.50187,24.4054],[-99.50161,24.40844],[-99.50134,24.41141],[-99.50105,24.4147],[-99.50078,24.41763],[-99.50057,24.42005],[-99.50031,24.42302],[-99.5,24.42633],[-99.49977,24.42886],[-99.4995,24.43186],[-99.49908,24.43521],[-99.49871,24.43809],[-99.49831,24.4412],[-99.49791,24.44431],[-99.49754,24.44717],[-99.49718,24.44994],[-99.49673,24.45343],[-99.49645,24.45564],[-99.4961,24.45827],[-99.49571,24.46138],[-99.4975,24.46384],[-99.49946,24.46659],[-99.50128,24.46909],[-99.50321,24.47183],[-99.50494,24.47423],[-99.50683,24.47688],[-99.50857,24.47926],[-99.51073,24.48227],[-99.51232,24.48451],[-99.51398,24.4868],[-99.51553,24.48898],[-99.51745,24.49166],[-99.51924,24.49415],[-99.52109,24.49672],[-99.52288,24.49923],[-99.52476,24.50183],[-99.52613,24.50369],[-99.52818,24.50654],[-99.53015,24.5093],[-99.53241,24.51245],[-99.53415,24.51487],[-99.53616,24.51766],[-99.53811,24.52039],[-99.5401,24.52317],[-99.54249,24.5265],[-99.54415,24.52882],[-99.54584,24.53118],[-99.54758,24.53358],[-99.54927,24.53594],[-99.55117,24.53861],[-99.55241,24.54146],[-99.55386,24.5448],[-99.5551,24.54765],[-99.55644,24.55073],[-99.55484,24.5529],[-99.55265,24.55589],[-99.5507,24.55849],[-99.54888,24.56098],[-99.54696,24.5636],[-99.54526,24.56592],[-99.54363,24.56816],[-99.54026,24.57262],[-99.5382,24.5754],[-99.535,24.57969],[-99.53427,24.5843],[-99.53409,24.58784],[-99.53389,24.59208],[-99.53375,24.59478],[-99.53472,24.59768],[-99.53562,24.60028],[-99.53648,24.60281],[-99.53731,24.60522],[-99.53825,24.60801],[-99.53926,24.61095],[-99.5392,24.61337],[-99.5391,24.61646],[-99.53901,24.61942],[-99.53892,24.62214],[-99.53877,24.62639],[-99.53873,24.62914],[-99.53865,24.6317],[-99.53859,24.63431],[-99.53852,24.63713],[-99.5384,24.64067],[-99.53833,24.64344],[-99.53823,24.64642],[-99.53817,24.64959],[-99.53805,24.65267],[-99.53798,24.65591],[-99.53787,24.65865],[-99.53784,24.66164],[-99.53775,24.66443],[-99.53766,24.66752],[-99.53758,24.67069],[-99.53747,24.67372],[-99.53741,24.67645],[-99.53728,24.68],[-99.53722,24.68278],[-99.53714,24.6859],[-99.53705,24.68883],[-99.53696,24.69176],[-99.53688,24.69508],[-99.53677,24.69834],[-99.53667,24.70138],[-99.53658,24.70452],[-99.5365,24.70743],[-99.53643,24.71013],[-99.53631,24.71345],[-99.53626,24.71619],[-99.53614,24.71966],[-99.5361,24.72242],[-99.53598,24.72532],[-99.53649,24.72809],[-99.53701,24.73091],[-99.53759,24.73413],[-99.53827,24.7379],[-99.53909,24.7424],[-99.53962,24.74524],[-99.54025,24.74877],[-99.54075,24.75146],[-99.54132,24.75461],[-99.54188,24.75768],[-99.54246,24.76085],[-99.54301,24.76393],[-99.54337,24.76589],[-99.54369,24.76764],[-99.54425,24.77062],[-99.5448,24.77371],[-99.54534,24.77666],[-99.5459,24.77965],[-99.54648,24.78281],[-99.547,24.78574],[-99.54758,24.78893],[-99.54811,24.79185],[-99.54864,24.79476],[-99.5492,24.7978],[-99.54977,24.80087],[-99.55026,24.80367],[-99.55082,24.80665],[-99.55141,24.80987],[-99.55194,24.81273],[-99.55248,24.81566],[-99.55315,24.81891],[-99.55413,24.82065],[-99.55542,24.82321],[-99.55683,24.82589],[-99.55807,24.82829],[-99.55937,24.83083],[-99.56079,24.83359],[-99.56303,24.838],[-99.56528,24.84116],[-99.56631,24.84258],[-99.56934,24.84331],[-99.57289,24.84421],[-99.57374,24.84445]]}}
Línea 115.0 kV | LineString | 115.0 kV | 2 |  |  | CFE |  |  |  |  | OpenStreetMap | {"type":"Feature","properties":{},"geometry":{"type":"LineString","coordinates":[[-99.11347,24.08389],[-99.11436,24.08381],[-99.11541,24.08369],[-99.11639,24.08363],[-99.11736,24.08358],[-99.11835,24.08351],[-99.11934,24.08346],[-99.12032,24.0834],[-99.12131,24.08333],[-99.1223,24.08328],[-99.1223,24.08346]]}}
Línea 115.0 kV | LineString | 115.0 kV | 1 |  |  | CFE |  |  |  |  | OpenStreetMap | {"type":"Feature","properties":{},"geometry":{"type":"LineString","coordinates":[[-99.11351,23.90767],[-99.11342,23.90782],[-99.1116,23.9097],[-99.10957,23.91182],[-99.10721,23.91427],[-99.10659,23.91768],[-99.10599,23.92093],[-99.10542,23.92401],[-99.1048,23.9273],[-99.10423,23.93039],[-99.10364,23.93355],[-99.10309,23.93657],[-99.10256,23.93958],[-99.10194,23.94286],[-99.10155,23.94577],[-99.10109,23.94921],[-99.1007,23.95204],[-99.10027,23.95523],[-99.09982,23.95862],[-99.10033,23.96112],[-99.10082,23.96355],[-99.10139,23.96631],[-99.10193,23.96906],[-99.10264,23.97249],[-99.10322,23.97545],[-99.10383,23.97841],[-99.1046,23.98225],[-99.10519,23.98514],[-99.10585,23.98841],[-99.10639,23.99105],[-99.10697,23.99394],[-99.10753,23.99676],[-99.10807,23.99938],[-99.10873,24.00257],[-99.10932,24.00554],[-99.10917,24.00848],[-99.10903,24.01113],[-99.1089,24.0137],[-99.10873,24.01724],[-99.10858,24.01998],[-99.10845,24.02243],[-99.10833,24.02502],[-99.10814,24.02851],[-99.10798,24.03166],[-99.10782,24.03472],[-99.10765,24.03774],[-99.10752,24.04069],[-99.10734,24.04373],[-99.1072,24.04681],[-99.10704,24.04986],[-99.10689,24.05281],[-99.10675,24.05541],[-99.10659,24.05849],[-99.10644,24.06152],[-99.10629,24.06451],[-99.10614,24.06747],[-99.10753,24.07057],[-99.10869,24.07323],[-99.10995,24.07605],[-99.11122,24.0789],[-99.11288,24.08255],[-99.11347,24.08389]]}}
Línea 115.0 kV | LineString | 115.0 kV | 1 |  |  | CFE |  |  |  |  | OpenStreetMap | {"type":"Feature","properties":{},"geometry":{"type":"LineString","coordinates":[[-99.11447,23.86408],[-99.11461,23.86722],[-99.11477,23.87039],[-99.11489,23.87345],[-99.11502,23.87649],[-99.11518,23.87964],[-99.1153,23.88284],[-99.1155,23.886],[-99.11563,23.88917],[-99.11574,23.89234],[-99.11587,23.89546],[-99.116,23.89852],[-99.11611,23.90171],[-99.11622,23.90487],[-99.11512,23.90601],[-99.11364,23.9076],[-99.11354,23.9076]]}}
Línea 115.0 kV | LineString | 115.0 kV | 1 |  |  | CFE |  |  |  |  | OpenStreetMap | {"type":"Feature","properties":{},"geometry":{"type":"LineString","coordinates":[[-99.57374,24.84445],[-99.57417,24.84462],[-99.5748,24.8456],[-99.57553,24.84673],[-99.57629,24.84791],[-99.57708,24.84913],[-99.57788,24.85036],[-99.57868,24.8516],[-99.57943,24.85276],[-99.58012,24.85382],[-99.58081,24.8549],[-99.58165,24.85621],[-99.58239,24.85736],[-99.58321,24.85861],[-99.5838,24.85951],[-99.58424,24.86095],[-99.58476,24.86269],[-99.58501,24.86349],[-99.58533,24.86447],[-99.58512,24.86461],[-99.58634,24.86525],[-99.58772,24.86597],[-99.59176,24.86807],[-99.59568,24.8701],[-99.59735,24.871],[-99.59985,24.87253],[-99.60094,24.87281],[-99.60298,24.87333],[-99.60652,24.87427],[-99.61014,24.87523],[-99.6245,24.87901],[-99.63507,24.88176],[-99.64019,24.8831],[-99.64192,24.88358],[-99.64365,24.88407],[-99.64535,24.88447],[-99.64705,24.88492],[-99.64877,24.88538],[-99.65045,24.88579],[-99.65218,24.88624],[-99.65549,24.88712],[-99.65883,24.88798],[-99.66043,24.88842],[-99.66689,24.89013],[-99.66851,24.89055],[-99.67017,24.89096],[-99.67233,24.8934],[-99.67344,24.89457],[-99.69514,24.91893],[-99.69858,24.92277],[-99.69976,24.92409],[-99.70103,24.9255],[-99.70233,24.92695],[-99.70344,24.92822],[-99.70463,24.92954],[-99.70587,24.93093],[-99.707,24.93221],[-99.70859,24.934],[-99.70951,24.93528],[-99.72102,24.95144],[-99.72991,24.96393],[-99.73501,24.9711],[-99.73739,24.97442],[-99.73847,24.97596],[-99.73954,24.97747],[-99.74339,24.98343],[-99.75005,24.99115],[-99.75445,24.99576],[-99.75575,24.99709],[-99.7582,24.99959],[-99.75918,25.00064],[-99.76034,25.00183],[-99.76155,25.00309],[-99.76208,25.00437],[-99.76265,25.00579],[-99.7632,25.00716],[-99.76584,25.01384],[-99.76654,25.01558],[-99.76719,25.0172],[-99.76784,25.01882],[-99.76843,25.02043],[-99.76933,25.02266],[-99.76995,25.02421],[-99.77053,25.02565],[-99.77136,25.02764],[-99.77207,25.02947],[-99.77272,25.03104],[-99.77339,25.03277],[-99.77418,25.03476],[-99.77487,25.03646],[-99.77567,25.03846],[-99.77639,25.04027],[-99.77696,25.0417],[-99.77761,25.04333],[-99.77834,25.04514],[-99.77894,25.04666],[-99.77952,25.04813],[-99.78016,25.04973],[-99.78092,25.05163],[-99.78159,25.05329],[-99.78224,25.05493],[-99.78293,25.05663],[-99.78353,25.05815],[-99.78416,25.05975],[-99.78482,25.06137],[-99.78547,25.06303],[-99.78614,25.06478],[-99.78683,25.06613],[-99.78756,25.06761],[-99.78835,25.06922],[-99.78923,25.07104],[-99.79008,25.07277],[-99.79078,25.07423],[-99.79151,25.07572],[-99.79236,25.07748],[-99.79319,25.07916],[-99.79389,25.08063],[-99.79452,25.08191],[-99.79539,25.08371],[-99.79613,25.0852],[-99.79682,25.08662],[-99.79755,25.08813],[-99.79803,25.08912],[-99.79882,25.09074],[-99.79954,25.0922],[-99.80029,25.09374],[-99.80111,25.09542],[-99.80183,25.0969],[-99.80265,25.09859],[-99.80337,25.10006],[-99.80435,25.10206],[-99.8051,25.10361],[-99.80578,25.10501],[-99.80659,25.10667],[-99.80744,25.10841],[-99.80817,25.10992],[-99.80883,25.11128],[-99.80947,25.11259],[-99.80954,25.11442],[-99.80961,25.11628],[-99.80968,25.11814],[-99.80973,25.11962],[-99.8098,25.12107],[-99.80988,25.1227],[-99.80994,25.1245],[-99.81002,25.12633],[-99.81009,25.12792],[-99.81018,25.13041],[-99.81024,25.13212],[-99.81042,25.13643],[-99.81184,25.14178],[-99.81222,25.1432],[-99.81249,25.14429],[-99.8128,25.14542],[-99.8137,25.14883],[-99.8163,25.15229],[-99.81738,25.15373],[-99.81872,25.1555],[-99.81967,25.15677],[-99.82079,25.15827],[-99.82188,25.15971],[-99.82308,25.1613],[-99.82432,25.16294],[-99.82639,25.16571],[-99.8286,25.16865],[-99.82956,25.16993],[-99.83014,25.17069],[-99.83079,25.17153]]}}
Línea 115.0 kV | LineString | 115.0 kV | 1 |  |  | CFE |  |  |  |  | OpenStreetMap | {"type":"Feature","properties":{},"geometry":{"type":"LineString","coordinates":[[-100.49523,24.98181],[-100.49462,24.98111],[-100.49362,24.98012],[-100.49219,24.97871],[-100.49076,24.97731],[-100.48931,24.97589],[-100.48786,24.97446],[-100.48644,24.97307],[-100.48506,24.97171],[-100.48366,24.97034],[-100.48228,24.96897],[-100.48085,24.96756],[-100.47939,24.96615],[-100.47798,24.96475],[-100.47655,24.96335],[-100.47519,24.96202],[-100.47377,24.96061],[-100.47235,24.95922],[-100.47111,24.958],[-100.46966,24.95658],[-100.4681,24.95504],[-100.46649,24.95346],[-100.46519,24.95218],[-100.46389,24.95112],[-100.46238,24.94977],[-100.4607,24.94835],[-100.45899,24.9469],[-100.45767,24.94577],[-100.45623,24.94455],[-100.45478,24.94332],[-100.45334,24.94211],[-100.45186,24.94086],[-100.45035,24.93957],[-100.44877,24.93822],[-100.44725,24.93694],[-100.44569,24.93563],[-100.44427,24.93441],[-100.44278,24.93315],[-100.44134,24.93192],[-100.43981,24.93062],[-100.43824,24.9293],[-100.43671,24.928],[-100.43518,24.9267],[-100.43374,24.92547],[-100.43223,24.9242],[-100.43072,24.92291],[-100.42924,24.92167],[-100.42777,24.92041],[-100.42626,24.91911],[-100.42476,24.91786],[-100.42333,24.91664],[-100.42176,24.91532],[-100.4203,24.91407],[-100.4188,24.9128],[-100.41739,24.9116],[-100.41578,24.91024],[-100.41426,24.90896],[-100.4127,24.9077],[-100.41109,24.90627],[-100.40948,24.90493],[-100.40801,24.90366],[-100.40635,24.90225],[-100.40472,24.90087],[-100.40317,24.89955],[-100.4016,24.89823],[-100.40015,24.897],[-100.39896,24.89553],[-100.3978,24.89407],[-100.39667,24.89269],[-100.3955,24.89122],[-100.39421,24.88963],[-100.39286,24.88797],[-100.39185,24.88669],[-100.39043,24.88496],[-100.38917,24.88336],[-100.38792,24.88183],[-100.38652,24.88009],[-100.38528,24.87855],[-100.38377,24.87668],[-100.3823,24.87486],[-100.38084,24.87304],[-100.38001,24.87203],[-100.37888,24.87062],[-100.37774,24.8692],[-100.3767,24.86788],[-100.37564,24.86655],[-100.37449,24.86507],[-100.37332,24.86354],[-100.3723,24.86217],[-100.37104,24.86048],[-100.37002,24.85915],[-100.36874,24.85744],[-100.36763,24.85596],[-100.36645,24.8544],[-100.3651,24.85263],[-100.36383,24.85091],[-100.3625,24.84916],[-100.36121,24.84745],[-100.36005,24.84589],[-100.35875,24.8442],[-100.35753,24.84258],[-100.35664,24.84144],[-100.3552,24.83952],[-100.35406,24.838],[-100.35301,24.83659],[-100.35179,24.83498],[-100.35081,24.83366],[-100.34983,24.8324],[-100.34888,24.83113],[-100.34772,24.82958],[-100.3467,24.82821],[-100.34571,24.82691],[-100.34471,24.82562],[-100.34394,24.82458],[-100.34302,24.82334],[-100.34234,24.82245],[-100.34163,24.82151],[-100.34039,24.81999],[-100.33918,24.81852],[-100.33843,24.81763],[-100.33761,24.81666],[-100.33695,24.81584],[-100.33647,24.81526],[-100.33524,24.81377],[-100.33443,24.8128],[-100.3335,24.81168],[-100.33248,24.81044],[-100.33121,24.80893],[-100.32997,24.8074],[-100.3287,24.80589],[-100.32747,24.80439],[-100.32622,24.80288],[-100.32499,24.80139],[-100.32378,24.79996],[-100.32259,24.79851],[-100.32149,24.7972],[-100.32121,24.7955],[-100.3209,24.79361],[-100.32069,24.79167],[-100.32029,24.79007],[-100.31994,24.78816],[-100.31961,24.78633],[-100.31928,24.78436],[-100.31894,24.78252],[-100.31863,24.78067],[-100.3183,24.77879],[-100.31799,24.77696],[-100.31767,24.77514],[-100.31734,24.77328],[-100.31701,24.77139],[-100.31667,24.76944],[-100.31636,24.76769],[-100.31606,24.7659],[-100.31573,24.7642],[-100.31542,24.76227],[-100.31508,24.76036],[-100.31477,24.75854],[-100.3144,24.75647],[-100.31409,24.75472],[-100.31379,24.75293],[-100.31348,24.75107],[-100.31315,24.74923],[-100.31281,24.74741],[-100.31249,24.74556],[-100.31215,24.74365],[-100.31185,24.74176],[-100.31152,24.73994],[-100.31121,24.73807],[-100.31086,24.73623],[-100.31053,24.73434],[-100.31023,24.73248],[-100.30987,24.73058],[-100.30956,24.72875],[-100.30924,24.72691],[-100.30892,24.72502],[-100.30859,24.72313],[-100.30826,24.72127],[-100.30793,24.71939],[-100.30759,24.71753],[-100.30725,24.71564],[-100.30694,24.71377],[-100.30661,24.71199],[-100.30629,24.71014],[-100.30597,24.70825],[-100.30554,24.70568],[-100.30532,24.70441],[-100.30499,24.70261],[-100.30467,24.70076],[-100.30433,24.69888],[-100.30402,24.69699],[-100.30369,24.69509],[-100.3034,24.69348],[-100.30309,24.69172],[-100.30273,24.6897],[-100.30241,24.68784],[-100.30214,24.68625],[-100.30187,24.68463],[-100.3016,24.68302],[-100.30107,24.67979],[-100.30088,24.67858],[-100.30084,24.67834]]}}
Línea 115.0 kV | LineString | 115.0 kV | 1 |  |  | CFE |  |  |  |  | OpenStreetMap | {"type":"Feature","properties":{},"geometry":{"type":"LineString","coordinates":[[-100.47301,24.99791],[-100.4734,24.99759],[-100.47376,24.99733],[-100.47451,24.99678],[-100.47526,24.99622],[-100.47603,24.99566],[-100.47676,24.99512],[-100.47755,24.99453],[-100.47827,24.994],[-100.47866,24.99371],[-100.47926,24.99323],[-100.47994,24.9927],[-100.48061,24.99217],[-100.48128,24.99163],[-100.48195,24.99111],[-100.48263,24.99057],[-100.48378,24.98969],[-100.48428,24.98933],[-100.48496,24.98881],[-100.48568,24.98827],[-100.48644,24.98771],[-100.48718,24.98715],[-100.48788,24.98664],[-100.48869,24.98604],[-100.48929,24.9856],[-100.49004,24.98505],[-100.49079,24.98448],[-100.49153,24.98394],[-100.49213,24.9835],[-100.49264,24.98363],[-100.49318,24.98377],[-100.49333,24.98361]]}}
Línea 115.0 kV | LineString | 115.0 kV | 1 |  |  | CFE |  |  |  |  | OpenStreetMap | {"type":"Feature","properties":{},"geometry":{"type":"LineString","coordinates":[[-100.60685,25.06707],[-100.60637,25.06759],[-100.60531,25.06649],[-100.60391,25.06506],[-100.60241,25.06351],[-100.60104,25.0621],[-100.59972,25.06074],[-100.59846,25.05944],[-100.59718,25.05814],[-100.59584,25.05676],[-100.5943,25.05567],[-100.59271,25.05453],[-100.59099,25.05331],[-100.58937,25.05216],[-100.58753,25.05086],[-100.58571,25.04955],[-100.58376,25.04818],[-100.58169,25.0467],[-100.58008,25.04556],[-100.57892,25.04473],[-100.57722,25.04352],[-100.57575,25.04247],[-100.57419,25.04136],[-100.57266,25.04028],[-100.57103,25.03912],[-100.56928,25.03788],[-100.56772,25.03676],[-100.56587,25.03545],[-100.56441,25.03441],[-100.56287,25.03331],[-100.56126,25.03217],[-100.55966,25.03103],[-100.55783,25.02974],[-100.5564,25.02867],[-100.55511,25.02771],[-100.55344,25.02648],[-100.55182,25.02528],[-100.5504,25.02422],[-100.5489,25.02311],[-100.54723,25.02186],[-100.54566,25.02071],[-100.54403,25.0195],[-100.54248,25.01834],[-100.54085,25.01714],[-100.53926,25.01597],[-100.53764,25.01477],[-100.53621,25.01371],[-100.53451,25.01245],[-100.5329,25.01125],[-100.53133,25.0101],[-100.52997,25.00909],[-100.52842,25.00794],[-100.52681,25.00675],[-100.52522,25.00556],[-100.52359,25.00436],[-100.52198,25.00317],[-100.52035,25.00196],[-100.51867,25.00071],[-100.51716,24.9996],[-100.51554,24.99838],[-100.51399,24.99724],[-100.51246,24.99613],[-100.5109,24.99496],[-100.50937,24.99381],[-100.50783,24.99268],[-100.50622,24.9915],[-100.5047,24.99035],[-100.50335,24.98935],[-100.50195,24.98834],[-100.50064,24.98704],[-100.4992,24.98561],[-100.49777,24.98421],[-100.49617,24.98263],[-100.49523,24.98181]]}}
Línea 115.0 kV | LineString | 115.0 kV | 2 |  |  | CFE |  |  |  |  | OpenStreetMap | {"type":"Feature","properties":{},"geometry":{"type":"LineString","coordinates":[[-100.49363,24.98307],[-100.49379,24.98298],[-100.49462,24.98235],[-100.49523,24.98181]]}}
Línea 115.0 kV | LineString | 115.0 kV | 1 |  |  | CFE |  |  |  |  | OpenStreetMap | {"type":"Feature","properties":{},"geometry":{"type":"LineString","coordinates":[[-100.64595,23.66643],[-100.64638,23.66636],[-100.64786,23.6661],[-100.64935,23.66584],[-100.65074,23.66559],[-100.65142,23.66374],[-100.6521,23.66195],[-100.65284,23.66007],[-100.65358,23.65822],[-100.65426,23.65629],[-100.65496,23.65444],[-100.65566,23.65259],[-100.65634,23.65077],[-100.65707,23.6489],[-100.65779,23.64701],[-100.65854,23.64504],[-100.65924,23.64316],[-100.6599,23.64143],[-100.66054,23.63978],[-100.66116,23.63803],[-100.66186,23.63621],[-100.6626,23.63431],[-100.66327,23.63259],[-100.66393,23.63079],[-100.66454,23.62917],[-100.66521,23.62741],[-100.66587,23.62573],[-100.66653,23.62399],[-100.6672,23.62221],[-100.66794,23.62025],[-100.66869,23.61825],[-100.66933,23.61658],[-100.66997,23.61492],[-100.67073,23.61302],[-100.67136,23.61134],[-100.67212,23.60938],[-100.67282,23.60758],[-100.67352,23.60581],[-100.67422,23.60391],[-100.67491,23.60208],[-100.67558,23.60038],[-100.67637,23.59835],[-100.67702,23.59666],[-100.67774,23.5948],[-100.67977,23.58952],[-100.68126,23.58568],[-100.68188,23.58409],[-100.68255,23.58235],[-100.6831,23.58089],[-100.68379,23.57915],[-100.68455,23.5774],[-100.6944,23.55143],[-100.69734,23.54389],[-100.69802,23.54207],[-100.69875,23.54022],[-100.69944,23.53839],[-100.70013,23.53656],[-100.70085,23.53473],[-100.70159,23.53278],[-100.70231,23.53094],[-100.70295,23.52922],[-100.70361,23.52753],[-100.70427,23.52581],[-100.70502,23.52392],[-100.70558,23.52243],[-100.70625,23.52066],[-100.70685,23.51902],[-100.70751,23.51727],[-100.70821,23.51548],[-100.70889,23.51371],[-100.70959,23.51187],[-100.71028,23.51005],[-100.71097,23.50825],[-100.71163,23.50647],[-100.71235,23.50463],[-100.71305,23.50281],[-100.71375,23.50099],[-100.71674,23.49317],[-100.71745,23.49132],[-100.71818,23.48944],[-100.71958,23.48575],[-100.72029,23.48384],[-100.72103,23.48199],[-100.72242,23.4783],[-100.72313,23.47649],[-100.7238,23.47469],[-100.72453,23.47287],[-100.72594,23.46917],[-100.7274,23.46536],[-100.72876,23.46187],[-100.72937,23.4602],[-100.73009,23.4583],[-100.73079,23.45651],[-100.73156,23.4545],[-100.73223,23.45276],[-100.73298,23.45076],[-100.73369,23.44893],[-100.73442,23.44699],[-100.73513,23.44517],[-100.73577,23.44346],[-100.73652,23.44159],[-100.73723,23.43967],[-100.73795,23.43777],[-100.73871,23.4358],[-100.73943,23.43397],[-100.74014,23.43212],[-100.74384,23.4241],[-100.7451,23.42204],[-100.74601,23.42052],[-100.74698,23.41891],[-100.74806,23.41743],[-100.74932,23.41568],[-100.75052,23.41404],[-100.75154,23.41262],[-100.7527,23.41108],[-100.75381,23.40956],[-100.75497,23.40799],[-100.75606,23.40649],[-100.75718,23.40496],[-100.75831,23.40342],[-100.75945,23.40182],[-100.76064,23.40023],[-100.76177,23.3987],[-100.76323,23.3967],[-100.76411,23.39549],[-100.76538,23.39372],[-100.76662,23.39208],[-100.76793,23.39025],[-100.7688,23.38908],[-100.76964,23.38798],[-100.77077,23.38641],[-100.77201,23.38471],[-100.77329,23.38294],[-100.7745,23.38133],[-100.7756,23.37982],[-100.77681,23.3782],[-100.77783,23.37677],[-100.78015,23.37358],[-100.78132,23.37199],[-100.78246,23.37045],[-100.78362,23.36885],[-100.78477,23.36724],[-100.78594,23.36568],[-100.78708,23.36412],[-100.78821,23.3626],[-100.78937,23.36101],[-100.79045,23.35952],[-100.7916,23.35795],[-100.79281,23.35628],[-100.79396,23.35469],[-100.79518,23.35303],[-100.79638,23.3514],[-100.79754,23.34981],[-100.79871,23.34821],[-100.79992,23.34659],[-100.80106,23.34499],[-100.80228,23.34336],[-100.80342,23.34179],[-100.80455,23.34024],[-100.80572,23.33864],[-100.80689,23.33707],[-100.80808,23.33542],[-100.8093,23.33379],[-100.81048,23.33217],[-100.81162,23.33057],[-100.81293,23.3288],[-100.8155,23.32525],[-100.82117,23.31755],[-100.82228,23.31604],[-100.82472,23.31267],[-100.82597,23.31094],[-100.82714,23.30934],[-100.8283,23.30776],[-100.82945,23.30617],[-100.83057,23.30465],[-100.83182,23.30294],[-100.83541,23.29804],[-100.83782,23.29472],[-100.83903,23.29309],[-100.84032,23.29126],[-100.84147,23.28973],[-100.84269,23.28808],[-100.844,23.28626],[-100.8451,23.28474],[-100.84618,23.28328],[-100.84734,23.28167],[-100.84861,23.27996],[-100.84993,23.27816],[-100.85152,23.27599],[-100.85211,23.27513],[-100.85393,23.27396],[-100.85579,23.27275],[-100.85776,23.27146],[-100.85937,23.27043],[-100.86102,23.26935],[-100.87203,23.26219],[-100.87692,23.259],[-100.87943,23.25735],[-100.88021,23.25687],[-100.88095,23.25639],[-100.88284,23.25516],[-100.88623,23.25295],[-100.88796,23.25182],[-100.88954,23.25079],[-100.89107,23.24979],[-100.89257,23.24882],[-100.89445,23.24758],[-100.89652,23.24625],[-100.89831,23.24509],[-100.90018,23.24389],[-100.90183,23.24279],[-100.90354,23.24169],[-100.90526,23.24058],[-100.907,23.23944],[-100.90874,23.2383],[-100.91053,23.23715],[-100.9181,23.2322],[-100.91967,23.23118],[-100.92116,23.2302],[-100.92278,23.22915],[-100.92448,23.22804],[-100.9262,23.22692],[-100.92789,23.22584],[-100.92961,23.2247],[-100.9314,23.22353],[-100.93318,23.22236],[-100.93491,23.22126],[-100.93663,23.22013],[-100.93848,23.21893],[-100.94027,23.21777],[-100.94209,23.21658],[-100.94388,23.21541],[-100.94553,23.21433],[-100.94725,23.21321],[-100.94889,23.21214],[-100.95065,23.21099],[-100.95228,23.20993],[-100.95399,23.20881],[-100.95568,23.20771],[-100.95752,23.20652],[-100.95926,23.20539],[-100.96085,23.20434],[-100.96252,23.20325],[-100.96422,23.20215],[-100.96594,23.20103],[-100.96762,23.19993],[-100.9693,23.19883],[-100.97097,23.19776],[-100.97275,23.19658],[-100.97446,23.19547],[-100.97613,23.19438],[-100.97778,23.19331],[-100.97946,23.19221],[-100.98126,23.19103],[-100.98305,23.18987],[-100.98442,23.18897],[-100.98612,23.18786],[-100.98783,23.18675],[-100.98947,23.18569],[-100.99078,23.18481],[-100.99242,23.18365],[-100.99409,23.18256],[-100.99574,23.18142],[-100.99736,23.18034],[-101.00561,23.17475],[-101.01377,23.16924],[-101.01543,23.16811],[-101.01641,23.16812],[-101.01846,23.16679],[-101.02012,23.1657],[-101.02172,23.16465],[-101.0234,23.16356],[-101.02505,23.16249],[-101.02879,23.16005],[-101.03141,23.15834],[-101.03312,23.15722],[-101.03748,23.15439],[-101.03962,23.153],[-101.04282,23.1509],[-101.04414,23.15004],[-101.04573,23.149],[-101.04738,23.14793],[-101.04903,23.14686],[-101.0507,23.14576],[-101.05241,23.14464],[-101.05403,23.14359],[-101.05569,23.1425],[-101.05927,23.14017],[-101.06418,23.13697],[-101.06847,23.13418],[-101.06929,23.13365],[-101.07099,23.13251],[-101.07286,23.1313],[-101.07456,23.13019],[-101.07773,23.12813],[-101.07931,23.12708],[-101.08043,23.1269],[-101.0825,23.12654],[-101.08628,23.12591],[-101.0986,23.12377],[-101.10379,23.1229],[-101.10593,23.12252],[-101.10805,23.12213],[-101.10959,23.12189],[-101.11078,23.12168],[-101.11055,23.12112]]}}
Línea 115.0 kV | LineString | 115.0 kV | 1 |  |  | CFE |  |  |  |  | OpenStreetMap | {"type":"Feature","properties":{},"geometry":{"type":"LineString","coordinates":[[-100.64611,23.66654],[-100.64606,23.66632],[-100.64592,23.66632]]}}
Línea 115.0 kV | LineString | 115.0 kV | 1 |  |  | CFE |  |  |  |  | OpenStreetMap | {"type":"Feature","properties":{},"geometry":{"type":"LineString","coordinates":[[-100.64597,23.66654],[-100.64611,23.66654]]}}
Línea 115.0 kV | LineString | 115.0 kV | 1 |  |  | CFE |  |  |  |  | OpenStreetMap | {"type":"Feature","properties":{},"geometry":{"type":"LineString","coordinates":[[-100.66688,23.6666],[-100.66734,23.6659],[-100.66862,23.66439],[-100.66817,23.66213],[-100.66763,23.65949],[-100.66707,23.65686],[-100.66698,23.6544],[-100.66684,23.65217],[-100.66685,23.64998],[-100.66678,23.64875],[-100.66672,23.64782],[-100.66715,23.64789]]}}
Línea 115.0 kV | LineString | 115.0 kV | 1 |  |  | CFE |  |  |  |  | OpenStreetMap | {"type":"Feature","properties":{},"geometry":{"type":"LineString","coordinates":[[-100.99009,22.32743],[-100.99065,22.32742]]}}
Línea 115.0 kV | LineString | 115.0 kV | 2 |  |  | CFE |  |  |  |  | OpenStreetMap | {"type":"Feature","properties":{},"geometry":{"type":"LineString","coordinates":[[-100.99065,22.32742],[-100.99212,22.32722],[-100.99304,22.32744]]}}
Línea 115.0 kV | LineString | 115.0 kV | 1 |  |  | CFE |  |  |  |  | OpenStreetMap | {"type":"Feature","properties":{},"geometry":{"type":"LineString","coordinates":[[-100.99011,22.32764],[-100.99065,22.32742]]}}
Línea 115.0 kV | LineString | 115.0 kV | 1 |  |  | CFE |  |  |  |  | OpenStreetMap | {"type":"Feature","properties":{},"geometry":{"type":"LineString","coordinates":[[-101.11061,23.12099],[-101.11064,23.12042],[-101.11179,23.12032],[-101.11345,23.1202],[-101.11491,23.12009],[-101.11647,23.11996],[-101.11803,23.11984],[-101.11985,23.11969],[-101.12111,23.12012],[-101.12281,23.12071],[-101.12451,23.12126],[-101.12621,23.12183],[-101.12781,23.12237],[-101.12946,23.12293],[-101.13112,23.12348],[-101.1328,23.12401],[-101.13457,23.12464],[-101.13626,23.1252],[-101.13779,23.12571],[-101.13966,23.12634],[-101.14141,23.12695],[-101.14312,23.1275],[-101.14485,23.12807],[-101.14651,23.12864],[-101.1482,23.1292],[-101.14983,23.12977],[-101.15092,23.13012],[-101.15385,23.13111],[-101.15651,23.13201],[-101.15754,23.13236],[-101.15827,23.13323],[-101.15932,23.13555],[-101.16028,23.13796]]}}
Línea 115.0 kV | LineString | 115.0 kV | 1 |  |  | CFE |  |  |  |  | OpenStreetMap | {"type":"Feature","properties":{},"geometry":{"type":"LineString","coordinates":[[-101.10366,23.09899],[-101.1038,23.09946],[-101.1032,23.09964],[-101.10312,23.09966]]}}
Línea 115.0 kV | LineString | 115.0 kV | 1 |  |  | CFE |  |  |  |  | OpenStreetMap | {"type":"Feature","properties":{},"geometry":{"type":"LineString","coordinates":[[-101.10382,23.09895],[-101.104,23.09955],[-101.10324,23.09976],[-101.10316,23.09978]]}}
Línea 115.0 kV | LineString | 115.0 kV | 1 |  |  | CFE |  |  |  |  | OpenStreetMap | {"type":"Feature","properties":{},"geometry":{"type":"LineString","coordinates":[[-101.10322,23.0997],[-101.10324,23.09976],[-101.10351,23.10063],[-101.10411,23.10255],[-101.10467,23.10436],[-101.10522,23.10615],[-101.10581,23.10805],[-101.10633,23.10969],[-101.1067,23.1109],[-101.10729,23.1124],[-101.10782,23.11377],[-101.10842,23.11524],[-101.10881,23.11626],[-101.10928,23.11749],[-101.10991,23.11909],[-101.11046,23.1205],[-101.11051,23.12103]]}}
Línea 115.0 kV | LineString | 115.0 kV | 1 |  |  | CFE |  |  |  |  | OpenStreetMap | {"type":"Feature","properties":{},"geometry":{"type":"LineString","coordinates":[[-101.10391,23.09893],[-101.10408,23.0994],[-101.10433,23.10044],[-101.10481,23.10238],[-101.10526,23.10422],[-101.10617,23.10794],[-101.10657,23.10957],[-101.10688,23.11084],[-101.10746,23.11234],[-101.108,23.11371],[-101.10855,23.11519],[-101.109,23.11632],[-101.10948,23.11751],[-101.11013,23.11902],[-101.11046,23.11976],[-101.11076,23.12049],[-101.11071,23.12095]]}}
Línea 115.0 kV | LineString | 115.0 kV | 1 |  |  | CFE |  |  |  |  | OpenStreetMap | {"type":"Feature","properties":{},"geometry":{"type":"LineString","coordinates":[[-100.54727,22.61307],[-100.54721,22.61299],[-100.5471,22.61285],[-100.547,22.61272],[-100.54628,22.61182],[-100.54565,22.611],[-100.54508,22.61026],[-100.54445,22.60946],[-100.54384,22.60866],[-100.54321,22.60785],[-100.54258,22.60705],[-100.54077,22.60473],[-100.53893,22.60236],[-100.53832,22.60157],[-100.53648,22.59921],[-100.53585,22.59841],[-100.5346,22.5968],[-100.53335,22.59524],[-100.53147,22.59283],[-100.5303,22.59127],[-100.52907,22.58976],[-100.52845,22.58896],[-100.52782,22.58814],[-100.52719,22.58734],[-100.52658,22.58653],[-100.52595,22.58573],[-100.5247,22.58413],[-100.52348,22.58259],[-100.52217,22.58091],[-100.52093,22.5793],[-100.51964,22.57764],[-100.51839,22.57602],[-100.51774,22.57519],[-100.51653,22.57364],[-100.51528,22.57203],[-100.51465,22.57122],[-100.51401,22.57041],[-100.51343,22.56963],[-100.51175,22.56753],[-100.51057,22.56599],[-100.50823,22.56511],[-100.50591,22.56429],[-100.50385,22.56354],[-100.50079,22.5624],[-100.49669,22.56092],[-100.49334,22.5597],[-100.48951,22.5583],[-100.48502,22.5566],[-100.4815,22.5553],[-100.47553,22.55313],[-100.47257,22.55205],[-100.47044,22.55127],[-100.467,22.54963],[-100.46423,22.54829],[-100.4619,22.5472],[-100.45911,22.54586],[-100.45688,22.54414],[-100.45425,22.54213],[-100.45021,22.53902],[-100.44653,22.5362],[-100.44422,22.53442],[-100.44153,22.53237],[-100.43837,22.52992],[-100.4358,22.52796],[-100.43312,22.52478],[-100.43034,22.52146],[-100.42931,22.52025],[-100.42758,22.51819],[-100.4255,22.51572],[-100.42337,22.51319],[-100.42128,22.51072],[-100.419,22.50799],[-100.41647,22.505],[-100.41398,22.50206],[-100.41122,22.49874],[-100.40894,22.49604],[-100.40702,22.49375],[-100.40437,22.49208],[-100.40129,22.49014],[-100.39829,22.48823],[-100.39526,22.48632],[-100.39221,22.48439],[-100.39131,22.48183],[-100.39034,22.47908],[-100.38922,22.47595],[-100.3884,22.47365],[-100.38552,22.4723],[-100.38191,22.47058],[-100.37885,22.47082],[-100.37867,22.47115]]}}
Línea 115.0 kV | LineString | 115.0 kV | 1 |  |  | CFE |  |  |  |  | OpenStreetMap | {"type":"Feature","properties":{},"geometry":{"type":"LineString","coordinates":[[-100.88045,22.65674],[-100.88013,22.65741],[-100.87829,22.65735],[-100.87642,22.65728],[-100.87466,22.65722],[-100.87291,22.65717],[-100.87117,22.65709],[-100.86943,22.65701],[-100.86766,22.65695],[-100.8659,22.65688],[-100.86414,22.65682],[-100.86237,22.65675],[-100.8606,22.65669],[-100.85885,22.65662],[-100.8571,22.65656],[-100.85532,22.65649],[-100.85359,22.65643],[-100.85215,22.65555],[-100.85083,22.65476],[-100.84945,22.65392],[-100.84782,22.65294],[-100.84591,22.65179],[-100.84503,22.65125],[-100.84327,22.65149],[-100.84162,22.65172],[-100.83979,22.65196],[-100.838,22.65219],[-100.83621,22.65243],[-100.83454,22.65264],[-100.83283,22.65288],[-100.83106,22.65309],[-100.82594,22.65378],[-100.8232,22.65419],[-100.81644,22.65502],[-100.8145,22.6546],[-100.81271,22.6542],[-100.80859,22.65329],[-100.80705,22.65295],[-100.80558,22.65264],[-100.80315,22.65209],[-100.79777,22.65137],[-100.79598,22.65113],[-100.79415,22.65087],[-100.79222,22.65061],[-100.79036,22.65036],[-100.78872,22.65015],[-100.78672,22.64987],[-100.7847,22.6496],[-100.78285,22.64937],[-100.78114,22.64913],[-100.77926,22.64886],[-100.77754,22.64862],[-100.77571,22.64838],[-100.77388,22.64813],[-100.77202,22.64787],[-100.77022,22.64763],[-100.76843,22.6474],[-100.76661,22.64714],[-100.76488,22.64691],[-100.75584,22.64955],[-100.75408,22.65008],[-100.75231,22.6506],[-100.75056,22.65111],[-100.74894,22.6516],[-100.74765,22.65064],[-100.74593,22.64937],[-100.74439,22.64822],[-100.74289,22.64711],[-100.74148,22.64606],[-100.73989,22.64487],[-100.73847,22.64384],[-100.73692,22.64266],[-100.73577,22.64181],[-100.73443,22.64081],[-100.73295,22.63972],[-100.73181,22.63886],[-100.7302,22.63766],[-100.7288,22.63662],[-100.72709,22.63536],[-100.72544,22.63412],[-100.72389,22.63297],[-100.72254,22.63197],[-100.72107,22.63087],[-100.71969,22.62985],[-100.71816,22.62871],[-100.71668,22.6276],[-100.71519,22.62649],[-100.71396,22.62557],[-100.7124,22.62441],[-100.7109,22.6233],[-100.70949,22.62225],[-100.70795,22.62109],[-100.7065,22.62001],[-100.70503,22.61892],[-100.7038,22.618],[-100.70245,22.617],[-100.70081,22.61577],[-100.69947,22.61477],[-100.698,22.61368],[-100.69653,22.61258],[-100.69523,22.6116],[-100.69375,22.61049],[-100.69247,22.60954],[-100.69108,22.6085],[-100.68968,22.60746],[-100.68817,22.60632],[-100.68657,22.60514],[-100.68524,22.60413],[-100.68364,22.60294],[-100.68217,22.60186],[-100.6807,22.60075],[-100.6793,22.59971],[-100.67779,22.59859],[-100.67637,22.59753],[-100.67492,22.59645],[-100.67346,22.59538],[-100.67208,22.59433],[-100.67064,22.59327],[-100.66923,22.59221],[-100.66779,22.59114],[-100.66642,22.59011],[-100.66496,22.58903],[-100.66359,22.58801],[-100.66216,22.58694],[-100.66082,22.58595],[-100.6596,22.58504],[-100.65777,22.58443],[-100.65591,22.5838],[-100.6542,22.58323],[-100.65253,22.58267],[-100.65082,22.58209],[-100.64906,22.58152],[-100.64731,22.58093],[-100.64564,22.58037],[-100.64379,22.57975],[-100.64209,22.57918],[-100.64037,22.5786],[-100.63858,22.578],[-100.63695,22.57747],[-100.63521,22.57688],[-100.63332,22.57626],[-100.63165,22.57569],[-100.63,22.57513],[-100.62833,22.57458],[-100.62662,22.57401],[-100.62475,22.57338],[-100.59885,22.58663],[-100.59724,22.58747],[-100.59238,22.58999],[-100.5916,22.5901],[-100.59056,22.59065],[-100.5895,22.59118],[-100.58925,22.59155],[-100.58762,22.59236],[-100.58605,22.59318],[-100.58441,22.59404],[-100.58284,22.59483],[-100.58119,22.59568],[-100.5796,22.5965],[-100.57796,22.59732],[-100.57625,22.59817],[-100.5746,22.59899],[-100.57298,22.59986],[-100.56801,22.60243],[-100.55026,22.61139],[-100.54876,22.6122],[-100.54721,22.61299],[-100.54462,22.61429],[-100.54296,22.61513],[-100.54133,22.61596],[-100.5397,22.6168],[-100.5379,22.61769],[-100.53726,22.61824],[-100.53662,22.6188],[-100.53532,22.61992],[-100.53139,22.62336],[-100.53006,22.6245],[-100.52742,22.62678],[-100.52481,22.62913],[-100.5243,22.63015],[-100.52371,22.63134],[-100.52299,22.63291],[-100.52225,22.63443],[-100.5211,22.63697],[-100.51963,22.63847],[-100.51859,22.63966],[-100.51763,22.6407],[-100.51636,22.64216],[-100.5148,22.64488],[-100.51397,22.6464],[-100.51311,22.64785],[-100.51226,22.64948],[-100.51139,22.65102],[-100.51079,22.65211],[-100.50978,22.65396],[-100.50912,22.65526],[-100.50815,22.66116],[-100.50783,22.66361],[-100.50758,22.66536],[-100.50732,22.66715],[-100.50709,22.66874],[-100.50684,22.67045],[-100.50653,22.6725],[-100.50629,22.67415],[-100.50608,22.67557],[-100.50637,22.67561]]}}
Línea 115.0 kV | LineString | 115.0 kV | 1 |  |  | CFE |  |  |  |  | OpenStreetMap | {"type":"Feature","properties":{},"geometry":{"type":"LineString","coordinates":[[-101.06713,22.7584],[-101.06707,22.75868],[-101.06493,22.75889],[-101.06295,22.75957],[-101.06094,22.7602],[-101.05898,22.76086],[-101.05299,22.76284],[-101.04899,22.76418],[-101.043,22.76612],[-101.04119,22.76674],[-101.02504,22.77207],[-101.02227,22.76556],[-101.0214,22.76349],[-101.01947,22.76344],[-101.00775,22.76315],[-100.9984,22.75771],[-100.99649,22.75656],[-100.99458,22.75546],[-100.99348,22.75483],[-100.99214,22.75405],[-100.99075,22.75322],[-100.98884,22.75207],[-100.98696,22.75098],[-100.98516,22.74995],[-100.98338,22.74889],[-100.98158,22.74785],[-100.97979,22.7468],[-100.97801,22.74573],[-100.9762,22.74469],[-100.97441,22.74364],[-100.97266,22.74258],[-100.97088,22.74153],[-100.96909,22.74048],[-100.96728,22.73942],[-100.96548,22.73839],[-100.96368,22.73732],[-100.96193,22.73629],[-100.9601,22.73522],[-100.95832,22.73418],[-100.95652,22.73312],[-100.95474,22.73208],[-100.95294,22.73104],[-100.95151,22.7302],[-100.94972,22.72914],[-100.94799,22.7281],[-100.94616,22.72705],[-100.9443,22.72594],[-100.94237,22.72482],[-100.94078,22.7239],[-100.93898,22.72284],[-100.93718,22.72179],[-100.93561,22.72035],[-100.93403,22.7189],[-100.93293,22.71724],[-100.93182,22.71555],[-100.93075,22.71393],[-100.92966,22.71226],[-100.92856,22.71059],[-100.92747,22.70893],[-100.9266,22.70761],[-100.92535,22.70572],[-100.9243,22.70412],[-100.92325,22.70251],[-100.92217,22.70086],[-100.92108,22.6992],[-100.91999,22.69754],[-100.91891,22.69589],[-100.91782,22.69424],[-100.91671,22.69257],[-100.91562,22.69089],[-100.91453,22.68924],[-100.91347,22.68763],[-100.91241,22.68601],[-100.9113,22.68431],[-100.91031,22.68279],[-100.90921,22.68113],[-100.9081,22.67946],[-100.90703,22.67781],[-100.90594,22.67614],[-100.90488,22.67453],[-100.9038,22.67291],[-100.90281,22.6714],[-100.90178,22.66982],[-100.90074,22.66828],[-100.89973,22.66674],[-100.89797,22.66584],[-100.89643,22.66504],[-100.89482,22.6642],[-100.89332,22.66344],[-100.89172,22.66252],[-100.88995,22.6615],[-100.88825,22.66053],[-100.88641,22.65947],[-100.88456,22.65842],[-100.88273,22.65738],[-100.88093,22.65641],[-100.8807,22.65675]]}}
Línea 115.0 kV | LineString | 115.0 kV | 1 |  |  | CFE |  |  |  |  | OpenStreetMap | {"type":"Feature","properties":{},"geometry":{"type":"LineString","coordinates":[[-100.86389,22.62239],[-100.86395,22.62261],[-100.86653,22.62181],[-100.86904,22.62106],[-100.87156,22.62033],[-100.8741,22.61957],[-100.87658,22.61876],[-100.87721,22.62087],[-100.87787,22.62302],[-100.87856,22.62527],[-100.87932,22.6266],[-100.88012,22.62895],[-100.88054,22.63111],[-100.88095,22.63301],[-100.8815,22.63507],[-100.88246,22.63714],[-100.88245,22.63914],[-100.88281,22.64069],[-100.8829,22.64316],[-100.88221,22.64577],[-100.88197,22.64843],[-100.8816,22.65052],[-100.88152,22.65237],[-100.88148,22.65396],[-100.88139,22.65565],[-100.88063,22.65639],[-100.88049,22.65666]]}}
Línea 115.0 kV | LineString | 115.0 kV | 1 |  |  | CFE |  |  |  |  | OpenStreetMap | {"type":"Feature","properties":{},"geometry":{"type":"LineString","coordinates":[[-101.06723,22.75836],[-101.06733,22.75927],[-101.06741,22.76081],[-101.06784,22.76459],[-101.06806,22.76657],[-101.06831,22.76857],[-101.06871,22.77242],[-101.06915,22.77638],[-101.06936,22.7783],[-101.06978,22.78226],[-101.07041,22.78812],[-101.07106,22.7941],[-101.07147,22.79793],[-101.0719,22.80192],[-101.07233,22.80592],[-101.07272,22.81006],[-101.07341,22.81604],[-101.07384,22.8201],[-101.07429,22.82422],[-101.07449,22.82618],[-101.07493,22.83017],[-101.07536,22.83439],[-101.07573,22.83785],[-101.07613,22.84164],[-101.07653,22.84579],[-101.07678,22.84765],[-101.07699,22.84961],[-101.07798,22.8578],[-101.08019,22.87969],[-101.08069,22.88439],[-101.08089,22.88632],[-101.08112,22.88843],[-101.08132,22.89026],[-101.08153,22.89221],[-101.08174,22.89412],[-101.08205,22.89708],[-101.08189,22.9131],[-101.0818,22.91864],[-101.08173,22.9243],[-101.08169,22.92808],[-101.08167,22.92943],[-101.08273,22.9388],[-101.08314,22.94243],[-101.08365,22.94637],[-101.08425,22.95201],[-101.08446,22.95395],[-101.0853,22.96116],[-101.08553,22.9631],[-101.08574,22.96501],[-101.08638,22.97059],[-101.0868,22.97424],[-101.08712,22.97767],[-101.08748,22.98105],[-101.08765,22.98293],[-101.08801,22.98685],[-101.08821,22.9889],[-101.08839,22.99083],[-101.08857,22.99271],[-101.08872,22.99449],[-101.08913,22.9982],[-101.08932,23.0001],[-101.08949,23.00201],[-101.09034,23.01116],[-101.09142,23.02313],[-101.09159,23.02501],[-101.09177,23.0269],[-101.09193,23.02878],[-101.09211,23.03064],[-101.09294,23.03969],[-101.0931,23.04153],[-101.09326,23.0433],[-101.09343,23.0451],[-101.09358,23.04681],[-101.09375,23.04867],[-101.09395,23.05082],[-101.09413,23.05281],[-101.09429,23.05448],[-101.09445,23.05628],[-101.09462,23.05823],[-101.0948,23.06019],[-101.09498,23.06221],[-101.09516,23.06416],[-101.09532,23.0659],[-101.0955,23.06792],[-101.09568,23.06985],[-101.09584,23.07161],[-101.09601,23.07348],[-101.0962,23.07557],[-101.09638,23.07777],[-101.09698,23.07961],[-101.09759,23.08158],[-101.09814,23.08335],[-101.09869,23.0851],[-101.09922,23.08683],[-101.09976,23.08857],[-101.10034,23.09044],[-101.10093,23.09233],[-101.10226,23.0966],[-101.1029,23.09866],[-101.1032,23.09964],[-101.10322,23.0997]]}}
Línea 115.0 kV | LineString | 115.0 kV | 2 |  |  | CFE |  |  |  |  | OpenStreetMap | {"type":"Feature","properties":{},"geometry":{"type":"LineString","coordinates":[[-101.04198,22.1711],[-101.04192,22.16911]]}}
Línea 115.0 kV | LineString | 115.0 kV | 1 |  |  | CFE |  |  |  |  | OpenStreetMap | {"type":"Feature","properties":{},"geometry":{"type":"LineString","coordinates":[[-101.04068,22.17317],[-101.0411,22.17198],[-101.04174,22.17148],[-101.04198,22.1711]]}}
Línea 115.0 kV | LineString | 115.0 kV | 1 |  |  | CFE |  |  |  |  | OpenStreetMap | {"type":"Feature","properties":{},"geometry":{"type":"LineString","coordinates":[[-101.04198,22.1711],[-101.04163,22.17139],[-101.04094,22.17188],[-101.04068,22.17317]]}}
Línea 115.0 kV | LineString | 115.0 kV | 2 |  |  | CFE |  |  |  |  | OpenStreetMap | {"type":"Feature","properties":{},"geometry":{"type":"LineString","coordinates":[[-101.04068,22.17317],[-101.03996,22.17582],[-101.03921,22.17857],[-101.03851,22.18109],[-101.03787,22.18341],[-101.03687,22.18703],[-101.03432,22.18843],[-101.03212,22.18956],[-101.02993,22.19079],[-101.02815,22.1923],[-101.02646,22.19375],[-101.02394,22.19427],[-101.02302,22.19444],[-101.02218,22.19519],[-101.02146,22.19583],[-101.02075,22.19644],[-101.01998,22.1971],[-101.01921,22.19777],[-101.01863,22.19777],[-101.0176,22.19707],[-101.01665,22.19643],[-101.0156,22.19571],[-101.01447,22.19494],[-101.01339,22.19419],[-101.01242,22.19354],[-101.01137,22.19281],[-101.01041,22.19214],[-101.00935,22.19142],[-101.0081,22.19056],[-101.00698,22.1898],[-101.00585,22.18902],[-101.00561,22.18934]]}}
Línea 115.0 kV | LineString | 115.0 kV | 1 |  |  | CFE |  |  |  |  | OpenStreetMap | {"type":"Feature","properties":{},"geometry":{"type":"LineString","coordinates":[[-101.00561,22.18934],[-101.0055,22.18949]]}}
Línea 115.0 kV | LineString | 115.0 kV | 1 |  |  | CFE |  |  |  |  | OpenStreetMap | {"type":"Feature","properties":{},"geometry":{"type":"LineString","coordinates":[[-101.0051,22.18991],[-101.00556,22.18958],[-101.00561,22.18934]]}}
Línea 115.0 kV | LineString | 115.0 kV | 1 |  |  | CFE |  |  |  |  | OpenStreetMap | {"type":"Feature","properties":{},"geometry":{"type":"LineString","coordinates":[[-101.0051,22.18991],[-101.00535,22.1895]]}}
Línea 115.0 kV | LineString | 115.0 kV | 4 |  |  | CFE |  |  |  |  | OpenStreetMap | {"type":"Feature","properties":{},"geometry":{"type":"LineString","coordinates":[[-100.92212,22.22904],[-100.9266,22.22981]]}}
Línea 115.0 kV | LineString | 115.0 kV | 2 |  |  | CFE |  |  |  |  | OpenStreetMap | {"type":"Feature","properties":{},"geometry":{"type":"LineString","coordinates":[[-100.90645,22.22556],[-100.90695,22.22585],[-100.90856,22.22714],[-100.91309,22.22809],[-100.91557,22.2284],[-100.91796,22.22868],[-100.92053,22.2292],[-100.92212,22.22904]]}}
Línea 115.0 kV | LineString | 115.0 kV | 1 |  |  | CFE |  |  |  |  | OpenStreetMap | {"type":"Feature","properties":{},"geometry":{"type":"LineString","coordinates":[[-100.95441,22.19808],[-100.9534,22.19802],[-100.95329,22.19869],[-100.95361,22.19871]]}}
Línea 115.0 kV | LineString | 115.0 kV | 1 |  |  | CFE |  |  |  |  | OpenStreetMap | {"type":"Feature","properties":{},"geometry":{"type":"LineString","coordinates":[[-100.95441,22.19808],[-100.95346,22.1981],[-100.95336,22.1986],[-100.95361,22.19862]]}}
Línea 115.0 kV | LineString | 115.0 kV | 2 |  |  | CFE |  |  |  |  | OpenStreetMap | {"type":"Feature","properties":{},"geometry":{"type":"LineString","coordinates":[[-100.96265,22.22646],[-100.96269,22.22633],[-100.96329,22.22443],[-100.9639,22.22236],[-100.96364,22.22034],[-100.96337,22.21804],[-100.96205,22.2162],[-100.96069,22.21426],[-100.96014,22.21081],[-100.95938,22.208],[-100.9585,22.20472],[-100.95766,22.20161],[-100.95691,22.19867],[-100.95441,22.19808]]}}
Línea 115.0 kV | LineString | 115.0 kV | 2 |  |  | CFE |  |  |  |  | OpenStreetMap | {"type":"Feature","properties":{},"geometry":{"type":"LineString","coordinates":[[-100.9266,22.22981],[-100.93,22.23037],[-100.93442,22.2296],[-100.93748,22.22906],[-100.94053,22.22852],[-100.94367,22.22794],[-100.9473,22.22731],[-100.9507,22.22669],[-100.95403,22.2261],[-100.95747,22.22546],[-100.95928,22.22687],[-100.96126,22.22662],[-100.96265,22.22646]]}}
Línea 115.0 kV | LineString | 115.0 kV | 2 |  |  | CFE |  |  |  |  | OpenStreetMap | {"type":"Feature","properties":{},"geometry":{"type":"LineString","coordinates":[[-100.99002,22.32711],[-100.9906,22.32703],[-100.99205,22.32681],[-100.99312,22.32575]]}}
Línea 115.0 kV | LineString | 115.0 kV | 2 |  |  | CFE |  |  |  |  | OpenStreetMap | {"type":"Feature","properties":{},"geometry":{"type":"LineString","coordinates":[[-100.99006,22.32728],[-100.99063,22.32719],[-100.99208,22.32698],[-100.99312,22.32575]]}}
Línea 115.0 kV | LineString | 115.0 kV | 1 |  |  | CFE |  |  |  |  | OpenStreetMap | {"type":"Feature","properties":{},"geometry":{"type":"LineString","coordinates":[[-101.0311,22.51719],[-101.03128,22.51836],[-101.03168,22.5204],[-101.03204,22.52229],[-101.03239,22.52422],[-101.03155,22.52564],[-101.03073,22.52707],[-101.02991,22.52851],[-101.03022,22.53041],[-101.03051,22.53225],[-101.03082,22.53426],[-101.03113,22.53616],[-101.03136,22.53756],[-101.03167,22.5395],[-101.03199,22.54154],[-101.03231,22.54352],[-101.03261,22.54541],[-101.03291,22.54728],[-101.03323,22.54919],[-101.03353,22.55118],[-101.03379,22.55281],[-101.03415,22.55503],[-101.03447,22.55692],[-101.03477,22.55883],[-101.03507,22.5607],[-101.0354,22.56279],[-101.03604,22.56685],[-101.03638,22.56898],[-101.03717,22.57404],[-101.03826,22.58066],[-101.03857,22.58258],[-101.03887,22.58449],[-101.03918,22.58642],[-101.03947,22.58845],[-101.03977,22.59028],[-101.04012,22.59229],[-101.04049,22.59464],[-101.04111,22.59835],[-101.04141,22.60023],[-101.04171,22.60215],[-101.04213,22.60475],[-101.04241,22.60648],[-101.04271,22.60834],[-101.04304,22.61042],[-101.04334,22.61227],[-101.04366,22.61423],[-101.044,22.61638],[-101.04432,22.61831],[-101.0446,22.62024],[-101.04495,22.62225],[-101.04527,22.62429],[-101.04555,22.62611],[-101.04586,22.62802],[-101.04616,22.62987],[-101.04647,22.63184],[-101.04663,22.6331],[-101.0471,22.63568],[-101.04749,22.63817],[-101.04777,22.63989],[-101.04802,22.64147],[-101.04823,22.64276],[-101.04856,22.64479],[-101.04886,22.64663],[-101.04917,22.64855],[-101.04945,22.6503],[-101.0498,22.65243],[-101.05015,22.65462],[-101.05046,22.65655],[-101.05073,22.65823],[-101.05106,22.66014],[-101.05135,22.66208],[-101.05166,22.66407],[-101.05198,22.66597],[-101.05231,22.66794],[-101.05261,22.66983],[-101.05292,22.67177],[-101.05324,22.67377],[-101.05356,22.67566],[-101.05386,22.67762],[-101.05417,22.67957],[-101.05449,22.68151],[-101.05481,22.68346],[-101.05513,22.68541],[-101.05544,22.68737],[-101.05574,22.6893],[-101.05606,22.69119],[-101.05636,22.69321],[-101.05668,22.6951],[-101.05699,22.69707],[-101.05736,22.69931],[-101.05769,22.70135],[-101.05799,22.70325],[-101.05828,22.70513],[-101.05863,22.70701],[-101.05894,22.7089],[-101.05925,22.71081],[-101.05956,22.71265],[-101.05988,22.71457],[-101.06019,22.71643],[-101.06052,22.71841],[-101.06083,22.72032],[-101.06126,22.72289],[-101.06155,22.72465],[-101.06184,22.72641],[-101.06217,22.72842],[-101.06249,22.73033],[-101.06283,22.73233],[-101.06314,22.73415],[-101.0635,22.73607],[-101.06377,22.73806],[-101.0641,22.74],[-101.06443,22.74195],[-101.06477,22.744],[-101.06511,22.74599],[-101.06547,22.74807],[-101.06577,22.75007],[-101.06608,22.75189],[-101.06641,22.75375],[-101.06671,22.75572],[-101.06699,22.75743],[-101.06719,22.75828]]}}
Línea 115.0 kV | LineString | 115.0 kV | 1 |  |  | CFE |  |  |  |  | OpenStreetMap | {"type":"Feature","properties":{},"geometry":{"type":"LineString","coordinates":[[-100.99304,22.32744],[-100.99346,22.32789],[-100.99364,22.32894],[-100.99392,22.33075],[-100.99426,22.33263],[-100.99454,22.33462],[-100.99484,22.33648],[-100.99513,22.33832],[-100.99544,22.34017],[-100.99573,22.34208],[-100.99605,22.34396],[-100.99634,22.34584],[-100.99667,22.34772],[-100.99695,22.34959],[-100.99723,22.35144],[-100.99752,22.35325],[-100.99783,22.35525],[-100.99814,22.35711],[-100.99843,22.35897],[-100.99872,22.36081],[-100.99902,22.36269],[-100.99931,22.36455],[-100.99962,22.36645],[-100.99993,22.36831],[-101.00021,22.37018],[-101.0005,22.37201],[-101.0008,22.37388],[-101.00109,22.3757],[-101.00142,22.37749],[-101.0017,22.37931],[-101.00197,22.38109],[-101.00224,22.3828],[-101.00251,22.38463],[-101.00279,22.3864],[-101.0031,22.38834],[-101.00338,22.39013],[-101.00365,22.39178],[-101.00426,22.39344],[-101.00495,22.39531],[-101.00561,22.39712],[-101.00627,22.39888],[-101.00694,22.4007],[-101.00761,22.40252],[-101.00827,22.40431],[-101.00893,22.40613],[-101.00961,22.40796],[-101.01028,22.40977],[-101.01095,22.41157],[-101.01162,22.4134],[-101.0123,22.41523],[-101.01297,22.41705],[-101.01363,22.41883],[-101.01431,22.42066],[-101.01496,22.42246],[-101.0156,22.4242],[-101.01624,22.42592],[-101.01691,22.42776],[-101.01757,22.42954],[-101.01825,22.43137],[-101.01892,22.43319],[-101.01957,22.43498],[-101.0201,22.43641],[-101.02049,22.43746],[-101.02115,22.43926],[-101.02132,22.44123],[-101.0215,22.44341],[-101.02164,22.4452],[-101.02181,22.44719],[-101.02195,22.44902],[-101.02208,22.45056],[-101.02223,22.45257],[-101.02239,22.4545],[-101.02252,22.45617],[-101.02266,22.45792],[-101.02281,22.45972],[-101.02298,22.46174],[-101.02311,22.46357],[-101.02327,22.46553],[-101.02342,22.46746],[-101.02359,22.46952],[-101.02374,22.4714],[-101.0239,22.47346],[-101.02405,22.47527],[-101.02417,22.47681],[-101.02429,22.47839],[-101.02443,22.48008],[-101.02457,22.48183],[-101.02472,22.48368],[-101.02486,22.48544],[-101.02499,22.48705],[-101.02515,22.48886],[-101.02528,22.49079],[-101.0254,22.49247],[-101.02551,22.49387],[-101.02561,22.49535],[-101.02577,22.49745],[-101.02597,22.49975],[-101.02611,22.50165],[-101.02627,22.50358],[-101.02642,22.50547]]}}
Línea 115.0 kV | LineString | 115.0 kV | 1 |  |  | CFE |  |  |  |  | OpenStreetMap | {"type":"Feature","properties":{},"geometry":{"type":"LineString","coordinates":[[-101.01221,22.13039],[-101.01034,22.12956],[-101.00828,22.12872],[-101.00624,22.12788],[-101.00439,22.12712],[-101.00253,22.12636],[-101.00072,22.12562],[-100.99888,22.12487],[-100.99731,22.12422],[-100.99578,22.12359],[-100.99382,22.12279],[-100.99121,22.12172],[-100.98999,22.12122],[-100.98826,22.12026],[-100.98657,22.11931],[-100.98407,22.11791],[-100.98293,22.11728],[-100.9812,22.11631],[-100.97982,22.11553],[-100.97764,22.11431],[-100.97565,22.11319],[-100.97373,22.11212],[-100.97178,22.11101],[-100.96907,22.10949],[-100.96752,22.10863],[-100.96523,22.10809],[-100.96339,22.10764],[-100.96121,22.10713],[-100.959,22.1066],[-100.95707,22.10614],[-100.95511,22.10567],[-100.95314,22.1052],[-100.95129,22.10477],[-100.94925,22.10428],[-100.948,22.10398],[-100.94717,22.1038],[-100.94527,22.10334],[-100.94371,22.10296],[-100.94184,22.10254],[-100.94,22.10208],[-100.9379,22.1016],[-100.93608,22.10116],[-100.93416,22.1007],[-100.93219,22.10024],[-100.93031,22.09979],[-100.9285,22.09886],[-100.92681,22.09801],[-100.92452,22.09685],[-100.92268,22.09592],[-100.921,22.09508],[-100.91886,22.09398],[-100.91702,22.09308],[-100.91542,22.09224],[-100.91373,22.09138],[-100.91228,22.09066],[-100.91227,22.09076]]}}
Línea 115.0 kV | LineString | 115.0 kV | 2 |  |  | CFE |  |  |  |  | OpenStreetMap | {"type":"Feature","properties":{},"geometry":{"type":"LineString","coordinates":[[-101.02615,22.1376],[-101.0263,22.13776],[-101.02576,22.13809],[-101.02689,22.13874],[-101.02791,22.13935],[-101.02907,22.14002],[-101.03022,22.14071],[-101.03129,22.14134],[-101.03242,22.142],[-101.03365,22.14272],[-101.03492,22.14347],[-101.03608,22.14417],[-101.03741,22.14492],[-101.03864,22.14568],[-101.03854,22.14653],[-101.03827,22.14873],[-101.03762,22.15392],[-101.03735,22.15609]]}}
Línea 115.0 kV | LineString | 115.0 kV | 2 |  |  | CFE |  |  |  |  | OpenStreetMap | {"type":"Feature","properties":{},"geometry":{"type":"LineString","coordinates":[[-101.03735,22.15609],[-101.03716,22.15612],[-101.03654,22.15553],[-101.0359,22.15494],[-101.03525,22.15434],[-101.03453,22.1537],[-101.03397,22.15275],[-101.03295,22.15229],[-101.03185,22.15206],[-101.03098,22.15245],[-101.03001,22.15293],[-101.02907,22.1534],[-101.02808,22.15387],[-101.02706,22.15404],[-101.02601,22.15419],[-101.0249,22.15411],[-101.02378,22.15403],[-101.0226,22.1542],[-101.02143,22.15437],[-101.02022,22.15454],[-101.01905,22.15471],[-101.01805,22.15467],[-101.01708,22.15443],[-101.0161,22.1542],[-101.01514,22.15397],[-101.01389,22.15407],[-101.01297,22.15414],[-101.01144,22.15528],[-101.01046,22.15544],[-101.00958,22.15558],[-101.00856,22.15574],[-101.00754,22.15591],[-101.00653,22.15636],[-101.0055,22.1568],[-101.0045,22.15725],[-101.00346,22.1577],[-101.0025,22.15813],[-101.00154,22.15855],[-101.00055,22.15879],[-100.99982,22.15897],[-100.99897,22.15957],[-100.99803,22.1603],[-100.99701,22.16069],[-100.99615,22.16101],[-100.99551,22.16181],[-100.99496,22.16247],[-100.99394,22.1631],[-100.99277,22.16342],[-100.99187,22.16354],[-100.991,22.16365],[-100.98995,22.16377],[-100.99003,22.16336]]}}
Línea 115.0 kV | LineString | 115.0 kV | 2 |  |  | CFE |  |  |  |  | OpenStreetMap | {"type":"Feature","properties":{},"geometry":{"type":"LineString","coordinates":[[-101.04155,22.16549],[-101.04136,22.16507],[-101.04117,22.16317],[-101.04084,22.16]]}}
Línea 115.0 kV | LineString | 115.0 kV | 1 |  |  | CFE |  |  |  |  | OpenStreetMap | {"type":"Feature","properties":{},"geometry":{"type":"LineString","coordinates":[[-101.04084,22.16],[-101.04077,22.1591],[-101.04006,22.15836],[-101.03914,22.15767]]}}
Línea 115.0 kV | LineString | 115.0 kV | 1 |  |  | CFE |  |  |  |  | OpenStreetMap | {"type":"Feature","properties":{},"geometry":{"type":"LineString","coordinates":[[-101.04084,22.16],[-101.04067,22.15914],[-101.03995,22.15847],[-101.03914,22.15767]]}}
Línea 115.0 kV | LineString | 115.0 kV | 2 |  |  | CFE |  |  |  |  | OpenStreetMap | {"type":"Feature","properties":{},"geometry":{"type":"LineString","coordinates":[[-101.03914,22.15767],[-101.03735,22.15609]]}}
Línea 115.0 kV | LineString | 115.0 kV | 1 |  |  | CFE |  |  |  |  | OpenStreetMap | {"type":"Feature","properties":{},"geometry":{"type":"LineString","coordinates":[[-100.90388,22.22544],[-100.90376,22.22557],[-100.90309,22.22628],[-100.90243,22.22698],[-100.90179,22.22769],[-100.9012,22.22833],[-100.90049,22.22815],[-100.89963,22.22908],[-100.89946,22.22894]]}}
Línea 115.0 kV | LineString | 115.0 kV | 1 |  |  | CFE |  |  |  |  | OpenStreetMap | {"type":"Feature","properties":{},"geometry":{"type":"LineString","coordinates":[[-100.90635,22.22566],[-100.90674,22.22597],[-100.90689,22.2265],[-100.90646,22.22697],[-100.90606,22.22669],[-100.90509,22.22591],[-100.90411,22.22514],[-100.90434,22.22488],[-100.90323,22.224],[-100.90199,22.22303],[-100.90102,22.22225],[-100.89986,22.22136],[-100.89843,22.22071],[-100.89697,22.22007],[-100.89554,22.21944],[-100.89407,22.21879],[-100.89264,22.21815],[-100.89118,22.21751],[-100.88973,22.21687],[-100.88827,22.21622],[-100.88682,22.21558],[-100.88528,22.21489],[-100.88392,22.21429],[-100.88246,22.21364],[-100.88101,22.21301],[-100.87956,22.21236],[-100.87812,22.21172],[-100.87666,22.21108],[-100.87539,22.21053],[-100.87375,22.20979],[-100.87229,22.20915],[-100.87084,22.20851],[-100.8694,22.20786],[-100.86794,22.20722],[-100.86649,22.20658],[-100.86503,22.20593],[-100.86358,22.20529],[-100.86213,22.20465],[-100.8614,22.20333],[-100.86066,22.202],[-100.85993,22.20068],[-100.85921,22.19937],[-100.85846,22.19803],[-100.85771,22.19671],[-100.85701,22.19539],[-100.85627,22.19407],[-100.85554,22.19275],[-100.85479,22.19142],[-100.85407,22.1901],[-100.85333,22.18877],[-100.85253,22.18732],[-100.85185,22.18613],[-100.85112,22.1848],[-100.8504,22.18348],[-100.84942,22.18307],[-100.84803,22.1834],[-100.84666,22.18371],[-100.84526,22.18403],[-100.84388,22.18434],[-100.84251,22.1849],[-100.84156,22.18531],[-100.83952,22.18619],[-100.83856,22.18665],[-100.83765,22.18704],[-100.83745,22.18713]]}}
Línea 115.0 kV | LineString | 115.0 kV | 1 |  |  | CFE |  |  |  |  | OpenStreetMap | {"type":"Feature","properties":{},"geometry":{"type":"LineString","coordinates":[[-100.91646,22.17513],[-100.91622,22.17418],[-100.91598,22.17325],[-100.9168,22.17289],[-100.91765,22.17255],[-100.91849,22.17221],[-100.91949,22.17181],[-100.92051,22.17142],[-100.92151,22.17102],[-100.92252,22.17062],[-100.92354,22.17023],[-100.92453,22.16982],[-100.92553,22.16942],[-100.92655,22.16903],[-100.92756,22.16862],[-100.92859,22.16828],[-100.92972,22.1682],[-100.93069,22.16818],[-100.93174,22.16816],[-100.9328,22.16814],[-100.93387,22.16812],[-100.93494,22.16811],[-100.93598,22.16808],[-100.93701,22.16806],[-100.93812,22.16803],[-100.93918,22.16802],[-100.94019,22.168],[-100.94124,22.16797],[-100.9423,22.16796],[-100.94332,22.16789],[-100.94429,22.16786],[-100.94535,22.16787],[-100.94632,22.16788],[-100.94739,22.16786],[-100.94843,22.16784],[-100.94947,22.16782],[-100.95051,22.1678],[-100.95157,22.16774],[-100.95276,22.16767],[-100.95366,22.16765],[-100.95486,22.16789],[-100.95613,22.16809],[-100.95708,22.16796],[-100.95785,22.16728],[-100.9586,22.16657],[-100.95934,22.16586],[-100.96008,22.16515],[-100.96084,22.16443],[-100.96158,22.1637],[-100.96233,22.16299],[-100.9631,22.16225],[-100.96381,22.16154],[-100.96451,22.16087],[-100.96521,22.1602],[-100.96591,22.15933],[-100.96678,22.15851],[-100.96758,22.15785],[-100.96838,22.15719],[-100.96811,22.15608],[-100.96785,22.15497],[-100.96765,22.15403],[-100.96765,22.15346],[-100.96745,22.15251],[-100.96724,22.15156],[-100.96709,22.15085],[-100.96688,22.14989],[-100.96667,22.14893],[-100.96648,22.14793],[-100.9661,22.1472],[-100.96542,22.14633],[-100.96469,22.14553],[-100.96392,22.14475],[-100.96314,22.14396],[-100.96236,22.14316],[-100.96155,22.14235],[-100.96062,22.14185],[-100.95971,22.14188],[-100.95873,22.14192],[-100.95775,22.14197],[-100.95674,22.14203],[-100.95676,22.14304],[-100.95612,22.14314],[-100.95574,22.14302],[-100.95551,22.14279],[-100.95577,22.14288]]}}
Línea 115.0 kV | LineString | 115.0 kV | 2 |  |  | CFE |  |  |  |  | OpenStreetMap | {"type":"Feature","properties":{},"geometry":{"type":"LineString","coordinates":[[-100.90661,22.2254],[-100.90706,22.22557],[-100.9074,22.22523],[-100.90672,22.2247],[-100.90606,22.22416],[-100.90539,22.22363],[-100.90598,22.22299],[-100.90658,22.22234],[-100.90717,22.22169],[-100.90777,22.22104],[-100.90835,22.2204],[-100.9098,22.21872],[-100.91054,22.2179],[-100.91127,22.21708],[-100.91203,22.21629],[-100.91276,22.21548],[-100.91348,22.21466],[-100.91493,22.21309],[-100.91565,22.21233],[-100.91637,22.21156],[-100.91706,22.21079],[-100.91777,22.21002],[-100.91845,22.20924],[-100.91917,22.20846],[-100.91986,22.20768],[-100.92053,22.2069],[-100.92124,22.20612],[-100.92196,22.20539],[-100.92292,22.2048],[-100.92374,22.20431],[-100.92321,22.20359],[-100.92268,22.20275],[-100.92211,22.20192],[-100.92153,22.20109],[-100.92096,22.20028],[-100.9205,22.19944],[-100.92033,22.19838],[-100.92014,22.19726],[-100.92002,22.19632],[-100.9199,22.19535],[-100.91977,22.19438],[-100.91962,22.19341],[-100.91951,22.19245],[-100.91939,22.19148],[-100.91923,22.19044],[-100.91912,22.18954],[-100.91896,22.18855],[-100.91889,22.18759],[-100.91879,22.18676],[-100.91867,22.18589],[-100.91854,22.18477],[-100.91839,22.18373],[-100.91828,22.18276],[-100.91817,22.18201],[-100.91813,22.18179],[-100.91807,22.18153],[-100.91791,22.18083],[-100.91768,22.17989],[-100.91743,22.17893],[-100.91719,22.17795],[-100.91693,22.17703],[-100.91673,22.17614],[-100.91658,22.17559]]}}
Línea 115.0 kV | LineString | 115.0 kV | 2 |  |  | CFE |  |  |  |  | OpenStreetMap | {"type":"Feature","properties":{},"geometry":{"type":"LineString","coordinates":[[-100.91658,22.17559],[-100.91646,22.17513]]}}
Línea 115.0 kV | LineString | 115.0 kV | 1 |  |  | CFE |  |  |  |  | OpenStreetMap | {"type":"Feature","properties":{},"geometry":{"type":"LineString","coordinates":[[-100.91658,22.17559],[-100.91635,22.17575]]}}
Línea 115.0 kV | LineString | 115.0 kV | 1 |  |  | CFE |  |  |  |  | OpenStreetMap | {"type":"Feature","properties":{},"geometry":{"type":"LineString","coordinates":[[-100.91658,22.17559],[-100.91631,22.17557]]}}
Línea 115.0 kV | LineString | 115.0 kV | 1 |  |  | CFE |  |  |  |  | OpenStreetMap | {"type":"Feature","properties":{},"geometry":{"type":"LineString","coordinates":[[-100.93035,22.11288],[-100.93144,22.11239]]}}
Línea 115.0 kV | LineString | 115.0 kV | 1 |  |  | CFE |  |  |  |  | OpenStreetMap | {"type":"Feature","properties":{},"geometry":{"type":"LineString","coordinates":[[-100.93035,22.11288],[-100.93023,22.1126],[-100.9307,22.11196],[-100.93088,22.11213]]}}
Línea 115.0 kV | LineString | 115.0 kV | 1 |  |  | CFE |  |  |  |  | OpenStreetMap | {"type":"Feature","properties":{},"geometry":{"type":"LineString","coordinates":[[-100.91646,22.17513],[-100.91596,22.17465],[-100.91576,22.17371],[-100.91537,22.17216],[-100.91498,22.17063],[-100.91488,22.1686],[-100.91478,22.16668],[-100.91471,22.16497],[-100.91462,22.16324],[-100.91456,22.16155],[-100.91446,22.15988],[-100.9144,22.15823],[-100.91429,22.15663],[-100.91428,22.15637],[-100.91439,22.15608],[-100.91436,22.15515],[-100.91431,22.15457],[-100.91415,22.15357],[-100.91406,22.15214],[-100.914,22.15105],[-100.91476,22.14941],[-100.91552,22.14774],[-100.91617,22.1462],[-100.91627,22.14505],[-100.91633,22.14419],[-100.91639,22.14324],[-100.91645,22.1422],[-100.91652,22.14118],[-100.91657,22.14016],[-100.91664,22.13907],[-100.91672,22.13807],[-100.91678,22.13697],[-100.91685,22.13593],[-100.91694,22.13485],[-100.91699,22.13379],[-100.91707,22.13274],[-100.91713,22.13164],[-100.91718,22.13076],[-100.91727,22.12938],[-100.91747,22.1281],[-100.91813,22.12693],[-100.91857,22.12625],[-100.91926,22.12552],[-100.92057,22.12402],[-100.92116,22.1233],[-100.92246,22.12189],[-100.92328,22.12065],[-100.9239,22.11925],[-100.92456,22.11786],[-100.92517,22.11653],[-100.9256,22.11556],[-100.92652,22.11462],[-100.92705,22.11437],[-100.92748,22.11417],[-100.92843,22.11375],[-100.92936,22.11333],[-100.93035,22.11288]]}}
Línea 115.0 kV | LineString | 115.0 kV | 1 |  |  | CFE |  |  |  |  | OpenStreetMap | {"type":"Feature","properties":{},"geometry":{"type":"LineString","coordinates":[[-100.93093,22.11207],[-100.93084,22.11198],[-100.93098,22.11184],[-100.93144,22.11239]]}}
Línea 115.0 kV | LineString | 115.0 kV | 1 |  |  | CFE |  |  |  |  | OpenStreetMap | {"type":"Feature","properties":{},"geometry":{"type":"LineString","coordinates":[[-100.95485,22.13626],[-100.95561,22.1374],[-100.95614,22.13867]]}}
Línea 115.0 kV | LineString | 115.0 kV |  |  |  | CFE |  |  |  |  | OpenStreetMap | {"type":"Feature","properties":{},"geometry":{"type":"LineString","coordinates":[[-100.93144,22.11239],[-100.93209,22.11304],[-100.93447,22.11549],[-100.93644,22.11747],[-100.93861,22.1197],[-100.94092,22.12207],[-100.94327,22.12449],[-100.94577,22.12701],[-100.94814,22.12942],[-100.95034,22.13165],[-100.9525,22.13386],[-100.95485,22.13626]]}}
Línea 115.0 kV | LineString | 115.0 kV | 1 |  |  | CFE |  |  |  |  | OpenStreetMap | {"type":"Feature","properties":{},"geometry":{"type":"LineString","coordinates":[[-100.95618,22.14261],[-100.95587,22.14267]]}}
Línea 115.0 kV | LineString | 115.0 kV | 2 |  |  | CFE |  |  |  |  | OpenStreetMap | {"type":"Feature","properties":{},"geometry":{"type":"LineString","coordinates":[[-100.95614,22.13867],[-100.95614,22.13994],[-100.95617,22.14124],[-100.95618,22.14261]]}}
Línea 115.0 kV | LineString | 115.0 kV | 1 |  |  | CFE |  |  |  |  | OpenStreetMap | {"type":"Feature","properties":{},"geometry":{"type":"LineString","coordinates":[[-100.95618,22.14261],[-100.95549,22.14245],[-100.95575,22.14267]]}}
Línea 115.0 kV | LineString | 115.0 kV | 1 |  |  | CFE |  |  |  |  | OpenStreetMap | {"type":"Feature","properties":{},"geometry":{"type":"LineString","coordinates":[[-100.91227,22.09076],[-100.91334,22.09133],[-100.91383,22.09158],[-100.91461,22.092],[-100.91565,22.09254],[-100.91671,22.09309],[-100.91775,22.09364],[-100.91877,22.09417],[-100.91947,22.09488],[-100.92026,22.09568],[-100.92079,22.09621],[-100.92117,22.0966],[-100.92173,22.09718],[-100.92237,22.09783],[-100.9232,22.09866],[-100.92402,22.09949],[-100.92485,22.10033],[-100.92564,22.10116],[-100.92647,22.10199],[-100.92729,22.10281],[-100.9281,22.1036],[-100.92884,22.10439],[-100.92963,22.10519],[-100.9304,22.10598],[-100.93122,22.10679],[-100.932,22.10759],[-100.93276,22.10836],[-100.9335,22.10913],[-100.93427,22.1099],[-100.93503,22.11068],[-100.93591,22.11158],[-100.9367,22.11237],[-100.93742,22.11307],[-100.93809,22.11376],[-100.93889,22.11455],[-100.93963,22.11532],[-100.94042,22.11613],[-100.94118,22.11693],[-100.9419,22.11764],[-100.94271,22.11846],[-100.9435,22.11925],[-100.94428,22.12005],[-100.94506,22.12085],[-100.94585,22.12165],[-100.94665,22.12246],[-100.94744,22.12326],[-100.9482,22.12403],[-100.94897,22.12483],[-100.94976,22.12563],[-100.95045,22.12632],[-100.95118,22.12707],[-100.95197,22.12787],[-100.95276,22.12867],[-100.95355,22.12948],[-100.95433,22.13027],[-100.95513,22.13107],[-100.95591,22.13187],[-100.95669,22.13266],[-100.95747,22.13345],[-100.95812,22.13411],[-100.95805,22.13439],[-100.95724,22.13524],[-100.95649,22.13641],[-100.95625,22.13728],[-100.95614,22.13867]]}}
Línea 115.0 kV | LineString | 115.0 kV | 1 |  |  | CFE |  |  |  |  | OpenStreetMap | {"type":"Feature","properties":{},"geometry":{"type":"LineString","coordinates":[[-100.90783,22.09451],[-100.90841,22.09402],[-100.90898,22.0936]]}}
Línea 115.0 kV | LineString | 115.0 kV | 1 |  |  | CFE |  |  |  |  | OpenStreetMap | {"type":"Feature","properties":{},"geometry":{"type":"LineString","coordinates":[[-100.90792,22.09458],[-100.90848,22.09408],[-100.90898,22.0936]]}}
Línea 115.0 kV | LineString | 115.0 kV | 2 |  |  | CFE |  |  |  |  | OpenStreetMap | {"type":"Feature","properties":{},"geometry":{"type":"LineString","coordinates":[[-100.90898,22.0936],[-100.91047,22.09227],[-100.91227,22.09076]]}}
Línea 115.0 kV | LineString | 115.0 kV | 1 |  |  | CFE |  |  |  |  | OpenStreetMap | {"type":"Feature","properties":{},"geometry":{"type":"LineString","coordinates":[[-100.87295,22.05497],[-100.87281,22.05487]]}}
Línea 115.0 kV | LineString | 115.0 kV | 1 |  |  | CFE |  |  |  |  | OpenStreetMap | {"type":"Feature","properties":{},"geometry":{"type":"LineString","coordinates":[[-100.88656,22.03342],[-100.88662,22.03333],[-100.88662,22.03304],[-100.88719,22.03303],[-100.88722,22.03352],[-100.88725,22.03451],[-100.88821,22.03449],[-100.88929,22.03446],[-100.89041,22.03443],[-100.89147,22.03438],[-100.89142,22.03411],[-100.8914,22.03394]]}}
Línea 115.0 kV | LineString | 115.0 kV | 1 |  |  | CFE |  |  |  |  | OpenStreetMap | {"type":"Feature","properties":{},"geometry":{"type":"LineString","coordinates":[[-100.88663,22.03628],[-100.88649,22.03619],[-100.88631,22.03518],[-100.88628,22.03502]]}}
Línea 115.0 kV | LineString | 115.0 kV | 1 |  |  | CFE |  |  |  |  | OpenStreetMap | {"type":"Feature","properties":{},"geometry":{"type":"LineString","coordinates":[[-100.87761,22.06306],[-100.87761,22.06322],[-100.87797,22.06304],[-100.87812,22.06294],[-100.87884,22.06255]]}}
Línea 115.0 kV | LineString | 115.0 kV | 1 |  |  | CFE |  |  |  |  | OpenStreetMap | {"type":"Feature","properties":{},"geometry":{"type":"LineString","coordinates":[[-100.89118,22.06733],[-100.89107,22.06737],[-100.89092,22.06707],[-100.89131,22.06689],[-100.89113,22.06654],[-100.89093,22.06663]]}}
Línea 115.0 kV | LineString | 115.0 kV |  |  |  | CFE |  |  |  |  | OpenStreetMap | {"type":"Feature","properties":{},"geometry":{"type":"LineString","coordinates":[[-100.88376,22.07087],[-100.88377,22.07099]]}}
Línea 115.0 kV | LineString | 115.0 kV | 1 |  |  | CFE |  |  |  |  | OpenStreetMap | {"type":"Feature","properties":{},"geometry":{"type":"LineString","coordinates":[[-100.8829,22.06931],[-100.88271,22.06936],[-100.88252,22.06954],[-100.8823,22.06938]]}}
Línea 115.0 kV | LineString | 115.0 kV | 2 |  |  | CFE |  |  |  |  | OpenStreetMap | {"type":"Feature","properties":{},"geometry":{"type":"LineString","coordinates":[[-100.8829,22.06931],[-100.88342,22.06984],[-100.88392,22.07037],[-100.88481,22.06996],[-100.88566,22.06955],[-100.88645,22.06918],[-100.8874,22.06874],[-100.88826,22.06833],[-100.88913,22.06792],[-100.88999,22.06751],[-100.89086,22.0671],[-100.89108,22.06753],[-100.89126,22.06749]]}}
Línea 115.0 kV | LineString | 115.0 kV | 1 |  |  | CFE |  |  |  |  | OpenStreetMap | {"type":"Feature","properties":{},"geometry":{"type":"LineString","coordinates":[[-100.88273,22.06982],[-100.88258,22.06961],[-100.88281,22.06945],[-100.8829,22.06931]]}}
Línea 115.0 kV | LineString | 115.0 kV | 1 |  |  | CFE |  |  |  |  | OpenStreetMap | {"type":"Feature","properties":{},"geometry":{"type":"LineString","coordinates":[[-100.88273,22.06982],[-100.8823,22.06938]]}}
Línea 115.0 kV | LineString | 115.0 kV | 2 |  |  | CFE |  |  |  |  | OpenStreetMap | {"type":"Feature","properties":{},"geometry":{"type":"LineString","coordinates":[[-100.89018,22.07739],[-100.88948,22.07669],[-100.88867,22.07585],[-100.88784,22.07502],[-100.88704,22.07419],[-100.88621,22.07336],[-100.88541,22.07253],[-100.88458,22.07169],[-100.88376,22.07087],[-100.88273,22.06982]]}}
Línea 115.0 kV | LineString | 115.0 kV | 2 |  |  | CFE |  |  |  |  | OpenStreetMap | {"type":"Feature","properties":{},"geometry":{"type":"LineString","coordinates":[[-100.86979,22.04945],[-100.87143,22.05233],[-100.87295,22.05497],[-100.87446,22.05758],[-100.87597,22.06019],[-100.87652,22.06115],[-100.87707,22.06211],[-100.87761,22.06306],[-100.87816,22.06402],[-100.87871,22.06497],[-100.87973,22.06673],[-100.88049,22.06754],[-100.88131,22.06837],[-100.88212,22.0692],[-100.8823,22.06938]]}}
Línea 115.0 kV | LineString | 115.0 kV | 2 |  |  | CFE |  |  |  |  | OpenStreetMap | {"type":"Feature","properties":{},"geometry":{"type":"LineString","coordinates":[[-100.89075,22.07797],[-100.89018,22.07739]]}}
Línea 115.0 kV | LineString | 115.0 kV | 1 |  |  | CFE |  |  |  |  | OpenStreetMap | {"type":"Feature","properties":{},"geometry":{"type":"LineString","coordinates":[[-100.89018,22.07739],[-100.89034,22.07766],[-100.89052,22.07733],[-100.89067,22.0772],[-100.89073,22.07716]]}}
Línea 115.0 kV | LineString | 115.0 kV | 1 |  |  | CFE |  |  |  |  | OpenStreetMap | {"type":"Feature","properties":{},"geometry":{"type":"LineString","coordinates":[[-100.89075,22.07797],[-100.88986,22.07852],[-100.88892,22.07898],[-100.88798,22.07943],[-100.88714,22.07983],[-100.88703,22.07962]]}}
Línea 115.0 kV | LineString | 115.0 kV | 1 |  |  | CFE |  |  |  |  | OpenStreetMap | {"type":"Feature","properties":{},"geometry":{"type":"LineString","coordinates":[[-100.89973,22.08706],[-100.89913,22.08757],[-100.89852,22.08813],[-100.89846,22.08809]]}}
Línea 115.0 kV | LineString | 115.0 kV | 2 |  |  | CFE |  |  |  |  | OpenStreetMap | {"type":"Feature","properties":{},"geometry":{"type":"LineString","coordinates":[[-100.90385,22.09135],[-100.9033,22.09078],[-100.90276,22.0902],[-100.9022,22.08961],[-100.90166,22.08903],[-100.90087,22.08825],[-100.89998,22.08733],[-100.89973,22.08706],[-100.89925,22.08658],[-100.8985,22.08583],[-100.89769,22.085],[-100.89686,22.08417],[-100.89605,22.08334],[-100.89522,22.0825],[-100.89441,22.08167],[-100.89359,22.08084],[-100.89276,22.08001],[-100.89195,22.07918],[-100.89113,22.07835],[-100.89075,22.07797]]}}
Línea 115.0 kV | LineString | 115.0 kV | 1 |  |  | CFE |  |  |  |  | OpenStreetMap | {"type":"Feature","properties":{},"geometry":{"type":"LineString","coordinates":[[-100.90386,22.09981],[-100.90449,22.10045],[-100.90515,22.10109],[-100.90588,22.10187],[-100.90662,22.10266]]}}
Línea 115.0 kV | LineString | 115.0 kV | 1 |  |  | CFE |  |  |  |  | OpenStreetMap | {"type":"Feature","properties":{},"geometry":{"type":"LineString","coordinates":[[-100.90045,22.1026],[-100.90029,22.10286],[-100.90014,22.10302]]}}
Línea 115.0 kV | LineString | 115.0 kV | 1 |  |  | CFE |  |  |  |  | OpenStreetMap | {"type":"Feature","properties":{},"geometry":{"type":"LineString","coordinates":[[-100.89531,22.09895],[-100.89459,22.09958],[-100.8938,22.10022],[-100.89302,22.10091],[-100.89221,22.10161],[-100.89143,22.10226],[-100.89065,22.10291]]}}
Línea 115.0 kV | LineString | 115.0 kV | 1 |  |  | CFE |  |  |  |  | OpenStreetMap | {"type":"Feature","properties":{},"geometry":{"type":"LineString","coordinates":[[-100.90386,22.09981],[-100.90311,22.10043],[-100.90237,22.10106],[-100.90164,22.1017],[-100.90087,22.10235],[-100.90045,22.1026],[-100.89955,22.10339],[-100.89891,22.10394],[-100.89824,22.10451],[-100.8976,22.10509],[-100.8969,22.10566],[-100.89623,22.10623],[-100.89595,22.10646]]}}
Línea 115.0 kV | LineString | 115.0 kV | 1 |  |  | CFE |  |  |  |  | OpenStreetMap | {"type":"Feature","properties":{},"geometry":{"type":"LineString","coordinates":[[-100.89595,22.10646],[-100.8956,22.10668],[-100.89567,22.10677]]}}
Línea 115.0 kV | LineString | 115.0 kV | 1 |  |  | CFE |  |  |  |  | OpenStreetMap | {"type":"Feature","properties":{},"geometry":{"type":"LineString","coordinates":[[-100.89065,22.10291],[-100.89154,22.10352],[-100.89242,22.10411],[-100.89333,22.10471],[-100.89424,22.10532],[-100.89512,22.10592],[-100.89595,22.10646]]}}
Línea 115.0 kV | LineString | 115.0 kV | 1 |  |  | CFE |  |  |  |  | OpenStreetMap | {"type":"Feature","properties":{},"geometry":{"type":"LineString","coordinates":[[-100.9004,22.09461],[-100.89968,22.09522],[-100.89894,22.09583],[-100.89821,22.09645],[-100.89751,22.09707],[-100.89676,22.09769],[-100.89602,22.09831],[-100.89531,22.09895]]}}
Línea 115.0 kV | LineString | 115.0 kV | 1 |  |  | CFE |  |  |  |  | OpenStreetMap | {"type":"Feature","properties":{},"geometry":{"type":"LineString","coordinates":[[-100.89531,22.09895],[-100.89537,22.09918]]}}
Línea 115.0 kV | LineString | 115.0 kV | 1 |  |  | CFE |  |  |  |  | OpenStreetMap | {"type":"Feature","properties":{},"geometry":{"type":"LineString","coordinates":[[-100.89065,22.10291],[-100.89038,22.10315],[-100.88982,22.1036],[-100.88908,22.10426],[-100.88962,22.10518],[-100.89017,22.10612],[-100.89057,22.10667],[-100.88998,22.10712],[-100.88953,22.10744],[-100.88864,22.10705],[-100.88763,22.10669],[-100.88638,22.10622],[-100.88546,22.10556],[-100.8845,22.10511],[-100.88357,22.10468],[-100.88261,22.10438],[-100.88167,22.10417],[-100.88053,22.10399],[-100.87952,22.10384],[-100.87948,22.10456],[-100.87951,22.10563],[-100.87953,22.10666],[-100.87957,22.1077],[-100.87958,22.10875],[-100.87957,22.10979],[-100.87959,22.11087],[-100.87984,22.11155],[-100.88009,22.11225],[-100.88026,22.11324],[-100.88051,22.11427],[-100.88067,22.11496],[-100.88076,22.11614],[-100.88083,22.11714],[-100.8809,22.11817],[-100.88101,22.11922],[-100.88106,22.12024],[-100.88089,22.12132],[-100.88071,22.12244],[-100.88034,22.12319],[-100.87998,22.12403],[-100.87983,22.12401]]}}
Línea 115.0 kV | LineString | 115.0 kV | 1 |  |  | CFE |  |  |  |  | OpenStreetMap | {"type":"Feature","properties":{},"geometry":{"type":"LineString","coordinates":[[-100.9004,22.09461],[-100.90048,22.09471],[-100.90057,22.09481]]}}
Línea 115.0 kV | LineString | 115.0 kV | 1 |  |  | CFE |  |  |  |  | OpenStreetMap | {"type":"Feature","properties":{},"geometry":{"type":"LineString","coordinates":[[-100.90006,22.0253],[-100.89979,22.02531],[-100.89981,22.02576],[-100.90006,22.02575]]}}
Línea 115.0 kV | LineString | 115.0 kV | 2 |  |  | CFE |  |  |  |  | OpenStreetMap | {"type":"Feature","properties":{},"geometry":{"type":"LineString","coordinates":[[-100.89084,22.04154],[-100.89208,22.04179],[-100.89333,22.04203],[-100.89461,22.04229],[-100.8959,22.04255],[-100.89709,22.04278],[-100.89839,22.04303],[-100.89967,22.04329],[-100.89994,22.0421],[-100.89994,22.04166],[-100.89986,22.0404],[-100.8998,22.03922],[-100.89973,22.03809],[-100.89964,22.03686],[-100.89957,22.03557],[-100.89952,22.03438],[-100.89955,22.03381],[-100.89976,22.03298],[-100.89982,22.03247],[-100.89974,22.03119],[-100.89967,22.02994],[-100.89958,22.02868],[-100.8995,22.02742],[-100.89942,22.02617],[-100.89937,22.0252],[-100.90005,22.02519]]}}
Línea 115.0 kV | LineString | 115.0 kV | 2 |  |  | CFE |  |  |  |  | OpenStreetMap | {"type":"Feature","properties":{},"geometry":{"type":"LineString","coordinates":[[-100.89094,22.04308],[-100.89113,22.04297],[-100.89058,22.04209]]}}
Línea 115.0 kV | LineString | 115.0 kV | 1 |  |  | CFE |  |  |  |  | OpenStreetMap | {"type":"Feature","properties":{},"geometry":{"type":"LineString","coordinates":[[-100.88901,22.04141],[-100.889,22.04154]]}}
Línea 115.0 kV | LineString | 115.0 kV | 2 |  |  | CFE |  |  |  |  | OpenStreetMap | {"type":"Feature","properties":{},"geometry":{"type":"LineString","coordinates":[[-100.89094,22.04308],[-100.89018,22.04189],[-100.8884,22.0391],[-100.88663,22.03628],[-100.88656,22.03342],[-100.88646,22.03059],[-100.88636,22.02757],[-100.8863,22.02614]]}}
Línea 115.0 kV | LineString | 115.0 kV | 1 |  |  | CFE |  |  |  |  | OpenStreetMap | {"type":"Feature","properties":{},"geometry":{"type":"LineString","coordinates":[[-100.89018,22.04189],[-100.8902,22.04176],[-100.89007,22.04185],[-100.88984,22.04158],[-100.88901,22.04141],[-100.8879,22.04123],[-100.88674,22.04139],[-100.88562,22.0419],[-100.88454,22.04241],[-100.88427,22.04296],[-100.88443,22.04437],[-100.88455,22.04563],[-100.88468,22.04692],[-100.88483,22.0482],[-100.88468,22.04862],[-100.88367,22.04914],[-100.88374,22.04925]]}}
Línea 115.0 kV | LineString | 115.0 kV |  |  |  | CFE |  |  |  |  | OpenStreetMap | {"type":"Feature","properties":{},"geometry":{"type":"LineString","coordinates":[[-100.89364,22.04737],[-100.89368,22.04729]]}}
Línea 115.0 kV | LineString | 115.0 kV | 2 |  |  | CFE |  |  |  |  | OpenStreetMap | {"type":"Feature","properties":{},"geometry":{"type":"LineString","coordinates":[[-100.89364,22.04737],[-100.8919,22.0446],[-100.89094,22.04308]]}}
Línea 115.0 kV | LineString | 115.0 kV | 2 |  |  | CFE |  |  |  |  | OpenStreetMap | {"type":"Feature","properties":{},"geometry":{"type":"LineString","coordinates":[[-100.91713,22.10438],[-100.91741,22.10468],[-100.9184,22.10568],[-100.91911,22.1064],[-100.9194,22.1067],[-100.92062,22.10575],[-100.92142,22.1051],[-100.92255,22.10413],[-100.92324,22.10353],[-100.92363,22.1027],[-100.92251,22.1001],[-100.9213,22.0972],[-100.92033,22.09485],[-100.91898,22.09163],[-100.91804,22.08936],[-100.91543,22.08842],[-100.9118,22.08708],[-100.9104,22.08654],[-100.90947,22.0862],[-100.90692,22.08399],[-100.90398,22.08143],[-100.902,22.07972],[-100.9013,22.07767],[-100.90019,22.07451],[-100.89997,22.07123],[-100.89978,22.06808],[-100.89958,22.06495],[-100.89937,22.06179],[-100.89921,22.05895],[-100.899,22.05586],[-100.89749,22.05349],[-100.89543,22.05022],[-100.89364,22.04737]]}}
Línea 115.0 kV | LineString | 115.0 kV | 1 |  |  | CFE |  |  |  |  | OpenStreetMap | {"type":"Feature","properties":{},"geometry":{"type":"LineString","coordinates":[[-100.91734,22.10421],[-100.9174,22.10429]]}}
Línea 115.0 kV | LineString | 115.0 kV | 1 |  |  | CFE |  |  |  |  | OpenStreetMap | {"type":"Feature","properties":{},"geometry":{"type":"LineString","coordinates":[[-100.91713,22.10438],[-100.91734,22.10421],[-100.91798,22.10364],[-100.9187,22.10302]]}}
Línea 115.0 kV | LineString | 115.0 kV | 1 |  |  | CFE |  |  |  |  | OpenStreetMap | {"type":"Feature","properties":{},"geometry":{"type":"LineString","coordinates":[[-100.91234,22.10847],[-100.91247,22.10859],[-100.91162,22.10967],[-100.91077,22.11078],[-100.91055,22.11109]]}}
Línea 115.0 kV | LineString | 115.0 kV | 1 |  |  | CFE |  |  |  |  | OpenStreetMap | {"type":"Feature","properties":{},"geometry":{"type":"LineString","coordinates":[[-100.90871,22.10475],[-100.90853,22.10509]]}}
Línea 115.0 kV | LineString | 115.0 kV | 1 |  |  | CFE |  |  |  |  | OpenStreetMap | {"type":"Feature","properties":{},"geometry":{"type":"LineString","coordinates":[[-100.90823,22.10429],[-100.90871,22.10475],[-100.90948,22.10554],[-100.91018,22.10625],[-100.91092,22.107],[-100.91167,22.10775],[-100.91234,22.10847],[-100.91335,22.10757],[-100.91401,22.10703],[-100.91474,22.10641],[-100.91542,22.10583],[-100.91615,22.10519],[-100.91713,22.10438]]}}
Línea 115.0 kV | LineString | 115.0 kV | 1 |  |  | CFE |  |  |  |  | OpenStreetMap | {"type":"Feature","properties":{},"geometry":{"type":"LineString","coordinates":[[-100.90633,22.09769],[-100.90564,22.0983],[-100.90487,22.09895],[-100.90433,22.0994],[-100.90386,22.09981]]}}
Línea 115.0 kV | LineString | 115.0 kV | 1 |  |  | CFE |  |  |  |  | OpenStreetMap | {"type":"Feature","properties":{},"geometry":{"type":"LineString","coordinates":[[-100.90808,22.09503],[-100.90779,22.0952],[-100.90753,22.0955],[-100.90731,22.09603],[-100.90778,22.09648]]}}
Línea 115.0 kV | LineString | 115.0 kV | 1 |  |  | CFE |  |  |  |  | OpenStreetMap | {"type":"Feature","properties":{},"geometry":{"type":"LineString","coordinates":[[-100.90793,22.09489],[-100.9077,22.09502],[-100.90726,22.09538],[-100.90693,22.09564],[-100.90674,22.09574],[-100.9061,22.09508],[-100.90544,22.09442],[-100.90476,22.09375],[-100.90404,22.09302],[-100.90346,22.09243]]}}
Línea 115.0 kV | LineString | 115.0 kV | 1 |  |  | CFE |  |  |  |  | OpenStreetMap | {"type":"Feature","properties":{},"geometry":{"type":"LineString","coordinates":[[-100.90346,22.09243],[-100.90323,22.09221],[-100.90254,22.09281],[-100.90182,22.0934],[-100.90114,22.09399],[-100.9004,22.09461]]}}
Línea 115.0 kV | LineString | 115.0 kV | 1 |  |  | CFE |  |  |  |  | OpenStreetMap | {"type":"Feature","properties":{},"geometry":{"type":"LineString","coordinates":[[-100.90346,22.09243],[-100.90364,22.09227],[-100.90395,22.0921],[-100.90422,22.09179],[-100.90385,22.09135]]}}
Línea 115.0 kV | LineString | 115.0 kV | 1 |  |  | CFE |  |  |  |  | OpenStreetMap | {"type":"Feature","properties":{},"geometry":{"type":"LineString","coordinates":[[-100.91412,22.09871],[-100.91417,22.09866],[-100.91429,22.09856],[-100.91444,22.09843]]}}
Línea 115.0 kV | LineString | 115.0 kV | 1 |  |  | CFE |  |  |  |  | OpenStreetMap | {"type":"Feature","properties":{},"geometry":{"type":"LineString","coordinates":[[-100.90809,22.09477],[-100.90863,22.09422],[-100.90882,22.09398],[-100.90914,22.09389],[-100.9097,22.09412],[-100.91017,22.09462],[-100.91144,22.09591],[-100.91276,22.09723],[-100.91417,22.09866],[-100.91435,22.09884],[-100.9155,22.10001],[-100.9167,22.10122],[-100.91703,22.10132],[-100.91797,22.10227],[-100.91843,22.10275],[-100.9187,22.10302],[-100.91878,22.1031]]}}
Línea 115.0 kV | LineString | 115.0 kV | 1 |  |  | CFE |  |  |  |  | OpenStreetMap | {"type":"Feature","properties":{},"geometry":{"type":"LineString","coordinates":[[-100.90801,22.0947],[-100.90856,22.09416],[-100.90882,22.09398],[-100.90872,22.09389],[-100.90865,22.09382],[-100.90832,22.09342],[-100.90731,22.09321],[-100.90664,22.0934],[-100.90619,22.09352],[-100.90601,22.09357],[-100.90532,22.09283],[-100.90464,22.09209],[-100.90385,22.09135]]}}
Línea 115.0 kV | LineString | 115.0 kV | 1 |  |  | CFE |  |  |  |  | OpenStreetMap | {"type":"Feature","properties":{},"geometry":{"type":"LineString","coordinates":[[-100.9315,21.82881],[-100.93162,21.82883],[-100.9317,21.82885]]}}
Línea 115.0 kV | LineString | 115.0 kV | 1 |  |  | CFE |  |  |  |  | OpenStreetMap | {"type":"Feature","properties":{},"geometry":{"type":"LineString","coordinates":[[-100.9299,21.83215],[-100.93069,21.83058],[-100.93154,21.82898],[-100.93162,21.82883],[-100.93237,21.82734],[-100.93317,21.82571],[-100.93401,21.82408],[-100.93488,21.82246],[-100.9357,21.82082],[-100.93651,21.8192],[-100.93736,21.81755],[-100.9382,21.81591],[-100.93891,21.81448],[-100.93973,21.81289],[-100.94055,21.8113],[-100.94152,21.80938],[-100.94318,21.80621],[-100.94447,21.80364],[-100.94556,21.80152],[-100.94729,21.80131],[-100.9495,21.80105],[-100.95177,21.80079],[-100.9535,21.80059],[-100.95552,21.80037],[-100.95753,21.80013],[-100.95945,21.79991],[-100.96137,21.79969],[-100.96329,21.79947],[-100.9652,21.79925],[-100.96711,21.79904],[-100.9685,21.79887],[-100.96934,21.79864],[-100.96995,21.79745],[-100.97076,21.7958],[-100.97158,21.79416],[-100.97239,21.79254],[-100.97262,21.79206],[-100.97346,21.79035],[-100.9738,21.78966],[-100.97454,21.78928],[-100.97507,21.78823],[-100.97553,21.7873],[-100.97586,21.78664],[-100.9766,21.78514],[-100.97741,21.78352],[-100.97823,21.78189],[-100.97904,21.78026],[-100.97986,21.77862],[-100.98071,21.77689],[-100.98158,21.77517],[-100.98244,21.77343],[-100.98316,21.77198],[-100.98397,21.77034],[-100.98479,21.76868],[-100.98564,21.76696],[-100.98656,21.76517],[-100.9874,21.76345],[-100.98826,21.76167],[-100.98913,21.76026],[-100.98997,21.75892],[-100.99054,21.75768],[-100.99148,21.75642],[-100.9925,21.75467],[-100.99222,21.75453]]}}
Línea 115.0 kV | LineString | 115.0 kV | 1 |  |  | CFE |  |  |  |  | OpenStreetMap | {"type":"Feature","properties":{},"geometry":{"type":"LineString","coordinates":[[-100.84806,22.03072],[-100.84831,22.03057],[-100.8481,22.03016],[-100.84705,22.03063],[-100.84603,22.03101],[-100.84177,22.03117],[-100.83704,22.03135],[-100.83226,22.03152],[-100.82752,22.03169],[-100.82291,22.03185],[-100.81895,22.03198],[-100.81428,22.03216],[-100.81158,22.03226],[-100.81071,22.03227],[-100.80991,22.03228],[-100.80898,22.03235],[-100.80573,22.03246],[-100.80214,22.03259],[-100.79874,22.03466],[-100.79456,22.03719],[-100.7904,22.03969],[-100.78653,22.04207],[-100.7827,22.04444],[-100.77867,22.04694],[-100.77474,22.04938],[-100.77146,22.05141],[-100.76755,22.05381],[-100.76372,22.0562],[-100.75983,22.05873],[-100.7565,22.06088],[-100.75264,22.06325],[-100.74789,22.06619],[-100.74322,22.06902],[-100.7396,22.07122],[-100.73579,22.07359],[-100.7326,22.07555],[-100.73067,22.07673],[-100.72669,22.07918],[-100.72323,22.08131],[-100.71989,22.08335],[-100.71642,22.0855],[-100.7119,22.08575],[-100.70721,22.08604],[-100.70283,22.0863],[-100.69999,22.08643],[-100.69201,22.08687],[-100.68843,22.08709],[-100.68376,22.08737],[-100.68086,22.09261],[-100.68032,22.09279],[-100.68022,22.09315]]}}
Línea 115.0 kV | LineString | 115.0 kV | 1 |  |  | CFE |  |  |  |  | OpenStreetMap | {"type":"Feature","properties":{},"geometry":{"type":"LineString","coordinates":[[-100.93112,21.83253],[-100.93051,21.83234],[-100.9299,21.83215],[-100.92983,21.83213]]}}
Línea 115.0 kV | LineString | 115.0 kV | 1 |  |  | CFE |  |  |  |  | OpenStreetMap | {"type":"Feature","properties":{},"geometry":{"type":"LineString","coordinates":[[-100.93109,21.8326],[-100.93044,21.83253],[-100.92978,21.83237],[-100.92971,21.83235]]}}
Línea 115.0 kV | LineString | 115.0 kV | 1 |  |  | CFE |  |  |  |  | OpenStreetMap | {"type":"Feature","properties":{},"geometry":{"type":"LineString","coordinates":[[-100.92984,21.83225],[-100.92978,21.83237],[-100.92904,21.83384],[-100.92828,21.8353],[-100.92731,21.83719],[-100.92653,21.83873],[-100.92539,21.84011],[-100.92426,21.84146],[-100.92311,21.84284],[-100.92188,21.84428],[-100.92064,21.8458],[-100.91939,21.8473],[-100.91812,21.84882],[-100.91688,21.8503],[-100.91561,21.85182],[-100.91436,21.85332],[-100.91311,21.8548],[-100.9119,21.85625],[-100.91072,21.85766],[-100.90952,21.85911],[-100.90832,21.86054],[-100.90594,21.86341],[-100.90473,21.86485],[-100.90354,21.86629],[-100.90234,21.86771],[-100.90116,21.86912],[-100.89878,21.87197],[-100.89759,21.87341],[-100.89642,21.87481],[-100.89477,21.87674],[-100.87968,21.89482],[-100.87847,21.89625],[-100.87729,21.89768],[-100.87608,21.89912],[-100.8737,21.90198],[-100.8725,21.90341],[-100.8713,21.90484],[-100.8677,21.90917],[-100.86655,21.91053],[-100.86535,21.91196],[-100.86417,21.91337],[-100.86298,21.9148],[-100.8618,21.91622],[-100.86062,21.91763],[-100.85943,21.91906],[-100.85828,21.92049],[-100.85706,21.92196],[-100.85586,21.92338],[-100.85466,21.92481],[-100.85347,21.92623],[-100.85109,21.92909],[-100.84988,21.93053],[-100.8487,21.93194],[-100.84751,21.93337],[-100.84513,21.93621],[-100.84154,21.94049],[-100.84026,21.94203],[-100.83944,21.94299],[-100.838,21.94473],[-100.83677,21.94619],[-100.83055,21.95364],[-100.8302,21.95407],[-100.82367,21.96188],[-100.82232,21.9635],[-100.82175,21.96586],[-100.82268,21.96745],[-100.82358,21.96904],[-100.8245,21.97063],[-100.82541,21.97223],[-100.82635,21.97384],[-100.82726,21.97543],[-100.82818,21.97703],[-100.82911,21.97863],[-100.83001,21.98022],[-100.83091,21.98181],[-100.83184,21.98342],[-100.83275,21.985],[-100.83367,21.9866],[-100.83459,21.98819],[-100.8355,21.9898],[-100.83734,21.99298],[-100.83812,21.99433],[-100.83877,21.99548],[-100.83934,21.99519],[-100.83976,21.99535],[-100.84052,21.99566],[-100.84103,21.99532]]}}
Línea 115.0 kV | LineString | 115.0 kV | 1 |  |  | CFE |  |  |  |  | OpenStreetMap | {"type":"Feature","properties":{},"geometry":{"type":"LineString","coordinates":[[-100.87667,21.97332],[-100.87677,21.9732],[-100.87704,21.97298],[-100.87713,21.97291]]}}
Línea 115.0 kV | LineString | 115.0 kV | 1 |  |  | CFE |  |  |  |  | OpenStreetMap | {"type":"Feature","properties":{},"geometry":{"type":"LineString","coordinates":[[-100.85925,21.98003],[-100.85927,21.98019],[-100.85939,21.98032]]}}
Línea 115.0 kV | LineString | 115.0 kV | 1 |  |  | CFE |  |  |  |  | OpenStreetMap | {"type":"Feature","properties":{},"geometry":{"type":"LineString","coordinates":[[-100.85893,21.98094],[-100.85858,21.98059],[-100.85925,21.98003],[-100.85939,21.97991],[-100.8602,21.97924],[-100.86101,21.97856],[-100.86182,21.97788],[-100.86291,21.97785],[-100.86294,21.97696],[-100.86369,21.97632],[-100.86456,21.9756],[-100.86542,21.97488],[-100.86628,21.97415],[-100.86721,21.97338],[-100.86808,21.97266],[-100.86894,21.97193],[-100.8698,21.97122],[-100.8706,21.97206],[-100.8714,21.97287],[-100.87214,21.97367],[-100.87293,21.97447],[-100.87371,21.97529],[-100.87458,21.97457],[-100.87546,21.97383],[-100.8763,21.97312],[-100.87647,21.9733]]}}
Línea 115.0 kV | LineString | 115.0 kV | 1 |  |  | CFE |  |  |  |  | OpenStreetMap | {"type":"Feature","properties":{},"geometry":{"type":"LineString","coordinates":[[-100.85847,21.98068],[-100.85874,21.9811]]}}
Línea 115.0 kV | LineString | 115.0 kV | 1 |  |  | CFE |  |  |  |  | OpenStreetMap | {"type":"Feature","properties":{},"geometry":{"type":"LineString","coordinates":[[-100.85847,21.98068],[-100.85887,21.981]]}}
Línea 115.0 kV | LineString | 115.0 kV | 2 |  |  | CFE |  |  |  |  | OpenStreetMap | {"type":"Feature","properties":{},"geometry":{"type":"LineString","coordinates":[[-100.84103,21.99532],[-100.8432,21.99351],[-100.84572,21.99139],[-100.84825,21.98929],[-100.85074,21.98717],[-100.85185,21.98623],[-100.85291,21.98535],[-100.85383,21.98458],[-100.85524,21.98461],[-100.85536,21.98329],[-100.85637,21.98245],[-100.85745,21.98155],[-100.85847,21.98068]]}}
Línea 115.0 kV | LineString | 115.0 kV | 2 |  |  | CFE |  |  |  |  | OpenStreetMap | {"type":"Feature","properties":{},"geometry":{"type":"LineString","coordinates":[[-100.8863,22.02614],[-100.88596,22.02617]]}}
Línea 115.0 kV | LineString | 115.0 kV | 1 |  |  | CFE |  |  |  |  | OpenStreetMap | {"type":"Feature","properties":{},"geometry":{"type":"LineString","coordinates":[[-100.85684,22.02723],[-100.85721,22.0266],[-100.85782,22.02568],[-100.85834,22.02494]]}}
Línea 115.0 kV | LineString | 115.0 kV | 1 |  |  | CFE |  |  |  |  | OpenStreetMap | {"type":"Feature","properties":{},"geometry":{"type":"LineString","coordinates":[[-100.85674,22.02713],[-100.85678,22.02683],[-100.85658,22.02647],[-100.85566,22.02489],[-100.85475,22.0233],[-100.85393,22.02186],[-100.85352,22.02115],[-100.85282,22.01995],[-100.85196,22.01844],[-100.85111,22.01693],[-100.85018,22.01535],[-100.84928,22.01374],[-100.84834,22.01214],[-100.84742,22.01055],[-100.84682,22.00951],[-100.84628,22.00856],[-100.84559,22.00735],[-100.84466,22.00575],[-100.84375,22.00415],[-100.84285,22.00255],[-100.8419,22.00098],[-100.84106,21.99945],[-100.8401,21.99781],[-100.83927,21.99636],[-100.83884,21.99561],[-100.83934,21.99529],[-100.83962,21.99543],[-100.84055,21.99581],[-100.84103,21.99532]]}}
Línea 115.0 kV | LineString | 115.0 kV | 1 |  |  | CFE |  |  |  |  | OpenStreetMap | {"type":"Feature","properties":{},"geometry":{"type":"LineString","coordinates":[[-100.85684,22.02723],[-100.85735,22.02668],[-100.85795,22.02575],[-100.85834,22.02494]]}}
Línea 115.0 kV | LineString | 115.0 kV |  |  |  | CFE |  |  |  |  | OpenStreetMap | {"type":"Feature","properties":{},"geometry":{"type":"LineString","coordinates":[[-100.84817,22.03094],[-100.84876,22.03076],[-100.85179,22.02939],[-100.85465,22.02808],[-100.8564,22.02728],[-100.85674,22.02713]]}}
Línea 115.0 kV | LineString | 115.0 kV | 2 |  |  | CFE |  |  |  |  | OpenStreetMap | {"type":"Feature","properties":{},"geometry":{"type":"LineString","coordinates":[[-100.84826,22.03108],[-100.84882,22.03091],[-100.85227,22.02933],[-100.85498,22.02807],[-100.85684,22.02723]]}}
Línea 115.0 kV | LineString | 115.0 kV | 2 |  |  | CFE |  |  |  |  | OpenStreetMap | {"type":"Feature","properties":{},"geometry":{"type":"LineString","coordinates":[[-100.84837,22.03131],[-100.8489,22.03105],[-100.85214,22.02959],[-100.85523,22.02818],[-100.85704,22.02735],[-100.85872,22.03023],[-100.86029,22.0329],[-100.8613,22.03469],[-100.8635,22.03848],[-100.86512,22.04131],[-100.86668,22.04406],[-100.86824,22.04675],[-100.86979,22.04945]]}}
Línea 115.0 kV | LineString | 115.0 kV | 1 |  |  | CFE |  |  |  |  | OpenStreetMap | {"type":"Feature","properties":{},"geometry":{"type":"LineString","coordinates":[[-100.8747,22.04706],[-100.87475,22.04715]]}}
Línea 115.0 kV | LineString | 115.0 kV | 1 |  |  | CFE |  |  |  |  | OpenStreetMap | {"type":"Feature","properties":{},"geometry":{"type":"LineString","coordinates":[[-100.87271,22.048],[-100.8728,22.04815]]}}
Línea 115.0 kV | LineString | 115.0 kV | 1 |  |  | CFE |  |  |  |  | OpenStreetMap | {"type":"Feature","properties":{},"geometry":{"type":"LineString","coordinates":[[-100.87246,22.04811],[-100.87255,22.04828]]}}
Línea 115.0 kV | LineString | 115.0 kV |  |  |  | CFE |  |  |  |  | OpenStreetMap | {"type":"Feature","properties":{},"geometry":{"type":"LineString","coordinates":[[-100.86979,22.04945],[-100.86992,22.04939]]}}
Línea 115.0 kV | LineString | 115.0 kV | 1 |  |  | CFE |  |  |  |  | OpenStreetMap | {"type":"Feature","properties":{},"geometry":{"type":"LineString","coordinates":[[-100.86962,22.04954],[-100.86967,22.04943],[-100.8701,22.04923],[-100.87024,22.04916],[-100.87103,22.04879],[-100.87187,22.04839],[-100.87246,22.04811],[-100.87271,22.048],[-100.87371,22.04753],[-100.8747,22.04706],[-100.87568,22.04658],[-100.87668,22.04612],[-100.87769,22.04565],[-100.87864,22.04518],[-100.8787,22.04528]]}}
Línea 115.0 kV | LineString | 115.0 kV | 1 |  |  | CFE |  |  |  |  | OpenStreetMap | {"type":"Feature","properties":{},"geometry":{"type":"LineString","coordinates":[[-100.86874,22.04882],[-100.8689,22.04877],[-100.86907,22.0491],[-100.86962,22.04954],[-100.86985,22.04992],[-100.86971,22.05]]}}
Línea 115.0 kV | LineString | 115.0 kV | 1 |  |  | CFE |  |  |  |  | OpenStreetMap | {"type":"Feature","properties":{},"geometry":{"type":"LineString","coordinates":[[-101.97585,21.91498],[-101.97603,21.91514],[-101.9773,21.91413],[-101.97732,21.9127],[-101.97735,21.91122],[-101.97739,21.90971],[-101.97742,21.90806],[-101.97744,21.90636],[-101.97742,21.90459],[-101.97749,21.903],[-101.97752,21.90137],[-101.97754,21.8998],[-101.97758,21.89812],[-101.97762,21.89644],[-101.97765,21.89477],[-101.97768,21.89302],[-101.97771,21.89128],[-101.97774,21.88959],[-101.97776,21.88791],[-101.9778,21.88616],[-101.97785,21.88443],[-101.97788,21.88272],[-101.97794,21.88001],[-101.97743,21.87856],[-101.97685,21.87691],[-101.97629,21.87528],[-101.97576,21.87364],[-101.97518,21.87199],[-101.9746,21.87033],[-101.97404,21.86872],[-101.97363,21.8675],[-101.97309,21.86598],[-101.97256,21.86445],[-101.97203,21.86294],[-101.9715,21.86143],[-101.97099,21.85993],[-101.97047,21.85842],[-101.96999,21.85706],[-101.96955,21.85578],[-101.96905,21.85434],[-101.96854,21.85288],[-101.96807,21.85149],[-101.96831,21.84969],[-101.96868,21.84785],[-101.96902,21.84613],[-101.96933,21.84453],[-101.96965,21.84285],[-101.97004,21.84078],[-101.97034,21.83922],[-101.97064,21.83764],[-101.97094,21.83603],[-101.97125,21.83448],[-101.97156,21.83292],[-101.97186,21.83136],[-101.97211,21.83004],[-101.97086,21.82898],[-101.96952,21.82782],[-101.96819,21.82668],[-101.96685,21.82554],[-101.96556,21.82441],[-101.96423,21.82328],[-101.96301,21.82223],[-101.96168,21.82109],[-101.96059,21.82015],[-101.95931,21.81903],[-101.95799,21.8179],[-101.95667,21.81677],[-101.95535,21.81564],[-101.9541,21.81456],[-101.95277,21.81342],[-101.95143,21.81228],[-101.95007,21.81111],[-101.94874,21.80997],[-101.94749,21.8089],[-101.94618,21.80777],[-101.94501,21.80677],[-101.94489,21.80667],[-101.94333,21.80602],[-101.9418,21.80537],[-101.94025,21.80472],[-101.93871,21.80407],[-101.93717,21.80342],[-101.93563,21.80277],[-101.93436,21.80223],[-101.93344,21.80097],[-101.93239,21.79957],[-101.93138,21.79812],[-101.9303,21.79675],[-101.92922,21.79529],[-101.92817,21.79388],[-101.92708,21.79241],[-101.92603,21.791],[-101.92557,21.7894],[-101.92512,21.78783],[-101.92464,21.78622],[-101.92417,21.78459],[-101.92373,21.78299],[-101.92326,21.78138],[-101.92282,21.77982],[-101.92236,21.77819],[-101.92189,21.77658],[-101.92141,21.77491],[-101.92095,21.77334],[-101.92051,21.77179],[-101.92006,21.77021],[-101.91961,21.76866],[-101.91916,21.76707],[-101.91872,21.76551],[-101.91826,21.76395],[-101.91785,21.76248],[-101.91749,21.76119],[-101.91573,21.76063],[-101.91401,21.76008],[-101.91224,21.75952],[-101.91058,21.75897],[-101.90702,21.75784],[-101.90532,21.75729],[-101.90357,21.75674],[-101.90217,21.75628],[-101.89973,21.75551],[-101.89834,21.75505],[-101.896,21.75431],[-101.89337,21.75348],[-101.89176,21.75296],[-101.89043,21.75253],[-101.88906,21.75209],[-101.88744,21.75157],[-101.88515,21.75084],[-101.88373,21.75039],[-101.88244,21.74998],[-101.88124,21.74959],[-101.87868,21.74877],[-101.87722,21.74831],[-101.87539,21.74881],[-101.87379,21.74924],[-101.87229,21.74965],[-101.87067,21.75007],[-101.86901,21.7505],[-101.8638,21.75325],[-101.86207,21.75416],[-101.85993,21.75529],[-101.85731,21.75667],[-101.85535,21.75769],[-101.85421,21.75828],[-101.85244,21.7592],[-101.85097,21.75999],[-101.84899,21.76104],[-101.84667,21.76224],[-101.84563,21.76278],[-101.84419,21.76354],[-101.84246,21.76443],[-101.84126,21.76506],[-101.83994,21.76598],[-101.8386,21.76689],[-101.83718,21.76786],[-101.83569,21.76887],[-101.83451,21.77016],[-101.83331,21.77149],[-101.8321,21.77283],[-101.83092,21.77412],[-101.8296,21.77559],[-101.82862,21.77666],[-101.82731,21.7781],[-101.8262,21.77932],[-101.82502,21.7806],[-101.82353,21.78232],[-101.82238,21.78353],[-101.82123,21.7848],[-101.82001,21.78611],[-101.81882,21.78747],[-101.8176,21.7888],[-101.81639,21.79014],[-101.81524,21.79141],[-101.81301,21.79384],[-101.81193,21.79505],[-101.8105,21.79602],[-101.80913,21.79696],[-101.80652,21.79869],[-101.80507,21.79971],[-101.80374,21.80065],[-101.80235,21.80155],[-101.80104,21.80246],[-101.7997,21.80338],[-101.79832,21.80434],[-101.79695,21.80529],[-101.79555,21.80624],[-101.79422,21.80714],[-101.79278,21.80812],[-101.79133,21.8091],[-101.7899,21.81006],[-101.78816,21.81127],[-101.78677,21.81223],[-101.78537,21.81319],[-101.78396,21.81416],[-101.78243,21.81519],[-101.78098,21.81618],[-101.77951,21.81717],[-101.77804,21.81818],[-101.77655,21.81921],[-101.77511,21.82018],[-101.77353,21.82031],[-101.77137,21.82051],[-101.7695,21.82068],[-101.76776,21.82083],[-101.76567,21.82103],[-101.76361,21.8212],[-101.7618,21.82137],[-101.75981,21.82154],[-101.75838,21.82168],[-101.7566,21.82183],[-101.75497,21.822],[-101.7537,21.82275],[-101.7522,21.82368],[-101.75069,21.82461],[-101.74911,21.82557],[-101.74763,21.82648],[-101.74619,21.82737],[-101.74459,21.82835],[-101.74304,21.82929],[-101.74152,21.83022],[-101.73991,21.83122],[-101.73834,21.83214],[-101.73675,21.83307],[-101.73596,21.83353],[-101.73513,21.83396],[-101.73359,21.83489],[-101.73211,21.83583],[-101.73048,21.83681],[-101.72888,21.83779],[-101.72801,21.83832],[-101.72687,21.83902],[-101.72531,21.83998],[-101.72381,21.8409],[-101.72227,21.84184],[-101.72072,21.8428],[-101.71654,21.84537],[-101.71346,21.8473],[-101.70009,21.85568],[-101.69561,21.85844],[-101.69266,21.86026],[-101.68805,21.8631],[-101.68199,21.86684],[-101.67905,21.86866],[-101.67755,21.86959],[-101.6718,21.87315],[-101.66591,21.87678],[-101.66446,21.87767],[-101.66314,21.8785],[-101.66172,21.87937],[-101.6602,21.8803],[-101.659,21.88105],[-101.6574,21.88205],[-101.65592,21.88296],[-101.65444,21.88388],[-101.65303,21.88475],[-101.65159,21.88564],[-101.65015,21.88652],[-101.64872,21.8874],[-101.64728,21.88829],[-101.64574,21.88924],[-101.64418,21.8902],[-101.64235,21.89054],[-101.6407,21.89089],[-101.63899,21.89125],[-101.6374,21.89151],[-101.63572,21.89183],[-101.63371,21.89222],[-101.63173,21.89261],[-101.63038,21.89287],[-101.62889,21.89203],[-101.62728,21.89116],[-101.62578,21.8903],[-101.62428,21.88948],[-101.6228,21.88868],[-101.62134,21.88787],[-101.61988,21.88707],[-101.61841,21.88626],[-101.61694,21.88545],[-101.61547,21.88466],[-101.614,21.8839],[-101.61263,21.88314],[-101.61114,21.88232],[-101.60971,21.88154],[-101.60812,21.88094],[-101.60656,21.88035],[-101.605,21.87977],[-101.60343,21.87917],[-101.60185,21.87859],[-101.6003,21.87799],[-101.59874,21.87741],[-101.59801,21.87713],[-101.59717,21.87682],[-101.59562,21.87623],[-101.59389,21.87558],[-101.59207,21.87489],[-101.59062,21.87435],[-101.58868,21.87363],[-101.58683,21.87293],[-101.58608,21.87296],[-101.58608,21.87331]]}}
Línea 115.0 kV | LineString | 115.0 kV | 1 |  |  | CFE |  |  |  |  | OpenStreetMap | {"type":"Feature","properties":{},"geometry":{"type":"LineString","coordinates":[[-102.06357,21.69727],[-102.06354,21.69739],[-102.06169,21.69699],[-102.05987,21.69659],[-102.05809,21.69619],[-102.05636,21.69578],[-102.0548,21.69668],[-102.05325,21.69759],[-102.05173,21.69847],[-102.05042,21.69921],[-102.0489,21.70011],[-102.04736,21.701],[-102.04589,21.70185],[-102.04435,21.70274],[-102.04307,21.70347],[-102.04093,21.70471],[-102.03983,21.70534],[-102.03827,21.70625],[-102.03671,21.70718],[-102.03534,21.70797],[-102.03378,21.70888],[-102.03254,21.70959],[-102.03105,21.71046],[-102.03006,21.71106],[-102.02839,21.71208],[-102.02678,21.71307],[-102.02439,21.71454],[-102.02289,21.71546],[-102.02141,21.71638],[-102.01993,21.71726],[-102.01842,21.71819],[-102.01693,21.7191],[-102.01533,21.72009],[-102.01352,21.72119],[-102.0123,21.72193],[-102.01093,21.72278],[-102.00958,21.72361],[-102.00809,21.72452],[-102.00661,21.72542],[-102.0053,21.72622],[-102.00392,21.72707],[-102.00245,21.72797],[-102.00093,21.72891],[-101.99939,21.72984],[-101.99778,21.73083],[-101.99631,21.73174],[-101.99485,21.73262],[-101.99354,21.73366],[-101.99229,21.73465],[-101.99102,21.73565],[-101.98971,21.73669],[-101.98861,21.73756],[-101.9874,21.73851],[-101.98603,21.7396],[-101.98471,21.74064],[-101.98342,21.74165],[-101.98206,21.74274],[-101.98071,21.7438],[-101.97937,21.74481],[-101.97908,21.74622],[-101.97878,21.74769],[-101.97846,21.74922],[-101.97812,21.75091],[-101.97779,21.75251],[-101.97746,21.7542],[-101.97713,21.75573],[-101.97679,21.75734],[-101.97646,21.75899],[-101.97609,21.76055],[-101.9757,21.76218],[-101.97532,21.76377],[-101.97492,21.76542],[-101.97454,21.76709],[-101.97418,21.76875],[-101.97376,21.77034],[-101.97337,21.77198],[-101.97298,21.77359],[-101.9726,21.77521],[-101.9722,21.77684],[-101.9719,21.77825],[-101.9711,21.77908],[-101.96985,21.78039],[-101.96863,21.78167],[-101.96746,21.78294],[-101.96633,21.78418],[-101.96514,21.78542],[-101.96395,21.78667],[-101.96277,21.78795],[-101.96163,21.78914],[-101.96045,21.79038],[-101.95925,21.79166],[-101.9581,21.79286],[-101.95695,21.79411],[-101.95573,21.79537],[-101.95451,21.79668],[-101.9534,21.79786],[-101.95226,21.79908],[-101.95109,21.80033],[-101.94991,21.80159],[-101.94871,21.80285],[-101.94752,21.80412],[-101.94639,21.80533],[-101.94526,21.80652],[-101.94501,21.80677],[-101.94492,21.80687]]}}
Línea 115.0 kV | LineString | 115.0 kV | 1 |  |  | CFE |  |  |  |  | OpenStreetMap | {"type":"Feature","properties":{},"geometry":{"type":"LineString","coordinates":[[-102.22192,21.76417],[-102.22212,21.76472],[-102.22079,21.76508],[-102.21932,21.76549],[-102.2176,21.76437],[-102.21609,21.76337],[-102.21453,21.76237],[-102.21325,21.76155],[-102.21193,21.76068],[-102.20914,21.75888],[-102.20796,21.75811],[-102.2064,21.75712],[-102.20488,21.75612],[-102.20338,21.75515],[-102.202,21.75427],[-102.19993,21.75292],[-102.19834,21.75189],[-102.19718,21.75115],[-102.1956,21.75014],[-102.19407,21.74913],[-102.19256,21.74816],[-102.19111,21.74724],[-102.18953,21.7462],[-102.18629,21.74412],[-102.18464,21.74305],[-102.18337,21.74222],[-102.18176,21.74117],[-102.18017,21.74014],[-102.17853,21.73909],[-102.17684,21.73799],[-102.17508,21.73685],[-102.17367,21.73594],[-102.17198,21.73486],[-102.17048,21.73389],[-102.16855,21.73374],[-102.1668,21.73361],[-102.16545,21.7335],[-102.16399,21.7334],[-102.16275,21.73331],[-102.16108,21.73318],[-102.15926,21.73305],[-102.15748,21.7329],[-102.15593,21.73278],[-102.15398,21.73264],[-102.15223,21.7325],[-102.15035,21.73236],[-102.14849,21.73222],[-102.14657,21.73208],[-102.14469,21.73194],[-102.14277,21.73179],[-102.14109,21.73138],[-102.13937,21.73095],[-102.13762,21.73051],[-102.1359,21.7301],[-102.13422,21.72968],[-102.13251,21.72926],[-102.1308,21.72884],[-102.12913,21.72841],[-102.12743,21.728],[-102.12548,21.72752],[-102.12369,21.72707],[-102.12235,21.72649],[-102.12091,21.72585],[-102.11945,21.72521],[-102.1181,21.72462],[-102.1165,21.7239],[-102.11509,21.72329],[-102.11354,21.72258],[-102.11198,21.72191],[-102.11043,21.72122],[-102.10894,21.72057],[-102.10742,21.71991],[-102.10583,21.71921],[-102.10427,21.71851],[-102.10256,21.71776],[-102.10098,21.71705],[-102.09936,21.71632],[-102.09784,21.71565],[-102.09615,21.71489],[-102.09447,21.71413],[-102.09278,21.71337],[-102.09139,21.71274],[-102.08971,21.71199],[-102.08819,21.7113],[-102.08655,21.71057],[-102.08509,21.7099],[-102.08342,21.70915],[-102.08047,21.70746],[-102.07897,21.70657],[-102.07743,21.70566],[-102.07592,21.70475],[-102.07443,21.70386],[-102.0729,21.70295],[-102.07137,21.70205],[-102.06981,21.7011],[-102.06832,21.70022],[-102.0667,21.69927],[-102.0652,21.69836],[-102.06365,21.69741],[-102.06366,21.6973]]}}
Línea 115.0 kV | LineString | 115.0 kV | 2 |  |  | CFE |  |  |  |  | OpenStreetMap | {"type":"Feature","properties":{},"geometry":{"type":"LineString","coordinates":[[-102.22205,21.76413],[-102.22235,21.76495],[-102.22448,21.76477],[-102.22915,21.76244],[-102.23142,21.7613],[-102.23687,21.75858],[-102.24003,21.757],[-102.24381,21.75512],[-102.24591,21.75407],[-102.24943,21.7546],[-102.25306,21.75515],[-102.25614,21.75728],[-102.25872,21.75906],[-102.26175,21.76115],[-102.26364,21.76246],[-102.26666,21.76454],[-102.26749,21.76725],[-102.26843,21.77032],[-102.26897,21.77205],[-102.26989,21.77501],[-102.27097,21.77854],[-102.27096,21.78092],[-102.27092,21.78423],[-102.27091,21.78662],[-102.27088,21.78926],[-102.27083,21.79173],[-102.27053,21.79304]]}}
Línea 115.0 kV | LineString | 115.0 kV | 2 |  |  | CFE |  |  |  |  | OpenStreetMap | {"type":"Feature","properties":{},"geometry":{"type":"LineString","coordinates":[[-102.28013,21.77309],[-102.28027,21.77398]]}}
Línea 115.0 kV | LineString | 115.0 kV | 2 |  |  | CFE |  |  |  |  | OpenStreetMap | {"type":"Feature","properties":{},"geometry":{"type":"LineString","coordinates":[[-102.27983,21.77319],[-102.28027,21.77398]]}}
Línea 115.0 kV | LineString | 115.0 kV | 1 |  |  | CFE |  |  |  |  | OpenStreetMap | {"type":"Feature","properties":{},"geometry":{"type":"LineString","coordinates":[[-102.27922,21.77151],[-102.27938,21.77213],[-102.27983,21.77319]]}}
Línea 115.0 kV | LineString | 115.0 kV | 1 |  |  | CFE |  |  |  |  | OpenStreetMap | {"type":"Feature","properties":{},"geometry":{"type":"LineString","coordinates":[[-102.27952,21.77143],[-102.27971,21.77213],[-102.28013,21.77309]]}}
Línea 115.0 kV | LineString | 115.0 kV | 1 |  |  | CFE |  |  |  |  | OpenStreetMap | {"type":"Feature","properties":{},"geometry":{"type":"LineString","coordinates":[[-102.27952,21.77143],[-102.27985,21.77209],[-102.28013,21.77309]]}}
Línea 115.0 kV | LineString | 115.0 kV | 1 |  |  | CFE |  |  |  |  | OpenStreetMap | {"type":"Feature","properties":{},"geometry":{"type":"LineString","coordinates":[[-102.27922,21.77151],[-102.27952,21.77209],[-102.27983,21.77319]]}}
Línea 115.0 kV | LineString | 115.0 kV | 2 |  |  | CFE |  |  |  |  | OpenStreetMap | {"type":"Feature","properties":{},"geometry":{"type":"LineString","coordinates":[[-102.27908,21.77062],[-102.27922,21.77151]]}}
Línea 115.0 kV | LineString | 115.0 kV | 2 |  |  | CFE |  |  |  |  | OpenStreetMap | {"type":"Feature","properties":{},"geometry":{"type":"LineString","coordinates":[[-102.27908,21.77062],[-102.27952,21.77143]]}}
Línea 115.0 kV | LineString | 115.0 kV | 4 |  |  | CFE |  |  |  |  | OpenStreetMap | {"type":"Feature","properties":{},"geometry":{"type":"LineString","coordinates":[[-102.22432,21.76424],[-102.22646,21.76228],[-102.22881,21.76012],[-102.23168,21.75842],[-102.23423,21.75693],[-102.23641,21.75563],[-102.23865,21.7543],[-102.24351,21.75488],[-102.24585,21.75371],[-102.24845,21.75409],[-102.25091,21.75445],[-102.25413,21.7535],[-102.2572,21.75362],[-102.26124,21.75379],[-102.2645,21.75392],[-102.26829,21.75406],[-102.27197,21.75421],[-102.27556,21.7561],[-102.27918,21.75635],[-102.27904,21.75852],[-102.27893,21.76071],[-102.27875,21.76373],[-102.27859,21.76645],[-102.27886,21.76875],[-102.27908,21.77062]]}}
Línea 115.0 kV | LineString | 115.0 kV | 2 |  |  | CFE |  |  |  |  | OpenStreetMap | {"type":"Feature","properties":{},"geometry":{"type":"LineString","coordinates":[[-102.22238,21.76404],[-102.2227,21.76459],[-102.22432,21.76424]]}}
Línea 115.0 kV | LineString | 115.0 kV | 2 |  |  | CFE |  |  |  |  | OpenStreetMap | {"type":"Feature","properties":{},"geometry":{"type":"LineString","coordinates":[[-102.22221,21.76409],[-102.22263,21.76478],[-102.22432,21.76424]]}}
Línea 115.0 kV | LineString | 115.0 kV | 1 |  |  | CFE |  |  |  |  | OpenStreetMap | {"type":"Feature","properties":{},"geometry":{"type":"LineString","coordinates":[[-102.19887,21.75322],[-102.19868,21.75329],[-102.19858,21.75371],[-102.19919,21.75495],[-102.19985,21.75616],[-102.20062,21.75731],[-102.20139,21.75845],[-102.20213,21.7596],[-102.20287,21.76077],[-102.20361,21.76193],[-102.20416,21.76245],[-102.20498,21.76276],[-102.20645,21.7631],[-102.20784,21.76343],[-102.20864,21.76351],[-102.21003,21.76317],[-102.21131,21.76281]]}}
Línea 115.0 kV | LineString | 115.0 kV | 1 |  |  | CFE |  |  |  |  | OpenStreetMap | {"type":"Feature","properties":{},"geometry":{"type":"LineString","coordinates":[[-102.17838,21.73533],[-102.17795,21.73531],[-102.17697,21.73502],[-102.17601,21.73474],[-102.17489,21.73471],[-102.17476,21.73556],[-102.17466,21.73636],[-102.1746,21.73696],[-102.17447,21.738],[-102.17433,21.73897],[-102.17407,21.73986],[-102.17379,21.74091],[-102.17349,21.74197],[-102.17319,21.74302],[-102.17292,21.74431],[-102.17259,21.74548],[-102.17225,21.74671],[-102.17193,21.74788],[-102.17257,21.74831],[-102.17297,21.74811],[-102.17383,21.74775],[-102.1748,21.7473],[-102.17591,21.74683],[-102.177,21.74635],[-102.17814,21.74599],[-102.17946,21.74565],[-102.18068,21.74533],[-102.1819,21.745],[-102.1831,21.74465],[-102.18379,21.74397],[-102.18408,21.74311],[-102.18441,21.74222],[-102.18472,21.74133],[-102.18529,21.74043],[-102.18637,21.7404],[-102.18736,21.74079],[-102.18845,21.74163],[-102.18943,21.7424],[-102.1904,21.74317],[-102.19135,21.74393],[-102.1923,21.7447],[-102.19324,21.74547],[-102.19419,21.74623],[-102.19513,21.74701],[-102.19593,21.74783],[-102.19651,21.74896],[-102.19709,21.75007],[-102.19765,21.75119],[-102.198,21.75193],[-102.19835,21.75268],[-102.19866,21.75335],[-102.19916,21.75445],[-102.1996,21.75539],[-102.2,21.75594],[-102.20059,21.75683],[-102.20126,21.75785],[-102.20192,21.75886],[-102.20259,21.75987],[-102.20324,21.7609],[-102.2039,21.76195],[-102.20421,21.76222],[-102.20477,21.76247],[-102.20607,21.76282],[-102.20713,21.76303],[-102.20804,21.7632],[-102.20847,21.76325],[-102.20899,21.76319],[-102.21014,21.7629],[-102.21128,21.76258],[-102.21249,21.76225],[-102.21358,21.76195],[-102.21446,21.7617],[-102.21537,21.76145],[-102.21606,21.76126]]}}
Línea 115.0 kV | LineString | 115.0 kV | 1 |  |  | CFE |  |  |  |  | OpenStreetMap | {"type":"Feature","properties":{},"geometry":{"type":"LineString","coordinates":[[-102.27428,21.90606],[-102.27414,21.90595]]}}
Línea 115.0 kV | LineString | 115.0 kV | 3 |  |  | CFE |  |  |  |  | OpenStreetMap | {"type":"Feature","properties":{},"geometry":{"type":"LineString","coordinates":[[-102.27425,21.90567],[-102.27428,21.90606]]}}
Línea 115.0 kV | LineString | 115.0 kV | 1 |  |  | CFE |  |  |  |  | OpenStreetMap | {"type":"Feature","properties":{},"geometry":{"type":"LineString","coordinates":[[-102.26621,21.91249],[-102.26808,21.91258],[-102.26966,21.91171],[-102.27104,21.91089],[-102.27244,21.91008],[-102.27253,21.90928],[-102.27271,21.90675],[-102.27261,21.90585],[-102.2734,21.9058],[-102.27425,21.90567]]}}
Línea 115.0 kV | LineString | 115.0 kV | 1 |  |  | CFE |  |  |  |  | OpenStreetMap | {"type":"Feature","properties":{},"geometry":{"type":"LineString","coordinates":[[-101.97578,21.91502],[-101.97596,21.91521],[-101.97763,21.91511],[-101.97939,21.915],[-101.98135,21.91488],[-101.98322,21.91474],[-101.9851,21.91463],[-101.987,21.91451],[-101.98886,21.91438],[-101.99087,21.91425],[-101.99289,21.91412],[-101.99482,21.91399],[-101.99676,21.91386],[-101.99871,21.91374],[-102.00063,21.9136],[-102.00256,21.91348],[-102.00449,21.91335],[-102.00643,21.91323],[-102.00838,21.9131],[-102.01029,21.91298],[-102.01223,21.91285],[-102.01417,21.91273],[-102.0161,21.9126],[-102.018,21.91246],[-102.01995,21.91235],[-102.02187,21.91222],[-102.02379,21.91209],[-102.0257,21.91197],[-102.02764,21.91186],[-102.02914,21.91192],[-102.03066,21.912],[-102.0336,21.91214],[-102.03555,21.91225],[-102.03749,21.91234],[-102.03946,21.91245],[-102.04152,21.91257],[-102.04336,21.91268],[-102.04531,21.91277],[-102.04738,21.91288],[-102.04951,21.91298],[-102.05143,21.91308],[-102.05338,21.91316],[-102.05529,21.91326],[-102.05721,21.91336],[-102.05914,21.91346],[-102.06107,21.91356],[-102.06308,21.91366],[-102.06503,21.91376],[-102.06677,21.91385],[-102.06879,21.91396],[-102.07071,21.91405],[-102.07273,21.91417],[-102.07475,21.91425],[-102.07675,21.91436],[-102.07877,21.91446],[-102.08094,21.91457],[-102.08288,21.91467],[-102.08483,21.91477],[-102.08672,21.91485],[-102.08862,21.91495],[-102.09056,21.91505],[-102.09249,21.91515],[-102.09443,21.91525],[-102.09645,21.91535],[-102.09848,21.91546],[-102.10041,21.91555],[-102.10219,21.91564],[-102.10451,21.91575],[-102.1064,21.91584],[-102.10835,21.91596],[-102.11028,21.91606],[-102.11208,21.91615],[-102.11336,21.91621],[-102.11519,21.9163],[-102.11716,21.9164],[-102.11914,21.91652],[-102.12114,21.91661],[-102.12318,21.91671],[-102.12554,21.91683],[-102.1276,21.91693],[-102.12932,21.91701],[-102.13123,21.91711],[-102.13316,21.91721],[-102.13508,21.9173],[-102.13702,21.9174],[-102.13896,21.91749],[-102.1409,21.91759],[-102.14234,21.91766],[-102.14435,21.91777],[-102.14632,21.91785],[-102.14832,21.91796],[-102.15027,21.91806],[-102.15237,21.91816],[-102.15461,21.91828],[-102.1564,21.91837],[-102.15827,21.91846],[-102.16026,21.91856],[-102.16224,21.91866],[-102.16423,21.91876],[-102.1665,21.91887],[-102.16863,21.91897],[-102.17082,21.91909],[-102.17275,21.91918],[-102.17566,21.91932],[-102.17884,21.91948],[-102.18077,21.91958],[-102.1828,21.91968],[-102.18439,21.91976],[-102.18598,21.91984],[-102.18792,21.91993],[-102.19004,21.92004],[-102.19177,21.92013],[-102.194,21.92025],[-102.19625,21.92035],[-102.19826,21.92045],[-102.19997,21.92054],[-102.20209,21.92066],[-102.20516,21.92082],[-102.2067,21.9209],[-102.20872,21.921],[-102.21054,21.92109],[-102.2125,21.92119],[-102.21429,21.92127],[-102.21621,21.92137],[-102.21819,21.92147],[-102.22023,21.92157],[-102.22204,21.92167],[-102.22411,21.92177],[-102.22605,21.92186],[-102.22884,21.922],[-102.2308,21.9221],[-102.23319,21.92222],[-102.23509,21.92231],[-102.23716,21.92241],[-102.23929,21.92251],[-102.24243,21.92267],[-102.24492,21.92279],[-102.24941,21.92082],[-102.25212,21.91962],[-102.25365,21.91895],[-102.25562,21.91809],[-102.25766,21.91716],[-102.25833,21.9169],[-102.25816,21.91604]]}}
Línea 115.0 kV | LineString | 115.0 kV | 1 |  |  | CFE |  |  |  |  | OpenStreetMap | {"type":"Feature","properties":{},"geometry":{"type":"LineString","coordinates":[[-102.27053,21.79304],[-102.27041,21.79392]]}}
Línea 115.0 kV | LineString | 115.0 kV | 1 |  |  | CFE |  |  |  |  | OpenStreetMap | {"type":"Feature","properties":{},"geometry":{"type":"LineString","coordinates":[[-102.27039,21.79405],[-102.27017,21.79468]]}}
Línea 115.0 kV | LineString | 115.0 kV | 1 |  |  | CFE |  |  |  |  | OpenStreetMap | {"type":"Feature","properties":{},"geometry":{"type":"LineString","coordinates":[[-102.27053,21.79304],[-102.27017,21.79468]]}}
Línea 115.0 kV | LineString | 115.0 kV | 2 |  |  | CFE |  |  |  |  | OpenStreetMap | {"type":"Feature","properties":{},"geometry":{"type":"LineString","coordinates":[[-102.27017,21.79468],[-102.2695,21.7974],[-102.26895,21.79973],[-102.26825,21.80276],[-102.26758,21.80564],[-102.26683,21.80877],[-102.26607,21.81204],[-102.26555,21.81418],[-102.26511,21.81604],[-102.26647,21.81746],[-102.26795,21.81783],[-102.27052,21.81844],[-102.27123,21.81891]]}}
Línea 115.0 kV | LineString | 115.0 kV | 2 |  |  | CFE |  |  |  |  | OpenStreetMap | {"type":"Feature","properties":{},"geometry":{"type":"LineString","coordinates":[[-102.27123,21.81891],[-102.27158,21.81852],[-102.27183,21.817],[-102.2716,21.81609],[-102.27132,21.8152],[-102.2711,21.81431],[-102.27201,21.8143],[-102.27285,21.81429],[-102.27385,21.81427],[-102.27477,21.81425],[-102.2756,21.81423],[-102.27652,21.81421],[-102.27702,21.81426],[-102.277,21.81311],[-102.27699,21.81203],[-102.27762,21.81081],[-102.27815,21.80984],[-102.27844,21.8098]]}}
Línea 115.0 kV | LineString | 115.0 kV | 1 |  |  | CFE |  |  |  |  | OpenStreetMap | {"type":"Feature","properties":{},"geometry":{"type":"LineString","coordinates":[[-102.26681,21.82443],[-102.26786,21.82361],[-102.26942,21.82363],[-102.27096,21.82367],[-102.27249,21.8237],[-102.27405,21.82373],[-102.27562,21.82377],[-102.27691,21.82381],[-102.27695,21.82479],[-102.27697,21.82615],[-102.277,21.82745],[-102.27701,21.82867],[-102.27706,21.82988],[-102.27708,21.8311],[-102.2771,21.83233],[-102.27713,21.83355],[-102.27716,21.83476],[-102.27718,21.83576],[-102.2772,21.83716],[-102.27815,21.83702],[-102.27951,21.83675],[-102.28085,21.83648],[-102.28089,21.83694],[-102.28081,21.83691]]}}
Línea 115.0 kV | LineString | 115.0 kV | 2 |  |  | CFE |  |  |  |  | OpenStreetMap | {"type":"Feature","properties":{},"geometry":{"type":"LineString","coordinates":[[-102.27123,21.81891],[-102.27047,21.8199],[-102.26967,21.8209],[-102.26872,21.82208],[-102.26774,21.82327],[-102.26681,21.82443]]}}
Línea 115.0 kV | LineString | 115.0 kV | 2 |  |  | CFE |  |  |  |  | OpenStreetMap | {"type":"Feature","properties":{},"geometry":{"type":"LineString","coordinates":[[-102.26681,21.82443],[-102.2659,21.82555],[-102.26504,21.82663],[-102.26429,21.82754],[-102.26355,21.82847],[-102.26285,21.82932],[-102.26227,21.83067],[-102.26153,21.83081],[-102.26123,21.83158],[-102.26074,21.83278],[-102.26014,21.83425],[-102.25963,21.83552],[-102.25913,21.83671],[-102.25875,21.83765],[-102.25817,21.83906],[-102.25762,21.84042],[-102.25714,21.84159],[-102.25664,21.84282],[-102.256,21.84437],[-102.25546,21.84571],[-102.25499,21.84687],[-102.25446,21.84815],[-102.25397,21.84934],[-102.25349,21.85055],[-102.25281,21.85222],[-102.2523,21.85342],[-102.25182,21.8546]]}}
Línea 115.0 kV | LineString | 115.0 kV | 2 |  |  | CFE |  |  |  |  | OpenStreetMap | {"type":"Feature","properties":{},"geometry":{"type":"LineString","coordinates":[[-102.25119,21.85685],[-102.25107,21.85647]]}}
Línea 115.0 kV | LineString | 115.0 kV | 1 |  |  | CFE |  |  |  |  | OpenStreetMap | {"type":"Feature","properties":{},"geometry":{"type":"LineString","coordinates":[[-102.25107,21.85647],[-102.25139,21.85601],[-102.25168,21.85525],[-102.25182,21.8546]]}}
Línea 115.0 kV | LineString | 115.0 kV | 1 |  |  | CFE |  |  |  |  | OpenStreetMap | {"type":"Feature","properties":{},"geometry":{"type":"LineString","coordinates":[[-102.25107,21.85647],[-102.25128,21.85595],[-102.2516,21.85519],[-102.25182,21.8546]]}}
Línea 115.0 kV | LineString | 115.0 kV | 1 |  |  | CFE |  |  |  |  | OpenStreetMap | {"type":"Feature","properties":{},"geometry":{"type":"LineString","coordinates":[[-102.25881,21.86221],[-102.25878,21.86209],[-102.25928,21.8623]]}}
Línea 115.0 kV | LineString | 115.0 kV | 1 |  |  | CFE |  |  |  |  | OpenStreetMap | {"type":"Feature","properties":{},"geometry":{"type":"LineString","coordinates":[[-102.25881,21.86221],[-102.25924,21.8624]]}}
Línea 115.0 kV | LineString | 115.0 kV | 2 |  |  | CFE |  |  |  |  | OpenStreetMap | {"type":"Feature","properties":{},"geometry":{"type":"LineString","coordinates":[[-102.25119,21.85685],[-102.25104,21.85693]]}}
Línea 115.0 kV | LineString | 115.0 kV | 2 |  |  | CFE |  |  |  |  | OpenStreetMap | {"type":"Feature","properties":{},"geometry":{"type":"LineString","coordinates":[[-102.25564,21.86731],[-102.25696,21.86688],[-102.2576,21.86644],[-102.25848,21.86548],[-102.25891,21.86483],[-102.25909,21.86418],[-102.25908,21.86347],[-102.25881,21.86221]]}}
Línea 115.0 kV | LineString | 115.0 kV | 1 |  |  | CFE |  |  |  |  | OpenStreetMap | {"type":"Feature","properties":{},"geometry":{"type":"LineString","coordinates":[[-102.25483,21.86732],[-102.25488,21.86709],[-102.25522,21.86709],[-102.25564,21.86731]]}}
Línea 115.0 kV | LineString | 115.0 kV | 1 |  |  | CFE |  |  |  |  | OpenStreetMap | {"type":"Feature","properties":{},"geometry":{"type":"LineString","coordinates":[[-102.25438,21.86688],[-102.25484,21.86697],[-102.25527,21.867],[-102.25564,21.86731]]}}
Línea 115.0 kV | LineString | 115.0 kV | 2 |  |  | CFE |  |  |  |  | OpenStreetMap | {"type":"Feature","properties":{},"geometry":{"type":"LineString","coordinates":[[-102.25438,21.86688],[-102.25395,21.86556],[-102.2535,21.86418],[-102.25308,21.86293],[-102.25266,21.86154],[-102.25231,21.86037],[-102.25193,21.8592],[-102.25161,21.85811],[-102.25119,21.85685]]}}
Línea 115.0 kV | LineString | 115.0 kV | 1 |  |  | CFE |  |  |  |  | OpenStreetMap | {"type":"Feature","properties":{},"geometry":{"type":"LineString","coordinates":[[-102.25483,21.86732],[-102.25438,21.86688]]}}
Línea 115.0 kV | LineString | 115.0 kV | 2 |  |  | CFE |  |  |  |  | OpenStreetMap | {"type":"Feature","properties":{},"geometry":{"type":"LineString","coordinates":[[-102.25664,21.87406],[-102.25644,21.87431]]}}
Línea 115.0 kV | LineString | 115.0 kV | 2 |  |  | CFE |  |  |  |  | OpenStreetMap | {"type":"Feature","properties":{},"geometry":{"type":"LineString","coordinates":[[-102.25664,21.87406],[-102.25624,21.87279],[-102.25582,21.87151],[-102.25542,21.87023],[-102.25564,21.86989],[-102.25523,21.86866],[-102.25483,21.86732]]}}
Línea 115.0 kV | LineString | 115.0 kV | 2 |  |  | CFE |  |  |  |  | OpenStreetMap | {"type":"Feature","properties":{},"geometry":{"type":"LineString","coordinates":[[-102.25952,21.89754],[-102.25951,21.89729],[-102.25992,21.89674],[-102.25987,21.89528],[-102.25981,21.89398],[-102.2598,21.89249],[-102.25976,21.89137],[-102.25976,21.8905],[-102.25972,21.8893],[-102.26057,21.88864],[-102.26144,21.88803],[-102.26061,21.88648],[-102.26059,21.88596],[-102.25996,21.8848],[-102.25937,21.88365],[-102.25877,21.88251],[-102.25812,21.88134],[-102.25754,21.88016],[-102.25694,21.8785],[-102.25665,21.87755],[-102.25631,21.87648],[-102.25601,21.87548],[-102.25678,21.87455],[-102.25664,21.87406]]}}
Línea 115.0 kV | LineString | 115.0 kV | 1 |  |  | CFE |  |  |  |  | OpenStreetMap | {"type":"Feature","properties":{},"geometry":{"type":"LineString","coordinates":[[-102.25952,21.89754],[-102.25961,21.89754]]}}
Línea 115.0 kV | LineString | 115.0 kV | 1 |  |  | CFE |  |  |  |  | OpenStreetMap | {"type":"Feature","properties":{},"geometry":{"type":"LineString","coordinates":[[-102.25952,21.89769],[-102.25962,21.89769]]}}
Línea 115.0 kV | LineString | 115.0 kV | 1 |  |  | CFE |  |  |  |  | OpenStreetMap | {"type":"Feature","properties":{},"geometry":{"type":"LineString","coordinates":[[-102.25952,21.89769],[-102.25952,21.89754]]}}
Línea 115.0 kV | LineString | 115.0 kV | 2 |  |  | CFE |  |  |  |  | OpenStreetMap | {"type":"Feature","properties":{},"geometry":{"type":"LineString","coordinates":[[-102.27079,21.90585],[-102.27007,21.90446],[-102.26932,21.90307],[-102.26792,21.90353],[-102.26634,21.90403],[-102.26377,21.90486],[-102.26287,21.90476],[-102.26164,21.90453],[-102.26072,21.90362],[-102.26007,21.9029],[-102.26006,21.9027],[-102.26003,21.90108],[-102.25999,21.89996],[-102.25998,21.89959],[-102.25991,21.89808],[-102.25951,21.89801],[-102.25952,21.89769]]}}
Línea 115.0 kV | LineString | 115.0 kV | 1 |  |  | CFE |  |  |  |  | OpenStreetMap | {"type":"Feature","properties":{},"geometry":{"type":"LineString","coordinates":[[-102.27313,21.90562],[-102.27252,21.9056],[-102.27161,21.90569],[-102.27079,21.90585]]}}
Línea 115.0 kV | LineString | 115.0 kV | 1 |  |  | CFE |  |  |  |  | OpenStreetMap | {"type":"Feature","properties":{},"geometry":{"type":"LineString","coordinates":[[-102.27313,21.90562],[-102.27255,21.90575],[-102.27162,21.90584],[-102.27079,21.90585]]}}
Línea 115.0 kV | LineString | 115.0 kV | 2 |  |  | CFE |  |  |  |  | OpenStreetMap | {"type":"Feature","properties":{},"geometry":{"type":"LineString","coordinates":[[-102.27425,21.90567],[-102.27313,21.90562]]}}
Línea 115.0 kV | LineString | 115.0 kV | 2 |  |  | CFE |  |  |  |  | OpenStreetMap | {"type":"Feature","properties":{},"geometry":{"type":"LineString","coordinates":[[-102.27416,21.90607],[-102.27428,21.90606]]}}
Línea 115.0 kV | LineString | 115.0 kV | 2 |  |  | CFE |  |  |  |  | OpenStreetMap | {"type":"Feature","properties":{},"geometry":{"type":"LineString","coordinates":[[-102.32256,21.916],[-102.32156,21.91599]]}}
Línea 115.0 kV | LineString | 115.0 kV | 1 |  |  | CFE |  |  |  |  | OpenStreetMap | {"type":"Feature","properties":{},"geometry":{"type":"LineString","coordinates":[[-102.32156,21.91599],[-102.32069,21.91611]]}}
Línea 115.0 kV | LineString | 115.0 kV | 1 |  |  | CFE |  |  |  |  | OpenStreetMap | {"type":"Feature","properties":{},"geometry":{"type":"LineString","coordinates":[[-102.32156,21.91599],[-102.32093,21.91591],[-102.32067,21.91592]]}}
Línea 115.0 kV | LineString | 115.0 kV | 1 |  |  | CFE |  |  |  |  | OpenStreetMap | {"type":"Feature","properties":{},"geometry":{"type":"LineString","coordinates":[[-102.28386,21.73661],[-102.28429,21.73658],[-102.28432,21.73784],[-102.28434,21.73909],[-102.28437,21.7401],[-102.28437,21.74116],[-102.28435,21.74186],[-102.28428,21.74257]]}}
Línea 115.0 kV | LineString | 115.0 kV | 1 |  |  | CFE |  |  |  |  | OpenStreetMap | {"type":"Feature","properties":{},"geometry":{"type":"LineString","coordinates":[[-102.2971,21.73464],[-102.29667,21.73462]]}}
Línea 115.0 kV | LineString | 115.0 kV | 1 |  |  | CFE |  |  |  |  | OpenStreetMap | {"type":"Feature","properties":{},"geometry":{"type":"LineString","coordinates":[[-102.29621,21.74316],[-102.2959,21.74324],[-102.29611,21.74181],[-102.29627,21.74062],[-102.29644,21.73942],[-102.29661,21.73822],[-102.29677,21.73703],[-102.29693,21.73583],[-102.2971,21.73464],[-102.29727,21.73345],[-102.2974,21.73218],[-102.29739,21.73181]]}}
Línea 115.0 kV | LineString | 115.0 kV | 1 |  |  | CFE |  |  |  |  | OpenStreetMap | {"type":"Feature","properties":{},"geometry":{"type":"LineString","coordinates":[[-102.28459,21.74271],[-102.28453,21.7431],[-102.28578,21.74322],[-102.28703,21.74333],[-102.28827,21.74345],[-102.28951,21.74357],[-102.29073,21.74368],[-102.29199,21.7438],[-102.29325,21.74392],[-102.29449,21.74404],[-102.29579,21.74415],[-102.2959,21.74324],[-102.29621,21.74331]]}}
Línea 115.0 kV | LineString | 115.0 kV | 1 |  |  | CFE |  |  |  |  | OpenStreetMap | {"type":"Feature","properties":{},"geometry":{"type":"LineString","coordinates":[[-102.38228,21.91088],[-102.38185,21.91126],[-102.38084,21.91005],[-102.38012,21.90924],[-102.37941,21.90808],[-102.37884,21.90712],[-102.37817,21.90599],[-102.37749,21.90486],[-102.37684,21.90376],[-102.37622,21.90274],[-102.37443,21.9016],[-102.37321,21.90082],[-102.37241,21.9003],[-102.37132,21.89957],[-102.3705,21.89869],[-102.36963,21.89773],[-102.36877,21.89679],[-102.36804,21.89603],[-102.36732,21.89523],[-102.36711,21.89434],[-102.36701,21.89331],[-102.36577,21.89328],[-102.3645,21.89328],[-102.36305,21.89345],[-102.36271,21.89352],[-102.36224,21.89352],[-102.36129,21.89336],[-102.35923,21.893],[-102.35808,21.89281],[-102.35665,21.89277],[-102.35518,21.89273],[-102.35433,21.89275],[-102.35277,21.89273],[-102.35133,21.89269],[-102.34992,21.89264],[-102.34874,21.8927],[-102.34742,21.89271],[-102.34643,21.89272],[-102.34515,21.89273],[-102.34366,21.89275],[-102.34387,21.89143],[-102.34408,21.89001],[-102.34431,21.88857],[-102.34452,21.88719],[-102.34474,21.88579],[-102.34495,21.88443],[-102.34516,21.8831],[-102.34536,21.88178],[-102.34557,21.88039],[-102.34579,21.87902],[-102.346,21.87764],[-102.34619,21.87644],[-102.34562,21.87584],[-102.34536,21.87578],[-102.34539,21.87609]]}}
Línea 115.0 kV | LineString | 115.0 kV | 1 |  |  | CFE |  |  |  |  | OpenStreetMap | {"type":"Feature","properties":{},"geometry":{"type":"LineString","coordinates":[[-102.32064,21.84719],[-102.32113,21.8475],[-102.32126,21.84799],[-102.32245,21.84863],[-102.32366,21.84927],[-102.32488,21.84992],[-102.32611,21.85057],[-102.32722,21.85111],[-102.32885,21.8519],[-102.33014,21.85253],[-102.33149,21.85316],[-102.33277,21.85374],[-102.33437,21.85447],[-102.33549,21.85512],[-102.3368,21.85588],[-102.3381,21.85665],[-102.33942,21.85742],[-102.34073,21.85819],[-102.34149,21.85864],[-102.34288,21.85945],[-102.34311,21.86077],[-102.34335,21.86222],[-102.34359,21.86364],[-102.34384,21.86506],[-102.34407,21.86649],[-102.3443,21.86793],[-102.34454,21.86936],[-102.34478,21.87078],[-102.34503,21.8722],[-102.34526,21.87364],[-102.34531,21.87471],[-102.34536,21.87578],[-102.34529,21.87606]]}}
Línea 115.0 kV | LineString | 115.0 kV | 1 |  |  | CFE |  |  |  |  | OpenStreetMap | {"type":"Feature","properties":{},"geometry":{"type":"LineString","coordinates":[[-102.32047,21.84753],[-102.32074,21.84745],[-102.32059,21.84729]]}}
Línea 115.0 kV | LineString | 115.0 kV | 1 |  |  | CFE |  |  |  |  | OpenStreetMap | {"type":"Feature","properties":{},"geometry":{"type":"LineString","coordinates":[[-102.32047,21.84753],[-102.32066,21.84743],[-102.32053,21.84737]]}}
Línea 115.0 kV | LineString | 115.0 kV | 2 |  |  | CFE |  |  |  |  | OpenStreetMap | {"type":"Feature","properties":{},"geometry":{"type":"LineString","coordinates":[[-102.29903,21.83515],[-102.29921,21.83536],[-102.30215,21.83544],[-102.30244,21.83545],[-102.30493,21.83602],[-102.30747,21.83659],[-102.3097,21.83888],[-102.3116,21.84089],[-102.31383,21.84319],[-102.31554,21.84498],[-102.31769,21.8461],[-102.31896,21.84678],[-102.32047,21.84753]]}}
Línea 115.0 kV | LineString | 115.0 kV | 4 |  |  | CFE |  |  |  |  | OpenStreetMap | {"type":"Feature","properties":{},"geometry":{"type":"LineString","coordinates":[[-102.28027,21.77398],[-102.28146,21.77734],[-102.28265,21.78068],[-102.28396,21.78437],[-102.28495,21.78717],[-102.28599,21.79006],[-102.28734,21.79424],[-102.28839,21.79747],[-102.28937,21.80052],[-102.29066,21.8045],[-102.29128,21.80635],[-102.29194,21.80931],[-102.29277,21.8131],[-102.29362,21.81688],[-102.2941,21.82065],[-102.29455,21.82415],[-102.29594,21.82742],[-102.29766,21.83152],[-102.29906,21.83488],[-102.29903,21.83515]]}}
Línea 115.0 kV | LineString | 115.0 kV | 2 |  |  | CFE |  |  |  |  | OpenStreetMap | {"type":"Feature","properties":{},"geometry":{"type":"LineString","coordinates":[[-102.29903,21.83515],[-102.29876,21.83535],[-102.29545,21.83528],[-102.29467,21.83525],[-102.29356,21.83522],[-102.29278,21.8352],[-102.29028,21.83544],[-102.28948,21.83521],[-102.2886,21.83493],[-102.28723,21.83522],[-102.28586,21.83549],[-102.28442,21.83577],[-102.28324,21.83601],[-102.28206,21.83625],[-102.28104,21.83645],[-102.28102,21.83707],[-102.28081,21.83706]]}}
Línea 115.0 kV | LineString | 115.0 kV | 1 |  |  | CFE |  |  |  |  | OpenStreetMap | {"type":"Feature","properties":{},"geometry":{"type":"LineString","coordinates":[[-102.23617,22.21053],[-102.23656,22.21051],[-102.2398,22.21186],[-102.24202,22.21278],[-102.24258,22.21301],[-102.24245,22.21472],[-102.24235,22.21603],[-102.24222,22.21771],[-102.24216,22.21859],[-102.2421,22.21939],[-102.24203,22.2202],[-102.24197,22.22101],[-102.24191,22.22176],[-102.24185,22.22251],[-102.24179,22.22332],[-102.24172,22.22404],[-102.24168,22.22473],[-102.24162,22.22544],[-102.24155,22.2262]]}}
Línea 115.0 kV | LineString | 115.0 kV | 1 |  |  | CFE |  |  |  |  | OpenStreetMap | {"type":"Feature","properties":{},"geometry":{"type":"LineString","coordinates":[[-102.24451,22.03855],[-102.24519,22.03861],[-102.2458,22.03866],[-102.24579,22.03842]]}}
Línea 115.0 kV | LineString | 115.0 kV | 1 |  |  | CFE |  |  |  |  | OpenStreetMap | {"type":"Feature","properties":{},"geometry":{"type":"LineString","coordinates":[[-102.24565,22.03842],[-102.24579,22.03842]]}}
Línea 115.0 kV | LineString | 115.0 kV | 1 |  |  | CFE |  |  |  |  | OpenStreetMap | {"type":"Feature","properties":{},"geometry":{"type":"LineString","coordinates":[[-102.24519,22.03861],[-102.24534,22.03886],[-102.24534,22.03895],[-102.24529,22.04075],[-102.24523,22.04247],[-102.24518,22.04426],[-102.24513,22.04606],[-102.24509,22.04787],[-102.24502,22.04966],[-102.24499,22.05146],[-102.24494,22.05328],[-102.24493,22.05502],[-102.24475,22.05662],[-102.24455,22.05842],[-102.24443,22.05963],[-102.24422,22.06166],[-102.24402,22.06347],[-102.24384,22.06524],[-102.24366,22.06704],[-102.24346,22.06885],[-102.24327,22.07065],[-102.2431,22.07243],[-102.24287,22.07418],[-102.24268,22.07624],[-102.2425,22.07794],[-102.2423,22.07978],[-102.24212,22.08158],[-102.24193,22.08336],[-102.24177,22.08479],[-102.24163,22.08623],[-102.24146,22.08788],[-102.24133,22.08921],[-102.24114,22.09099],[-102.24094,22.09278],[-102.24076,22.09459],[-102.24057,22.09635],[-102.24039,22.09814],[-102.24021,22.09993],[-102.24001,22.10171],[-102.23985,22.10315],[-102.23968,22.10478],[-102.23952,22.1063],[-102.23935,22.10804],[-102.23955,22.10954],[-102.23978,22.11129],[-102.23997,22.11268],[-102.24025,22.1146],[-102.2405,22.11652],[-102.24077,22.1183],[-102.24106,22.12052],[-102.2413,22.12222],[-102.24156,22.12402],[-102.2418,22.12569],[-102.24204,22.12757],[-102.24227,22.12934],[-102.24253,22.13115],[-102.24277,22.13286],[-102.24299,22.1344],[-102.24294,22.13666],[-102.2429,22.13845],[-102.24284,22.14034],[-102.24279,22.14219],[-102.24276,22.1438],[-102.24272,22.14564],[-102.24266,22.14768],[-102.24262,22.14945],[-102.2426,22.15107],[-102.24255,22.15283],[-102.2425,22.15459],[-102.24245,22.15631],[-102.24241,22.15801],[-102.24237,22.15985],[-102.24234,22.16167],[-102.24228,22.16355],[-102.24224,22.16542],[-102.2422,22.16718],[-102.24215,22.16917],[-102.2421,22.17099],[-102.24206,22.17282],[-102.24203,22.17432],[-102.24197,22.17626],[-102.24194,22.17811],[-102.2419,22.18008],[-102.24183,22.1819],[-102.2418,22.18376],[-102.24174,22.18582],[-102.24171,22.187],[-102.2417,22.18763],[-102.24163,22.18948],[-102.24159,22.19139],[-102.24155,22.19325],[-102.2415,22.19512],[-102.24146,22.19691],[-102.2414,22.19875],[-102.24135,22.20059],[-102.24129,22.20238],[-102.24123,22.2042],[-102.24119,22.20614],[-102.24113,22.208],[-102.24109,22.20995],[-102.24104,22.21196],[-102.24099,22.21379],[-102.24093,22.2157],[-102.2409,22.21749],[-102.24084,22.21937],[-102.24082,22.22121],[-102.24076,22.22306],[-102.24073,22.22491],[-102.24101,22.22617],[-102.24106,22.22635]]}}
Línea 115.0 kV | LineString | 115.0 kV | 1 |  |  | CFE |  |  |  |  | OpenStreetMap | {"type":"Feature","properties":{},"geometry":{"type":"LineString","coordinates":[[-102.28799,22.13713],[-102.2874,22.13734],[-102.28641,22.13705],[-102.28483,22.13659],[-102.28324,22.13611],[-102.28205,22.13577],[-102.28044,22.13529],[-102.2786,22.13473],[-102.2768,22.13472],[-102.27503,22.1347],[-102.27333,22.13468],[-102.27058,22.13464],[-102.26875,22.13462],[-102.2675,22.1346],[-102.26568,22.13458],[-102.26368,22.13456],[-102.26216,22.13454],[-102.2604,22.13453],[-102.25892,22.13451],[-102.25736,22.13449],[-102.25381,22.13444],[-102.25197,22.13442],[-102.25019,22.1344],[-102.24852,22.13437],[-102.24704,22.13408],[-102.2455,22.13377],[-102.24361,22.13338],[-102.24349,22.13343],[-102.24346,22.13426],[-102.24341,22.13653],[-102.24338,22.13814],[-102.24333,22.13976],[-102.24329,22.14135],[-102.24325,22.14325],[-102.24322,22.14517],[-102.24318,22.1467],[-102.24315,22.14812],[-102.2431,22.14998],[-102.24307,22.15172],[-102.24302,22.15362],[-102.24296,22.15551],[-102.24292,22.15738],[-102.24288,22.15921],[-102.24284,22.1611],[-102.24278,22.163],[-102.24274,22.1648],[-102.24271,22.16578],[-102.24269,22.16669],[-102.24265,22.16858],[-102.2426,22.17044],[-102.24255,22.1724],[-102.2425,22.17429],[-102.24246,22.17614],[-102.24242,22.178],[-102.24237,22.17988],[-102.24232,22.18178],[-102.24227,22.18367],[-102.24221,22.18557],[-102.24221,22.18706],[-102.2422,22.18746],[-102.24214,22.18935],[-102.24208,22.19124],[-102.24203,22.19315],[-102.24199,22.19505],[-102.24197,22.19551],[-102.24195,22.19687],[-102.24188,22.19884],[-102.24184,22.20062],[-102.24178,22.20253],[-102.24173,22.20441],[-102.24168,22.2063],[-102.24162,22.2082],[-102.24159,22.21009],[-102.24155,22.21199],[-102.24149,22.21388],[-102.24145,22.21577],[-102.2414,22.21768],[-102.24135,22.21956],[-102.24132,22.22147],[-102.24127,22.22337],[-102.24123,22.22526],[-102.24117,22.22636]]}}
Línea 115.0 kV | LineString | 115.0 kV | 2 |  |  | CFE |  |  |  |  | OpenStreetMap | {"type":"Feature","properties":{},"geometry":{"type":"LineString","coordinates":[[-102.24453,21.99494],[-102.24489,21.99505],[-102.24469,21.99556],[-102.24365,21.99516],[-102.24263,21.99476]]}}
Línea 115.0 kV | LineString | 115.0 kV | 2 |  |  | CFE |  |  |  |  | OpenStreetMap | {"type":"Feature","properties":{},"geometry":{"type":"LineString","coordinates":[[-102.2446,21.99477],[-102.24531,21.99499],[-102.24506,21.99561],[-102.24453,21.99588],[-102.24349,21.99549],[-102.24236,21.99508]]}}
Línea 115.0 kV | LineString | 115.0 kV | 1 |  |  | CFE |  |  |  |  | OpenStreetMap | {"type":"Feature","properties":{},"geometry":{"type":"LineString","coordinates":[[-102.24263,21.99476],[-102.24175,21.99436],[-102.24095,21.99406],[-102.23976,21.99368]]}}
Línea 115.0 kV | LineString | 115.0 kV | 1 |  |  | CFE |  |  |  |  | OpenStreetMap | {"type":"Feature","properties":{},"geometry":{"type":"LineString","coordinates":[[-102.24263,21.99476],[-102.24169,21.9945],[-102.24089,21.9942],[-102.23976,21.99368]]}}
Línea 115.0 kV | LineString | 115.0 kV | 1 |  |  | CFE |  |  |  |  | OpenStreetMap | {"type":"Feature","properties":{},"geometry":{"type":"LineString","coordinates":[[-102.24236,21.99508],[-102.24192,21.99488],[-102.24106,21.99457],[-102.2398,21.99415]]}}
Línea 115.0 kV | LineString | 115.0 kV | 1 |  |  | CFE |  |  |  |  | OpenStreetMap | {"type":"Feature","properties":{},"geometry":{"type":"LineString","coordinates":[[-102.24236,21.99508],[-102.24185,21.99501],[-102.241,21.9947],[-102.2398,21.99415]]}}
Línea 115.0 kV | LineString | 115.0 kV | 2 |  |  | CFE |  |  |  |  | OpenStreetMap | {"type":"Feature","properties":{},"geometry":{"type":"LineString","coordinates":[[-102.2398,21.99415],[-102.23729,21.99552],[-102.23559,21.99645],[-102.23519,21.9993],[-102.23476,22.00206],[-102.23433,22.00498],[-102.23363,22.00952],[-102.23354,22.01009],[-102.23413,22.0124],[-102.23521,22.01665],[-102.23611,22.02023],[-102.23705,22.0242],[-102.23907,22.02583],[-102.24041,22.02692],[-102.24035,22.02854],[-102.24026,22.03162],[-102.24021,22.03372],[-102.24014,22.03652],[-102.24232,22.03754],[-102.24451,22.03855]]}}
Línea 115.0 kV | LineString | 115.0 kV | 1 |  |  | CFE |  |  |  |  | OpenStreetMap | {"type":"Feature","properties":{},"geometry":{"type":"LineString","coordinates":[[-102.28031,22.03622],[-102.28013,22.03623],[-102.28007,22.03643],[-102.28078,22.03655],[-102.28061,22.03729],[-102.28128,22.03744],[-102.28244,22.0374],[-102.28365,22.03735],[-102.28483,22.03732],[-102.28604,22.03729],[-102.28725,22.03726],[-102.28844,22.03722],[-102.28857,22.03731]]}}
Línea 115.0 kV | LineString | 115.0 kV | 1 |  |  | CFE |  |  |  |  | OpenStreetMap | {"type":"Feature","properties":{},"geometry":{"type":"LineString","coordinates":[[-102.24565,22.03842],[-102.24555,22.04119],[-102.24552,22.04471],[-102.24542,22.04884],[-102.24531,22.05256],[-102.24524,22.05642],[-102.24518,22.05872],[-102.24511,22.06244],[-102.24503,22.06615],[-102.24495,22.06995],[-102.24487,22.07319],[-102.24481,22.07689],[-102.24473,22.08045],[-102.24464,22.08427],[-102.24453,22.08825],[-102.24445,22.09178],[-102.24435,22.09531],[-102.24426,22.0992],[-102.2442,22.10243],[-102.24411,22.10602],[-102.24404,22.10999],[-102.24393,22.1133],[-102.24385,22.11697],[-102.24375,22.12105],[-102.24366,22.12496],[-102.24358,22.12847],[-102.2435,22.13154],[-102.24782,22.13176],[-102.25202,22.13198],[-102.25652,22.13221],[-102.2607,22.13242],[-102.26507,22.13263],[-102.26922,22.13285],[-102.27365,22.13307],[-102.27749,22.13421],[-102.28117,22.13529],[-102.28437,22.13624],[-102.28764,22.13714],[-102.28795,22.13704]]}}
Línea 115.0 kV | LineString | 115.0 kV | 2 |  |  | CFE |  |  |  |  | OpenStreetMap | {"type":"Feature","properties":{},"geometry":{"type":"LineString","coordinates":[[-102.24579,22.03842],[-102.24829,22.03837],[-102.25182,22.0383],[-102.2557,22.03821],[-102.25972,22.03813],[-102.26372,22.03803],[-102.26645,22.0377],[-102.2705,22.03721],[-102.2737,22.03682],[-102.27703,22.03642],[-102.27994,22.03609],[-102.28034,22.03607]]}}
Línea 115.0 kV | LineString | 115.0 kV | 1 |  |  | CFE |  |  |  |  | OpenStreetMap | {"type":"Feature","properties":{},"geometry":{"type":"LineString","coordinates":[[-102.20528,22.01311],[-102.20537,22.01261],[-102.20727,22.01117],[-102.20795,22.00913],[-102.2099,22.00777],[-102.21205,22.00626],[-102.21444,22.00497],[-102.21566,22.00547],[-102.21824,22.00352],[-102.22065,22.00169],[-102.22194,21.9999],[-102.22306,21.99841],[-102.22775,21.998],[-102.23006,21.9978],[-102.23311,21.99585],[-102.23549,21.99433],[-102.23782,21.99285],[-102.23984,21.99341]]}}
Línea 115.0 kV | LineString | 115.0 kV | 2 |  |  | CFE |  |  |  |  | OpenStreetMap | {"type":"Feature","properties":{},"geometry":{"type":"LineString","coordinates":[[-102.25009,21.99644],[-102.2493,21.9985],[-102.24788,22.00239],[-102.24645,22.00616],[-102.24632,22.01027],[-102.24629,22.01282],[-102.24611,22.01803],[-102.24603,22.02072],[-102.24598,22.02407],[-102.24588,22.02809],[-102.24578,22.03131],[-102.24572,22.03556],[-102.24565,22.03842]]}}
Línea 115.0 kV | LineString | 115.0 kV | 2 |  |  | CFE |  |  |  |  | OpenStreetMap | {"type":"Feature","properties":{},"geometry":{"type":"LineString","coordinates":[[-102.25009,21.99644],[-102.24783,21.99563],[-102.24552,21.9948],[-102.24473,21.99456]]}}
Línea 115.0 kV | LineString | 115.0 kV | 2 |  |  | CFE |  |  |  |  | OpenStreetMap | {"type":"Feature","properties":{},"geometry":{"type":"LineString","coordinates":[[-102.26676,21.95196],[-102.26627,21.95324],[-102.26569,21.95483],[-102.26478,21.95724],[-102.26336,21.96103],[-102.2622,21.96412],[-102.26067,21.9682],[-102.25963,21.97099],[-102.25856,21.97387],[-102.25717,21.9776],[-102.25637,21.97971],[-102.25532,21.98254],[-102.25405,21.98592],[-102.25273,21.98951],[-102.25157,21.9925],[-102.25053,21.99531],[-102.25009,21.99644]]}}
Línea 115.0 kV | LineString | 115.0 kV | 2 |  |  | CFE |  |  |  |  | OpenStreetMap | {"type":"Feature","properties":{},"geometry":{"type":"LineString","coordinates":[[-102.27223,21.9338],[-102.27264,21.93385]]}}
Línea 115.0 kV | LineString | 115.0 kV | 1 |  |  | CFE |  |  |  |  | OpenStreetMap | {"type":"Feature","properties":{},"geometry":{"type":"LineString","coordinates":[[-102.27418,21.9065],[-102.27432,21.90644],[-102.27439,21.90703],[-102.2739,21.90772],[-102.27347,21.90837],[-102.27329,21.90942],[-102.27299,21.91121],[-102.27286,21.91193],[-102.27267,21.91307],[-102.2725,21.91395],[-102.27232,21.91502],[-102.27198,21.91697],[-102.27169,21.91886],[-102.27153,21.92053],[-102.27126,21.92209],[-102.27112,21.92315],[-102.27097,21.92441],[-102.27062,21.92673],[-102.27042,21.92835],[-102.27025,21.92973],[-102.27004,21.93117],[-102.27062,21.93189],[-102.27126,21.93269],[-102.2719,21.9335],[-102.27247,21.93421],[-102.27299,21.93489],[-102.27382,21.93592],[-102.27465,21.93696],[-102.27547,21.93783],[-102.27632,21.9387],[-102.27722,21.93964],[-102.27795,21.94044],[-102.27863,21.94111],[-102.27918,21.94151],[-102.27969,21.94176],[-102.28113,21.94214],[-102.28254,21.94248],[-102.28395,21.94281],[-102.2846,21.94297],[-102.28551,21.9432],[-102.28671,21.94349],[-102.28794,21.94378],[-102.28915,21.94408],[-102.28987,21.94466],[-102.29099,21.94484],[-102.29207,21.94504],[-102.29327,21.94525],[-102.29319,21.94652],[-102.29318,21.94682]]}}
Línea 115.0 kV | LineString | 115.0 kV | 2 |  |  | CFE |  |  |  |  | OpenStreetMap | {"type":"Feature","properties":{},"geometry":{"type":"LineString","coordinates":[[-102.27415,21.90623],[-102.27437,21.9062],[-102.27444,21.90707],[-102.27375,21.90821],[-102.27366,21.9096],[-102.27362,21.91199],[-102.2735,21.91468],[-102.27351,21.917],[-102.27353,21.91828],[-102.2734,21.92045],[-102.27332,21.92361],[-102.27325,21.92678],[-102.27318,21.9299],[-102.27264,21.93385]]}}
Línea 115.0 kV | LineString | 115.0 kV | 1 |  |  | CFE |  |  |  |  | OpenStreetMap | {"type":"Feature","properties":{},"geometry":{"type":"LineString","coordinates":[[-102.23927,22.40707],[-102.2381,22.40825],[-102.23693,22.40931],[-102.23572,22.41031],[-102.23453,22.41133],[-102.23332,22.41233],[-102.23213,22.41336],[-102.23093,22.41436],[-102.22974,22.41538],[-102.22853,22.41637],[-102.22681,22.41622],[-102.22534,22.41609],[-102.22329,22.41589],[-102.22125,22.41568],[-102.2199,22.41555],[-102.21817,22.41539],[-102.21663,22.41521],[-102.21498,22.41505],[-102.21322,22.41486],[-102.21124,22.41468],[-102.2095,22.41451],[-102.20778,22.41434],[-102.20604,22.41417],[-102.20432,22.41402],[-102.20276,22.41384],[-102.20104,22.41366],[-102.19938,22.4135],[-102.19741,22.41331],[-102.1954,22.41313],[-102.19402,22.41299],[-102.19222,22.41281],[-102.18981,22.41256],[-102.18771,22.41236],[-102.18605,22.4122],[-102.18443,22.41205],[-102.18278,22.4119],[-102.18111,22.41172],[-102.1795,22.41157],[-102.17784,22.4114],[-102.17619,22.41124],[-102.17455,22.41106],[-102.17293,22.41092],[-102.1713,22.41076],[-102.16967,22.41059],[-102.16803,22.41043],[-102.16649,22.41027],[-102.16495,22.41014],[-102.16342,22.40999],[-102.16183,22.40982],[-102.16025,22.40966],[-102.15869,22.40952],[-102.15713,22.40936],[-102.15589,22.40927],[-102.15458,22.40913],[-102.15314,22.40899],[-102.15176,22.40888],[-102.15036,22.40874],[-102.1502,22.41018],[-102.15005,22.41165],[-102.14939,22.41179],[-102.1475,22.41177],[-102.146,22.41178],[-102.14553,22.41283],[-102.14528,22.41334],[-102.14501,22.41382],[-102.14474,22.4143],[-102.14448,22.41479],[-102.14395,22.41536],[-102.14327,22.41656],[-102.14324,22.41728],[-102.1432,22.41813],[-102.1431,22.41999],[-102.14277,22.42156],[-102.14264,22.42182]]}}
Línea 115.0 kV | LineString | 115.0 kV | 1 |  |  | CFE |  |  |  |  | OpenStreetMap | {"type":"Feature","properties":{},"geometry":{"type":"LineString","coordinates":[[-102.23927,22.40707],[-102.23946,22.40817],[-102.23986,22.41043],[-102.24022,22.41248],[-102.24058,22.41453],[-102.24093,22.41649],[-102.24127,22.41844],[-102.24161,22.42038],[-102.24194,22.42233],[-102.24231,22.42433],[-102.24263,22.42624],[-102.24299,22.42822],[-102.24377,22.43021],[-102.24464,22.43239],[-102.24545,22.43444],[-102.24623,22.43642],[-102.24705,22.43848],[-102.24791,22.44063],[-102.24868,22.44259],[-102.24944,22.44447],[-102.25028,22.4466],[-102.25106,22.44858],[-102.25187,22.45062],[-102.25272,22.45276],[-102.25357,22.45491],[-102.25418,22.45646],[-102.255,22.45852],[-102.25584,22.46065],[-102.25664,22.46264],[-102.25678,22.46504],[-102.25693,22.4674],[-102.25706,22.46954],[-102.25719,22.47168],[-102.25732,22.47375],[-102.25744,22.4759],[-102.25757,22.47797],[-102.25768,22.47977],[-102.2571,22.48177],[-102.25645,22.48395],[-102.25587,22.48596],[-102.25525,22.48804],[-102.25462,22.49014],[-102.25404,22.49203],[-102.25346,22.494],[-102.25286,22.49603],[-102.25228,22.49812],[-102.25166,22.5003],[-102.25108,22.5023],[-102.25047,22.5043],[-102.24985,22.50639],[-102.24928,22.50828],[-102.24933,22.51041],[-102.24938,22.51259],[-102.24942,22.51476],[-102.24945,22.51686],[-102.24949,22.51902],[-102.24953,22.52121],[-102.24958,22.52339],[-102.24962,22.52557],[-102.24966,22.52774],[-102.24969,22.52983],[-102.24972,22.5321],[-102.24979,22.53438],[-102.2498,22.53646],[-102.24987,22.53875],[-102.24988,22.54109],[-102.24994,22.54345],[-102.24997,22.54569],[-102.24998,22.54779],[-102.24956,22.54982],[-102.24912,22.55195],[-102.24872,22.55399],[-102.24827,22.55604],[-102.24786,22.55817],[-102.24752,22.55982],[-102.24707,22.56194],[-102.24663,22.56407],[-102.24617,22.56626],[-102.24574,22.56831],[-102.2453,22.5704],[-102.24484,22.5726],[-102.24438,22.57479],[-102.24397,22.57692],[-102.2436,22.57868],[-102.24414,22.57914],[-102.24395,22.57935]]}}
Línea 115.0 kV | LineString | 115.0 kV | 2 |  |  | CFE |  |  |  |  | OpenStreetMap | {"type":"Feature","properties":{},"geometry":{"type":"LineString","coordinates":[[-102.24242,22.40658],[-102.24273,22.40643]]}}
Línea 115.0 kV | LineString | 115.0 kV | 1 |  |  | CFE |  |  |  |  | OpenStreetMap | {"type":"Feature","properties":{},"geometry":{"type":"LineString","coordinates":[[-102.24242,22.40658],[-102.24282,22.40677]]}}
Línea 115.0 kV | LineString | 115.0 kV | 2 |  |  | CFE |  |  |  |  | OpenStreetMap | {"type":"Feature","properties":{},"geometry":{"type":"LineString","coordinates":[[-102.23418,22.31487],[-102.23431,22.31387],[-102.23522,22.31394],[-102.23629,22.31402],[-102.23715,22.31409],[-102.23839,22.31418],[-102.23955,22.31427],[-102.24071,22.31435],[-102.24195,22.31445],[-102.24321,22.31454],[-102.24437,22.31462],[-102.24557,22.31471],[-102.2468,22.3148],[-102.248,22.3149],[-102.2492,22.31499],[-102.25041,22.31507],[-102.25161,22.31515],[-102.25286,22.31525],[-102.25415,22.31533],[-102.25567,22.31545],[-102.2569,22.31554],[-102.25813,22.31563],[-102.25943,22.31573],[-102.26069,22.31582],[-102.26189,22.31591],[-102.26315,22.316],[-102.26434,22.3161],[-102.26554,22.31618],[-102.26673,22.31627],[-102.26797,22.31636],[-102.2692,22.31646],[-102.27037,22.31654],[-102.27166,22.31663],[-102.27281,22.31672],[-102.27405,22.31681],[-102.27525,22.3169],[-102.27651,22.31699],[-102.27774,22.31708],[-102.27887,22.31716],[-102.28002,22.31725],[-102.28128,22.31734],[-102.28225,22.31741],[-102.28345,22.3175],[-102.28463,22.31759],[-102.28587,22.31768],[-102.28712,22.31778],[-102.28842,22.31787],[-102.28964,22.31796],[-102.2904,22.31769],[-102.29122,22.31772],[-102.2924,22.31777],[-102.29348,22.31782],[-102.2952,22.3178],[-102.29557,22.3174],[-102.29596,22.31595],[-102.2963,22.31473],[-102.29666,22.3134],[-102.29698,22.31221],[-102.29732,22.31096],[-102.2977,22.30959],[-102.29806,22.30826],[-102.29843,22.30689],[-102.29869,22.30596],[-102.29894,22.30504],[-102.29932,22.30365],[-102.2997,22.30225],[-102.29999,22.30117],[-102.30021,22.30036],[-102.29987,22.30037]]}}
Línea 115.0 kV | LineString | 115.0 kV | 2 |  |  | CFE |  |  |  |  | OpenStreetMap | {"type":"Feature","properties":{},"geometry":{"type":"LineString","coordinates":[[-102.23335,22.31476],[-102.23418,22.31487]]}}
Línea 115.0 kV | LineString | 115.0 kV | 1 |  |  | CFE |  |  |  |  | OpenStreetMap | {"type":"Feature","properties":{},"geometry":{"type":"LineString","coordinates":[[-102.23335,22.31476],[-102.23324,22.31515],[-102.23317,22.31586],[-102.233,22.31762],[-102.23283,22.31941],[-102.23267,22.32111],[-102.23249,22.32299],[-102.23233,22.32473],[-102.23218,22.32629],[-102.23202,22.32802],[-102.23188,22.3294],[-102.23174,22.3309],[-102.2316,22.33238],[-102.23145,22.33397],[-102.23131,22.33544],[-102.23115,22.33715],[-102.23101,22.33888],[-102.23086,22.34053],[-102.23073,22.34218],[-102.23055,22.34383],[-102.23039,22.34549],[-102.23056,22.347],[-102.23073,22.34837],[-102.23094,22.35012],[-102.23115,22.3519],[-102.23134,22.35338],[-102.23155,22.35513],[-102.23172,22.35664],[-102.23192,22.35826],[-102.23214,22.36011],[-102.23234,22.3618],[-102.23255,22.36359],[-102.23276,22.36529],[-102.23296,22.36691],[-102.23314,22.36851],[-102.23334,22.37017],[-102.23354,22.37188],[-102.23375,22.37355],[-102.23394,22.37523],[-102.23413,22.37693],[-102.23434,22.3786],[-102.23457,22.38037],[-102.23478,22.38223],[-102.235,22.38403],[-102.2352,22.3852],[-102.23547,22.38678],[-102.23575,22.38847],[-102.23607,22.39037],[-102.23631,22.3918],[-102.23684,22.39493],[-102.23726,22.39735],[-102.23754,22.39899],[-102.23781,22.40064],[-102.2381,22.40234],[-102.23836,22.40388],[-102.23866,22.40565],[-102.2389,22.40706],[-102.23919,22.4088],[-102.2395,22.41057],[-102.23978,22.41223],[-102.24007,22.41394],[-102.24034,22.41557],[-102.24061,22.41715],[-102.2409,22.41881],[-102.24118,22.42054],[-102.24148,22.42228],[-102.24174,22.42384],[-102.24208,22.4258],[-102.24244,22.42781],[-102.24274,22.42948],[-102.24307,22.43134],[-102.2434,22.43315],[-102.24369,22.43477],[-102.24401,22.43658],[-102.24467,22.43798],[-102.24535,22.43937],[-102.24605,22.44085],[-102.24678,22.44238],[-102.24749,22.44387],[-102.24822,22.44539],[-102.24883,22.4467],[-102.24958,22.44825],[-102.25028,22.44972],[-102.25106,22.45134],[-102.25183,22.45296],[-102.25259,22.45456],[-102.25334,22.45614],[-102.2541,22.45773],[-102.25485,22.45931],[-102.25563,22.46096],[-102.25638,22.46249],[-102.25644,22.46421],[-102.2565,22.46601],[-102.25656,22.46766],[-102.25663,22.46939],[-102.25669,22.47113],[-102.25675,22.47293],[-102.25681,22.47427],[-102.25687,22.47592],[-102.25692,22.47754],[-102.25699,22.47925],[-102.25705,22.48093],[-102.25662,22.48235],[-102.25608,22.48405],[-102.25559,22.48566],[-102.25507,22.48732],[-102.25456,22.48891],[-102.25405,22.49057],[-102.25351,22.49216],[-102.25302,22.49372],[-102.25257,22.49512],[-102.25221,22.49628],[-102.2518,22.49775],[-102.2512,22.49968],[-102.25057,22.50165],[-102.24999,22.50356],[-102.24957,22.50488],[-102.24891,22.507],[-102.24896,22.50857],[-102.24896,22.5102],[-102.24898,22.51188],[-102.24901,22.51357],[-102.24905,22.51525],[-102.24908,22.51691],[-102.2491,22.51852],[-102.24913,22.52023],[-102.24917,22.52186],[-102.24919,22.52346],[-102.24923,22.52512],[-102.24924,22.52679],[-102.24928,22.52826],[-102.24929,22.5299],[-102.24933,22.53154],[-102.24935,22.53323],[-102.24939,22.53494],[-102.2494,22.53664],[-102.24945,22.53826],[-102.2495,22.54002],[-102.24894,22.54165],[-102.2484,22.54329],[-102.24783,22.545],[-102.24727,22.54672],[-102.24675,22.54837],[-102.24612,22.55028],[-102.24561,22.55195],[-102.24505,22.55361],[-102.24455,22.55521],[-102.24452,22.55531],[-102.24417,22.55644],[-102.2434,22.55884],[-102.24285,22.56061],[-102.24236,22.56217],[-102.24171,22.56418],[-102.24132,22.56538],[-102.24069,22.56733],[-102.24012,22.56908],[-102.23965,22.57052],[-102.23918,22.57197],[-102.23873,22.5734],[-102.23839,22.57452],[-102.23967,22.57559],[-102.24095,22.57668],[-102.24228,22.57777],[-102.24362,22.57892],[-102.24398,22.57918],[-102.24389,22.57929]]}}
Línea 115.0 kV | LineString | 115.0 kV | 2 |  |  | CFE |  |  |  |  | OpenStreetMap | {"type":"Feature","properties":{},"geometry":{"type":"LineString","coordinates":[[-102.23418,22.31487],[-102.23498,22.31497],[-102.23494,22.31543],[-102.23466,22.3154]]}}
Línea 115.0 kV | LineString | 115.0 kV | 3 |  |  | CFE |  |  |  |  | OpenStreetMap | {"type":"Feature","properties":{},"geometry":{"type":"LineString","coordinates":[[-102.23927,22.40707],[-102.24096,22.40679],[-102.24242,22.40658]]}}
Línea 115.0 kV | LineString | 115.0 kV | 1 |  |  | CFE |  |  |  |  | OpenStreetMap | {"type":"Feature","properties":{},"geometry":{"type":"LineString","coordinates":[[-102.24097,22.2265],[-102.2409,22.22702],[-102.2411,22.2271],[-102.24102,22.22765],[-102.24088,22.22929],[-102.2407,22.23146],[-102.24052,22.23364],[-102.24034,22.23572],[-102.24015,22.23799],[-102.23995,22.24024],[-102.23975,22.24252],[-102.23956,22.24478],[-102.23938,22.24696],[-102.23918,22.24922],[-102.23901,22.25149],[-102.23882,22.25349],[-102.23864,22.25557],[-102.23847,22.25765],[-102.23829,22.25973],[-102.2381,22.2619],[-102.23792,22.26408],[-102.23774,22.26624],[-102.23755,22.26841],[-102.23736,22.27058],[-102.23719,22.27266],[-102.23701,22.27475],[-102.23684,22.27682],[-102.23666,22.27891],[-102.23649,22.28098],[-102.23632,22.28307],[-102.23614,22.28514],[-102.23594,22.28742],[-102.23575,22.28968],[-102.23557,22.29185],[-102.23537,22.2942],[-102.23517,22.29656],[-102.23499,22.29874],[-102.23479,22.30108],[-102.23462,22.30307],[-102.23444,22.30516],[-102.23427,22.30724],[-102.23409,22.30932],[-102.23392,22.3114],[-102.23352,22.31576],[-102.23331,22.31787],[-102.23311,22.31996],[-102.23289,22.32205],[-102.23268,22.32423],[-102.23248,22.32641],[-102.23225,22.32863],[-102.23204,22.33081],[-102.23183,22.333],[-102.23162,22.3351],[-102.23142,22.3371],[-102.23123,22.33925],[-102.23103,22.34134],[-102.23081,22.34363],[-102.23063,22.34549],[-102.23068,22.34641],[-102.23086,22.34741],[-102.23106,22.34912],[-102.23131,22.35119],[-102.23155,22.35333],[-102.23181,22.3555],[-102.23207,22.35766],[-102.23233,22.35974],[-102.23258,22.36197],[-102.23284,22.36412],[-102.2331,22.36628],[-102.23336,22.36843],[-102.23361,22.37049],[-102.23387,22.3726],[-102.2341,22.37467],[-102.23436,22.37684],[-102.23464,22.37929],[-102.23492,22.38153],[-102.23515,22.38362],[-102.23542,22.38512],[-102.23578,22.38716],[-102.23612,22.38905],[-102.2365,22.39124],[-102.23689,22.39342],[-102.23729,22.39574],[-102.23765,22.39786],[-102.23802,22.39992],[-102.23838,22.40197],[-102.23875,22.4041],[-102.23903,22.40563],[-102.23927,22.40707]]}}
Línea 115.0 kV | LineString | 115.0 kV | 1 |  |  | CFE |  |  |  |  | OpenStreetMap | {"type":"Feature","properties":{},"geometry":{"type":"LineString","coordinates":[[-102.24086,22.2265],[-102.2409,22.22702],[-102.24089,22.22761],[-102.24055,22.22936],[-102.24034,22.23109],[-102.24012,22.23291],[-102.23993,22.23456],[-102.23973,22.23623],[-102.23952,22.23787],[-102.2393,22.23971],[-102.23912,22.24134],[-102.2389,22.24302],[-102.23871,22.24464],[-102.23848,22.24656],[-102.23828,22.24823],[-102.23806,22.25006],[-102.23788,22.25153],[-102.23767,22.25323],[-102.23748,22.25486],[-102.23728,22.25648],[-102.23708,22.25816],[-102.23689,22.25975],[-102.23668,22.26145],[-102.23649,22.26309],[-102.23628,22.26483],[-102.23608,22.26655],[-102.23588,22.26811],[-102.23568,22.26978],[-102.23546,22.27154],[-102.23526,22.27321],[-102.23507,22.27483],[-102.23487,22.27643],[-102.23469,22.27796],[-102.2345,22.27951],[-102.2343,22.2812],[-102.23412,22.28276],[-102.23393,22.28437],[-102.23372,22.28611],[-102.23371,22.28727],[-102.23371,22.28891],[-102.23369,22.29067],[-102.2337,22.29234],[-102.23369,22.2937],[-102.23368,22.29544],[-102.23367,22.29716],[-102.23367,22.29884],[-102.23366,22.30058],[-102.23366,22.30253],[-102.23364,22.3042],[-102.23365,22.30591],[-102.23363,22.30941],[-102.23361,22.31104],[-102.23347,22.31255],[-102.23335,22.31388],[-102.23335,22.31476]]}}
Línea 115.0 kV | LineString | 115.0 kV | 1 |  |  | CFE |  |  |  |  | OpenStreetMap | {"type":"Feature","properties":{},"geometry":{"type":"LineString","coordinates":[[-101.99842,22.22026],[-101.99802,22.2206],[-101.99719,22.22164],[-101.99566,22.22346],[-101.99431,22.22513],[-101.99309,22.22661],[-101.99227,22.22862],[-101.99142,22.23073],[-101.99062,22.23277],[-101.98975,22.23488],[-101.9889,22.23699],[-101.98807,22.23905],[-101.98722,22.24125],[-101.98633,22.24333],[-101.9855,22.2454],[-101.98467,22.2475],[-101.98385,22.24952],[-101.9831,22.25139],[-101.98232,22.2533],[-101.98154,22.25524],[-101.98077,22.25719],[-101.97998,22.25915],[-101.97921,22.26104],[-101.97841,22.26301],[-101.97762,22.26495],[-101.97685,22.26689],[-101.97606,22.26885],[-101.97512,22.27104],[-101.97416,22.2732],[-101.97335,22.27513],[-101.97243,22.27722],[-101.9715,22.27939],[-101.97056,22.28157],[-101.96964,22.28376],[-101.9687,22.28584],[-101.96781,22.28794],[-101.96692,22.29004],[-101.96601,22.29212],[-101.96512,22.2942],[-101.96419,22.29631],[-101.96327,22.29845],[-101.96237,22.30054],[-101.96149,22.30254],[-101.96066,22.30458],[-101.95973,22.30664],[-101.9588,22.30881],[-101.95786,22.31087],[-101.95699,22.31299],[-101.95608,22.31509],[-101.95517,22.31718],[-101.95427,22.31926],[-101.95335,22.3214],[-101.95245,22.3235],[-101.95159,22.3255],[-101.95068,22.32759],[-101.94972,22.32979],[-101.94877,22.33196],[-101.94786,22.33415],[-101.94731,22.33542],[-101.94673,22.33675],[-101.94631,22.33771],[-101.94605,22.3383],[-101.94543,22.33973],[-101.94483,22.3411],[-101.94428,22.34229],[-101.94386,22.34322],[-101.94323,22.34466],[-101.94188,22.34533],[-101.94002,22.34622],[-101.93882,22.3468],[-101.9367,22.34786],[-101.93508,22.34865],[-101.93376,22.34934],[-101.93232,22.35],[-101.93046,22.35091],[-101.92808,22.35061],[-101.92569,22.35031],[-101.92319,22.35],[-101.92082,22.34971],[-101.91842,22.3494],[-101.91601,22.3491],[-101.91351,22.34878],[-101.91112,22.34848],[-101.90871,22.34818],[-101.90632,22.34789],[-101.90391,22.3476],[-101.9016,22.34729],[-101.89919,22.34699],[-101.89672,22.34669],[-101.89421,22.34637],[-101.8917,22.34605],[-101.88921,22.34575],[-101.88668,22.34543],[-101.88417,22.34511],[-101.88178,22.34481],[-101.87941,22.34452],[-101.87689,22.3442],[-101.87441,22.34389],[-101.87195,22.34358],[-101.86979,22.34476],[-101.86764,22.34591],[-101.86566,22.34698],[-101.86345,22.34816],[-101.86136,22.34929],[-101.85927,22.35043],[-101.85718,22.35156],[-101.8551,22.3527],[-101.85299,22.35382],[-101.8509,22.35492],[-101.84888,22.35602],[-101.84689,22.35711],[-101.84487,22.35819],[-101.84284,22.35927],[-101.84084,22.36036],[-101.83883,22.36145],[-101.83682,22.36253],[-101.83482,22.36361],[-101.83289,22.36464],[-101.83108,22.36561],[-101.8289,22.3665],[-101.8267,22.3674],[-101.82453,22.36828],[-101.8223,22.3692],[-101.82013,22.37007],[-101.81792,22.37097],[-101.81569,22.37187],[-101.81345,22.37277],[-101.81124,22.37367],[-101.80899,22.37458],[-101.80672,22.37549],[-101.80448,22.37646],[-101.80227,22.37735],[-101.80004,22.37826],[-101.7978,22.37917],[-101.79556,22.38008],[-101.79325,22.38101],[-101.79101,22.38192],[-101.7888,22.38281],[-101.78658,22.38372],[-101.7844,22.38448],[-101.78431,22.38477]]}}
Línea 115.0 kV | LineString | 115.0 kV | 1 |  |  | CFE |  |  |  |  | OpenStreetMap | {"type":"Feature","properties":{},"geometry":{"type":"LineString","coordinates":[[-102.00148,22.22181],[-102.00127,22.22139],[-102.00248,22.222],[-102.00401,22.22216],[-102.00527,22.2223],[-102.00653,22.22242],[-102.00762,22.22253],[-102.00859,22.22263],[-102.00983,22.22276],[-102.01112,22.22292],[-102.01234,22.22302],[-102.01349,22.22314],[-102.01549,22.22334],[-102.01674,22.22347],[-102.018,22.2236],[-102.01925,22.22374],[-102.0205,22.22387],[-102.02175,22.22399],[-102.02301,22.22413],[-102.0242,22.22423],[-102.02546,22.22438],[-102.02671,22.2245],[-102.02796,22.22463],[-102.02922,22.22476],[-102.03047,22.22489],[-102.03171,22.22502],[-102.03297,22.22515],[-102.03423,22.22528],[-102.03519,22.22538],[-102.03767,22.22563],[-102.03897,22.22577],[-102.04022,22.2259],[-102.04148,22.22603],[-102.04271,22.22616],[-102.04399,22.22629],[-102.0453,22.22642],[-102.04653,22.22656],[-102.04764,22.22616],[-102.04847,22.22586],[-102.04935,22.22554],[-102.05075,22.22504],[-102.0522,22.22452],[-102.05318,22.22416],[-102.05414,22.22381],[-102.055,22.22402],[-102.05629,22.22432],[-102.05762,22.22464],[-102.05882,22.22493],[-102.06001,22.22522],[-102.0614,22.22555],[-102.0627,22.22585],[-102.06402,22.2262],[-102.06532,22.22654],[-102.06653,22.22685],[-102.06795,22.22722],[-102.06926,22.22756],[-102.0706,22.22791],[-102.07148,22.22866],[-102.07232,22.22938],[-102.07316,22.23011],[-102.07408,22.23092],[-102.07486,22.23148],[-102.07574,22.23211],[-102.07674,22.23249],[-102.07764,22.23285],[-102.07911,22.23339],[-102.0799,22.2337],[-102.08088,22.23408],[-102.08177,22.23443],[-102.08319,22.23402],[-102.0846,22.23366],[-102.08575,22.23337],[-102.08695,22.23305],[-102.08805,22.23278],[-102.08858,22.23262],[-102.08913,22.23245],[-102.08995,22.23221],[-102.09136,22.2318],[-102.09219,22.23155],[-102.09341,22.23119],[-102.09447,22.2309],[-102.09569,22.23056],[-102.09661,22.23024],[-102.09781,22.22988],[-102.0991,22.22949],[-102.10057,22.22906],[-102.10211,22.22861],[-102.10308,22.22862],[-102.10405,22.22863],[-102.10541,22.22867],[-102.1063,22.22869],[-102.10652,22.22784],[-102.10676,22.22696],[-102.10691,22.22634],[-102.10654,22.22622]]}}
Línea 115.0 kV | LineString | 115.0 kV | 2 |  |  | CFE |  |  |  |  | OpenStreetMap | {"type":"Feature","properties":{},"geometry":{"type":"LineString","coordinates":[[-101.99842,22.22026],[-101.99927,22.22071],[-102.00012,22.22116],[-102.00097,22.22164],[-102.0014,22.22193]]}}
Línea 115.0 kV | LineString | 115.0 kV | 1 |  |  | CFE |  |  |  |  | OpenStreetMap | {"type":"Feature","properties":{},"geometry":{"type":"LineString","coordinates":[[-102.08812,22.07035],[-102.08835,22.06998],[-102.0876,22.06916],[-102.087,22.06989],[-102.08612,22.07136],[-102.08473,22.07323],[-102.08313,22.07491],[-102.08125,22.07688],[-102.07961,22.07861],[-102.07802,22.08029],[-102.0764,22.08199],[-102.07481,22.08367],[-102.07319,22.08537],[-102.07161,22.08705],[-102.07,22.08874],[-102.06832,22.09051],[-102.06671,22.09221],[-102.06505,22.09396],[-102.06339,22.09569],[-102.06202,22.09714],[-102.06058,22.09864],[-102.0596,22.1005],[-102.05862,22.10236],[-102.0576,22.10429],[-102.05651,22.10635],[-102.05547,22.10834],[-102.05429,22.11057],[-102.05314,22.11274],[-102.0521,22.11474],[-102.05103,22.11678],[-102.04996,22.11879],[-102.04885,22.12091],[-102.04773,22.12301],[-102.04668,22.12503],[-102.04558,22.12709],[-102.04446,22.1292],[-102.04335,22.13131],[-102.0423,22.1333],[-102.04123,22.13532],[-102.04055,22.13663],[-102.03949,22.13864],[-102.03843,22.14066],[-102.03733,22.14272],[-102.03619,22.14488],[-102.03515,22.14689],[-102.03437,22.14841],[-102.03332,22.15045],[-102.03224,22.15257],[-102.03104,22.15483],[-102.02994,22.15692],[-102.02888,22.15894],[-102.02785,22.16088],[-102.02685,22.16279],[-102.02582,22.16474],[-102.02483,22.1666],[-102.02381,22.16855],[-102.02279,22.1705],[-102.02199,22.17269],[-102.02121,22.17483],[-102.02041,22.17697],[-102.01963,22.17912],[-102.01886,22.18124],[-102.01808,22.18338],[-102.01723,22.18571],[-102.01645,22.18789],[-102.01596,22.18924],[-102.01547,22.19062],[-102.01478,22.19249],[-102.01435,22.19366],[-102.01358,22.19582],[-102.01283,22.19788],[-102.01208,22.19997],[-102.01136,22.20196],[-102.01068,22.20389],[-102.00983,22.20618],[-102.00841,22.20791],[-102.00696,22.20972],[-102.00559,22.21136],[-102.00413,22.21312],[-102.00272,22.21489],[-102.00129,22.21662],[-101.99871,22.21975],[-101.99842,22.22026]]}}
Línea 115.0 kV | LineString | 115.0 kV | 1 |  |  | CFE |  |  |  |  | OpenStreetMap | {"type":"Feature","properties":{},"geometry":{"type":"LineString","coordinates":[[-102.24472,22.55523],[-102.24455,22.55521],[-102.24325,22.55502],[-102.24168,22.5548],[-102.23986,22.55454],[-102.2384,22.55433],[-102.23658,22.55407],[-102.23484,22.55383],[-102.23318,22.55359],[-102.23098,22.55328],[-102.22934,22.55305],[-102.22768,22.55281],[-102.22617,22.5526],[-102.22438,22.55235],[-102.22298,22.55214],[-102.22089,22.55216],[-102.21923,22.55217],[-102.21729,22.55218],[-102.21545,22.55219],[-102.21347,22.55221],[-102.21162,22.55222],[-102.2099,22.55223],[-102.20823,22.55224],[-102.2065,22.55225],[-102.20489,22.55225],[-102.20318,22.55227],[-102.20088,22.55228],[-102.19877,22.55231],[-102.19704,22.55231],[-102.19569,22.55172],[-102.19418,22.55107],[-102.19304,22.55058],[-102.19102,22.54971],[-102.18951,22.54904],[-102.18791,22.54834],[-102.18633,22.54766],[-102.18457,22.54689],[-102.18295,22.54618],[-102.18125,22.54544],[-102.17947,22.54466],[-102.17783,22.54395],[-102.17617,22.54344],[-102.17446,22.54293],[-102.17282,22.54243],[-102.17112,22.54191],[-102.16948,22.54141],[-102.16773,22.54088],[-102.16601,22.54035],[-102.16446,22.53989],[-102.1628,22.53938],[-102.16109,22.53886],[-102.15945,22.53835],[-102.15782,22.53787],[-102.15615,22.53735],[-102.15449,22.53685],[-102.15285,22.53636],[-102.15118,22.53584],[-102.14961,22.53538],[-102.14791,22.53485],[-102.14627,22.53435],[-102.14454,22.53383],[-102.14284,22.53332],[-102.14116,22.53281],[-102.13947,22.53228],[-102.13767,22.53204],[-102.1359,22.53181],[-102.13413,22.53157],[-102.13241,22.53134],[-102.13065,22.53111],[-102.12878,22.53086],[-102.12677,22.53058],[-102.125,22.53035],[-102.12332,22.53012],[-102.12155,22.52989],[-102.1198,22.52965],[-102.11809,22.52942],[-102.11634,22.52918],[-102.11461,22.52895],[-102.11292,22.52873],[-102.1111,22.52848],[-102.10937,22.52826],[-102.1076,22.52802],[-102.10583,22.52778],[-102.1041,22.52754],[-102.10236,22.52731],[-102.10053,22.52707],[-102.09877,22.52683],[-102.09707,22.5266],[-102.0955,22.52639],[-102.09381,22.52617],[-102.09203,22.52593],[-102.09036,22.52572],[-102.08851,22.52547],[-102.08666,22.52523],[-102.08522,22.52504],[-102.08351,22.52481],[-102.08168,22.52456],[-102.07996,22.52433],[-102.07826,22.5241],[-102.07679,22.5239],[-102.07518,22.5237],[-102.07371,22.52349],[-102.07203,22.52326],[-102.07036,22.52304],[-102.0692,22.52288],[-102.06763,22.52267],[-102.06591,22.52244],[-102.06419,22.52221],[-102.06236,22.52197],[-102.0608,22.52176],[-102.05905,22.52153],[-102.05739,22.5213],[-102.05563,22.52106],[-102.05383,22.52081],[-102.05202,22.52057],[-102.05036,22.52034],[-102.04816,22.52005],[-102.04627,22.51908],[-102.04488,22.51837],[-102.04335,22.51759],[-102.04184,22.51681],[-102.04043,22.51609],[-102.03884,22.51528],[-102.03733,22.51451],[-102.03575,22.5137],[-102.03385,22.51273],[-102.03203,22.5118],[-102.03065,22.51066],[-102.02935,22.50959],[-102.02805,22.50851],[-102.02694,22.50761],[-102.02564,22.50653],[-102.02432,22.50544],[-102.02163,22.50323],[-102.02032,22.50215],[-102.01763,22.49993],[-102.0165,22.49901],[-102.01632,22.4992]]}}
Línea 115.0 kV | LineString | 115.0 kV | 1 |  |  | CFE |  |  |  |  | OpenStreetMap | {"type":"Feature","properties":{},"geometry":{"type":"LineString","coordinates":[[-102.01624,22.49913],[-102.01636,22.49898],[-102.01521,22.4976],[-102.01407,22.49624],[-102.01295,22.4949],[-102.01179,22.49353],[-102.01069,22.4922],[-102.00956,22.49086],[-102.00846,22.48952],[-102.00766,22.48855],[-102.0066,22.48729],[-102.00552,22.48599],[-102.00443,22.48469],[-102.00359,22.48369],[-102.00248,22.48236],[-102.00142,22.48107],[-102.00051,22.47996],[-101.99965,22.47892],[-101.9983,22.4784],[-101.99651,22.47772],[-101.99493,22.47711],[-101.99337,22.47649],[-101.99177,22.47585],[-101.99014,22.47521],[-101.98854,22.47458],[-101.98692,22.47394],[-101.98533,22.47329],[-101.98372,22.47263],[-101.98212,22.472],[-101.98055,22.47138],[-101.97887,22.47072],[-101.97736,22.47012],[-101.97612,22.46962],[-101.97465,22.46904],[-101.97314,22.46844],[-101.97168,22.46786],[-101.96985,22.46712],[-101.96805,22.4664],[-101.96621,22.46567],[-101.9644,22.46495],[-101.96269,22.46427],[-101.96092,22.46356],[-101.95909,22.46283],[-101.95728,22.4621],[-101.95562,22.46143],[-101.95398,22.46076],[-101.95221,22.46006],[-101.95042,22.45935],[-101.94854,22.4586],[-101.9469,22.45795],[-101.94493,22.45717],[-101.94309,22.45643],[-101.94127,22.45571],[-101.93949,22.455],[-101.9377,22.45428],[-101.93587,22.45356],[-101.93408,22.45286],[-101.93227,22.45211],[-101.93044,22.45138],[-101.92863,22.45066],[-101.9268,22.44993],[-101.92497,22.44921],[-101.92319,22.44849],[-101.92136,22.44775],[-101.91962,22.44706],[-101.91778,22.44633],[-101.91612,22.44646],[-101.91442,22.44659],[-101.91273,22.44671],[-101.91143,22.44682],[-101.90982,22.44694],[-101.90811,22.44708],[-101.90643,22.44721],[-101.90474,22.44734],[-101.9031,22.44747],[-101.90177,22.44624],[-101.90041,22.44496],[-101.89949,22.44414],[-101.89805,22.44279],[-101.89638,22.44122],[-101.895,22.43995],[-101.8934,22.43898],[-101.89211,22.43821],[-101.89048,22.43723],[-101.88907,22.43638],[-101.88763,22.43552],[-101.8862,22.43466],[-101.88482,22.43384],[-101.88375,22.4332],[-101.88196,22.43235],[-101.88048,22.43147],[-101.8788,22.43048],[-101.87719,22.42953],[-101.87559,22.42858],[-101.87417,22.42775],[-101.87257,22.42681],[-101.87108,22.42593],[-101.86944,22.42496],[-101.86784,22.42401],[-101.86627,22.42309],[-101.86463,22.42212],[-101.86308,22.4212],[-101.86192,22.42051],[-101.86035,22.41959],[-101.85864,22.41858],[-101.85718,22.41772],[-101.85547,22.41672],[-101.85407,22.41589],[-101.85259,22.41502],[-101.85103,22.4141],[-101.84949,22.41319],[-101.84796,22.41229],[-101.84641,22.41136],[-101.84472,22.41037],[-101.84311,22.40942],[-101.84164,22.40856],[-101.8401,22.40764],[-101.83857,22.40701],[-101.83701,22.40637],[-101.83529,22.40566],[-101.83385,22.40507],[-101.83211,22.40436],[-101.83059,22.40373],[-101.82893,22.40305],[-101.8272,22.40234],[-101.82493,22.4014],[-101.82304,22.40062],[-101.82141,22.39995],[-101.8198,22.39929],[-101.81789,22.3985],[-101.81616,22.39779],[-101.81453,22.39711],[-101.813,22.39651],[-101.81131,22.39579],[-101.80952,22.39505],[-101.8079,22.39438],[-101.80633,22.39374],[-101.80455,22.39304],[-101.80285,22.39233],[-101.80113,22.39165],[-101.79947,22.39094],[-101.79773,22.39023],[-101.79601,22.38952],[-101.79432,22.38883],[-101.79278,22.38819],[-101.79089,22.3874],[-101.78917,22.38668],[-101.78741,22.38593],[-101.78572,22.38522],[-101.78445,22.38468],[-101.78438,22.3848]]}}
Línea 115.0 kV | LineString | 115.0 kV | 1 |  |  | CFE |  |  |  |  | OpenStreetMap | {"type":"Feature","properties":{},"geometry":{"type":"LineString","coordinates":[[-102.97283,21.65029],[-102.97266,21.65034],[-102.97261,21.65008],[-102.97546,21.64818],[-102.97653,21.64736],[-102.97748,21.6465],[-102.97827,21.64533],[-102.97943,21.64361],[-102.98063,21.64184],[-102.98118,21.64101],[-102.98191,21.63994],[-102.98248,21.639],[-102.98396,21.63672],[-102.98467,21.63564],[-102.98891,21.62918],[-102.99097,21.62818],[-102.99231,21.6277],[-102.99351,21.62729],[-102.99451,21.62697],[-102.99561,21.62659],[-102.99675,21.62622],[-102.99889,21.62553],[-102.99992,21.62515],[-103.00687,21.62275],[-103.00826,21.62229],[-103.01035,21.62261],[-103.01374,21.62314],[-103.01522,21.6233],[-103.01668,21.62352],[-103.02318,21.62453],[-103.02571,21.62492],[-103.02752,21.6253],[-103.0294,21.62574],[-103.03247,21.62647],[-103.03417,21.62702],[-103.03581,21.62745],[-103.03775,21.62718],[-103.04027,21.62681],[-103.04229,21.6265],[-103.04455,21.62619],[-103.04666,21.62587],[-103.05012,21.62534],[-103.05465,21.62472],[-103.05599,21.62454],[-103.06281,21.62669],[-103.07393,21.63029],[-103.07602,21.63087],[-103.08017,21.63218],[-103.09161,21.63567],[-103.09318,21.63616],[-103.0948,21.63671],[-103.10241,21.64513],[-103.10284,21.64592],[-103.10527,21.65152],[-103.10714,21.65227],[-103.10934,21.6531],[-103.1113,21.65387],[-103.11746,21.65628],[-103.1181,21.65651],[-103.12001,21.65723],[-103.12404,21.65875]]}}
Línea 115.0 kV | LineString | 115.0 kV | 1 |  |  | CFE |  |  |  |  | OpenStreetMap | {"type":"Feature","properties":{},"geometry":{"type":"LineString","coordinates":[[-102.94543,21.66178],[-102.95007,21.65966],[-102.9525,21.65854],[-102.95524,21.65725],[-102.96028,21.65484],[-102.96247,21.65378],[-102.96453,21.65279],[-102.96722,21.65148],[-102.97183,21.65064],[-102.97285,21.6504]]}}
Línea 115.0 kV | LineString | 115.0 kV | 1 |  |  | CFE |  |  |  |  | OpenStreetMap | {"type":"Feature","properties":{},"geometry":{"type":"LineString","coordinates":[[-102.78958,21.7952],[-102.78948,21.79492],[-102.79112,21.79233],[-102.79249,21.7902],[-102.79376,21.78831],[-102.79959,21.77958],[-102.80174,21.77622],[-102.80267,21.77482],[-102.80363,21.77339],[-102.80526,21.77105],[-102.80654,21.76935],[-102.80782,21.76764],[-102.80952,21.7654],[-102.81154,21.76283],[-102.81291,21.76109],[-102.81678,21.75924],[-102.81817,21.75856],[-102.82147,21.75698],[-102.82323,21.75614],[-102.82431,21.7547],[-102.8258,21.75271],[-102.82831,21.74942],[-102.82922,21.74821],[-102.83083,21.74685],[-102.83279,21.74519],[-102.83482,21.74347],[-102.83694,21.74168],[-102.83949,21.73954],[-102.84109,21.73821],[-102.84234,21.73715],[-102.84545,21.73451],[-102.84632,21.73378],[-102.84766,21.73209],[-102.84964,21.72959],[-102.85336,21.72489],[-102.85583,21.72181],[-102.85693,21.72039],[-102.85818,21.71882],[-102.86021,21.7163],[-102.86151,21.71458],[-102.86294,21.71282],[-102.86537,21.70975],[-102.86659,21.70821],[-102.86753,21.70702],[-102.86865,21.7056],[-102.86936,21.7047],[-102.87032,21.70348],[-102.87107,21.70256],[-102.87416,21.69856],[-102.87859,21.69291],[-102.88058,21.69051],[-102.88138,21.68948],[-102.8825,21.68802],[-102.885,21.68488],[-102.88659,21.6829],[-102.88716,21.68218],[-102.88846,21.68054],[-102.89179,21.6763],[-102.8933,21.67441],[-102.89468,21.67266],[-102.8955,21.67164],[-102.89692,21.67105],[-102.89823,21.67051],[-102.90034,21.67007],[-102.90209,21.66968],[-102.90373,21.66935],[-102.90531,21.66904],[-102.90699,21.66828],[-102.90879,21.66747],[-102.91161,21.66621],[-102.91303,21.66559],[-102.91858,21.66584],[-102.92019,21.66589]]}}
Línea 115.0 kV | LineString | 115.0 kV | 1 |  |  | CFE |  |  |  |  | OpenStreetMap | {"type":"Feature","properties":{},"geometry":{"type":"LineString","coordinates":[[-103.132,21.6644],[-103.13307,21.6648],[-103.134,21.66514],[-103.13595,21.66544],[-103.13885,21.66557],[-103.14016,21.66563],[-103.14128,21.66474],[-103.14521,21.66153],[-103.14655,21.66055],[-103.14823,21.65916],[-103.15354,21.65973],[-103.15389,21.66113],[-103.15455,21.66378],[-103.15497,21.66539],[-103.15587,21.66884],[-103.15892,21.67337],[-103.16126,21.67685],[-103.16223,21.6783],[-103.16224,21.67916],[-103.16226,21.68035],[-103.16227,21.68307],[-103.16229,21.68603],[-103.16309,21.68721],[-103.16468,21.6895],[-103.16594,21.69128],[-103.16704,21.6929],[-103.16892,21.69561],[-103.1695,21.69646],[-103.17152,21.69936],[-103.17232,21.70051],[-103.17395,21.70286],[-103.17454,21.70536],[-103.17544,21.70939],[-103.17668,21.7149],[-103.17573,21.71786],[-103.17506,21.7198],[-103.17524,21.72231],[-103.17959,21.72577],[-103.18093,21.72684],[-103.18269,21.72827],[-103.18457,21.72978],[-103.18648,21.73132],[-103.18795,21.73254],[-103.19606,21.73332],[-103.20414,21.73409],[-103.20995,21.73463],[-103.22073,21.73569],[-103.22328,21.73689],[-103.23671,21.74284],[-103.24274,21.7455],[-103.2498,21.74865],[-103.25447,21.75069],[-103.25661,21.75163],[-103.25877,21.75258],[-103.26015,21.75319],[-103.26155,21.7538],[-103.2625,21.75423],[-103.26356,21.75469],[-103.26565,21.75561],[-103.26767,21.7565],[-103.26977,21.75741],[-103.27212,21.75844],[-103.27437,21.75943],[-103.27635,21.76031],[-103.27846,21.76123],[-103.28052,21.76214],[-103.28261,21.76306],[-103.28472,21.76398],[-103.28673,21.76487],[-103.2888,21.76577],[-103.29014,21.76638],[-103.29156,21.76699],[-103.29259,21.76744],[-103.294,21.76806],[-103.29551,21.76873],[-103.29697,21.76936],[-103.2981,21.76985],[-103.29904,21.77026],[-103.29994,21.77066],[-103.30105,21.77115],[-103.30302,21.77201],[-103.30404,21.77249],[-103.30517,21.77308]]}}
Línea 115.0 kV | LineString | 115.0 kV | 1 |  |  | CFE |  |  |  |  | OpenStreetMap | {"type":"Feature","properties":{},"geometry":{"type":"LineString","coordinates":[[-103.30758,21.77389],[-103.30748,21.77424],[-103.3078,21.77409]]}}
Línea 115.0 kV | LineString | 115.0 kV | 1 |  |  | CFE |  |  |  |  | OpenStreetMap | {"type":"Feature","properties":{},"geometry":{"type":"LineString","coordinates":[[-103.30758,21.77389],[-103.30782,21.77399]]}}
Línea 115.0 kV | LineString | 115.0 kV | 2 |  |  | CFE |  |  |  |  | OpenStreetMap | {"type":"Feature","properties":{},"geometry":{"type":"LineString","coordinates":[[-103.30517,21.77308],[-103.30633,21.77366],[-103.30758,21.77389]]}}
Línea 115.0 kV | LineString | 115.0 kV | 1 |  |  | CFE |  |  |  |  | OpenStreetMap | {"type":"Feature","properties":{},"geometry":{"type":"LineString","coordinates":[[-102.78949,21.79525],[-102.78931,21.79485],[-102.78909,21.79423],[-102.79112,21.79112],[-102.79282,21.78847],[-102.79405,21.78476],[-102.795,21.78189],[-102.79562,21.78036],[-102.79735,21.77627],[-102.79885,21.77251],[-102.79998,21.76955],[-102.80086,21.76721],[-102.80223,21.76355],[-102.8038,21.75942],[-102.80592,21.7538],[-102.8071,21.75074],[-102.8084,21.74735],[-102.81274,21.74567],[-102.81668,21.74418],[-102.82071,21.74263],[-102.82372,21.7415],[-102.82723,21.74016],[-102.83087,21.73877],[-102.83439,21.73741],[-102.83668,21.73653],[-102.83963,21.73543],[-102.84353,21.73389],[-102.84542,21.7332],[-102.84672,21.73133],[-102.84836,21.72899],[-102.85056,21.72589],[-102.85205,21.72374],[-102.85404,21.72098],[-102.85552,21.71884],[-102.85734,21.71623],[-102.85895,21.71392],[-102.86036,21.71189],[-102.86277,21.70896],[-102.8652,21.70589],[-102.86756,21.70295],[-102.86984,21.69961],[-102.87177,21.6968],[-102.87429,21.69308],[-102.87653,21.68983],[-102.8777,21.68812],[-102.88005,21.68466],[-102.88231,21.68131],[-102.88401,21.67882],[-102.88616,21.67567],[-102.8881,21.67284],[-102.8907,21.669],[-102.89333,21.66774],[-102.89662,21.66622],[-102.89961,21.6648],[-102.90484,21.66235],[-102.90761,21.66105],[-102.90982,21.66077],[-102.91531,21.66025],[-102.91867,21.65989],[-102.92331,21.65941],[-102.92572,21.65916],[-102.92856,21.65882],[-102.93153,21.65902],[-102.93353,21.65914],[-102.9363,21.65931],[-102.94,21.65953],[-102.94224,21.65966],[-102.94598,21.65888],[-102.94724,21.65999],[-102.94844,21.66011],[-102.95098,21.66033],[-102.95367,21.66057],[-102.95786,21.66093],[-102.9611,21.66121],[-102.96478,21.66154],[-102.96816,21.66184],[-102.97283,21.66237],[-102.97982,21.66318],[-102.98338,21.6636],[-102.98655,21.66398],[-102.99041,21.66167],[-102.9929,21.66014],[-102.99582,21.65839],[-102.99891,21.65653],[-103.00333,21.65381],[-103.0064,21.65195],[-103.00873,21.65056],[-103.01025,21.65009],[-103.01505,21.64864],[-103.01974,21.64719],[-103.02321,21.64613],[-103.02697,21.64496],[-103.03124,21.64366],[-103.03548,21.64236],[-103.04018,21.64094],[-103.04308,21.64004],[-103.04614,21.63911],[-103.04933,21.63811],[-103.05311,21.63694],[-103.05694,21.63578],[-103.0607,21.63512],[-103.06436,21.63451],[-103.06797,21.63388],[-103.07246,21.63313],[-103.07721,21.63644],[-103.07995,21.63837],[-103.0819,21.63981],[-103.08878,21.64465],[-103.09121,21.64635],[-103.09416,21.64846],[-103.09714,21.65058],[-103.09989,21.65512],[-103.1016,21.65794],[-103.10279,21.6599],[-103.10778,21.66099],[-103.11147,21.66181],[-103.11388,21.66235],[-103.11588,21.6628],[-103.119,21.66348],[-103.13079,21.66604],[-103.13214,21.66636],[-103.13765,21.67028],[-103.13962,21.67171],[-103.1491,21.67419],[-103.15256,21.67508],[-103.1556,21.67594],[-103.15712,21.67881],[-103.1584,21.68128],[-103.16009,21.68456],[-103.16189,21.68807],[-103.16413,21.69104],[-103.16644,21.69408],[-103.16828,21.69656],[-103.17186,21.70126],[-103.17357,21.7035],[-103.17341,21.70509],[-103.17277,21.71183],[-103.17255,21.71436],[-103.17204,21.71914],[-103.17164,21.72296],[-103.17135,21.72623],[-103.17109,21.72884],[-103.17287,21.72949],[-103.17648,21.73079],[-103.17875,21.73162],[-103.18144,21.73258],[-103.18915,21.73537],[-103.19152,21.73526],[-103.19967,21.73488],[-103.20324,21.73472],[-103.20483,21.73545],[-103.20796,21.73689],[-103.21125,21.73839],[-103.21482,21.73714],[-103.21615,21.73667],[-103.21711,21.73632],[-103.2195,21.73449],[-103.22218,21.73244],[-103.22429,21.73327],[-103.22753,21.73451],[-103.23068,21.73574],[-103.23492,21.73736],[-103.23853,21.73875],[-103.2418,21.74002],[-103.24528,21.74136],[-103.24894,21.74279],[-103.25274,21.74427],[-103.25651,21.74571],[-103.26021,21.74714],[-103.2639,21.74856],[-103.26728,21.7506],[-103.27032,21.75244],[-103.27356,21.7544],[-103.27712,21.75655],[-103.28039,21.75853],[-103.28214,21.75958],[-103.28156,21.76085],[-103.28097,21.76215],[-103.28036,21.76346],[-103.27975,21.7648],[-103.27912,21.76616],[-103.27996,21.76672],[-103.28087,21.76732],[-103.28212,21.76814],[-103.283,21.76872],[-103.2837,21.76916],[-103.28539,21.76933],[-103.28635,21.76929],[-103.28729,21.76924],[-103.28841,21.76923],[-103.28942,21.76922],[-103.29058,21.76919],[-103.2913,21.7694],[-103.29179,21.76969],[-103.29317,21.77061],[-103.29479,21.77188],[-103.29597,21.77229],[-103.29657,21.77221],[-103.29704,21.7719],[-103.29871,21.77118],[-103.30013,21.77057],[-103.3007,21.77087],[-103.30128,21.77092],[-103.30184,21.77097],[-103.30232,21.77103],[-103.30261,21.77113],[-103.30306,21.77141],[-103.30321,21.77158],[-103.30337,21.77204],[-103.304,21.77262],[-103.30517,21.77308]]}}
Línea 115.0 kV | LineString | 115.0 kV | 1 |  |  | CFE |  |  |  |  | OpenStreetMap | {"type":"Feature","properties":{},"geometry":{"type":"LineString","coordinates":[[-102.6756,21.83448],[-102.67474,21.83487]]}}
Línea 115.0 kV | LineString | 115.0 kV | 1 |  |  | CFE |  |  |  |  | OpenStreetMap | {"type":"Feature","properties":{},"geometry":{"type":"LineString","coordinates":[[-102.69586,21.85303],[-102.69612,21.85312]]}}
Línea 115.0 kV | LineString | 115.0 kV | 1 |  |  | CFE |  |  |  |  | OpenStreetMap | {"type":"Feature","properties":{},"geometry":{"type":"LineString","coordinates":[[-102.69586,21.85303],[-102.69616,21.85325]]}}
Línea 115.0 kV | LineString | 115.0 kV | 2 |  |  | CFE |  |  |  |  | OpenStreetMap | {"type":"Feature","properties":{},"geometry":{"type":"LineString","coordinates":[[-102.67551,21.83532],[-102.67634,21.83592],[-102.67965,21.83817],[-102.6825,21.84007],[-102.68826,21.84396],[-102.68953,21.84572],[-102.69115,21.84796],[-102.69234,21.84962],[-102.69373,21.85151],[-102.69411,21.85237],[-102.6952,21.85386],[-102.69586,21.85303]]}}
Línea 115.0 kV | LineString | 115.0 kV | 1 |  |  | CFE |  |  |  |  | OpenStreetMap | {"type":"Feature","properties":{},"geometry":{"type":"LineString","coordinates":[[-102.67474,21.83487],[-102.67551,21.83532]]}}
Línea 115.0 kV | LineString | 115.0 kV | 1 |  |  | CFE |  |  |  |  | OpenStreetMap | {"type":"Feature","properties":{},"geometry":{"type":"LineString","coordinates":[[-102.6756,21.83448],[-102.67551,21.83532]]}}
Línea 115.0 kV | LineString | 115.0 kV | 2 |  |  | CFE |  |  |  |  | OpenStreetMap | {"type":"Feature","properties":{},"geometry":{"type":"LineString","coordinates":[[-102.6756,21.83448],[-102.68002,21.83238],[-102.68516,21.82997],[-102.6912,21.82713],[-102.69816,21.82385],[-102.7013,21.82251],[-102.70569,21.82064],[-102.70883,21.81927],[-102.7141,21.81697],[-102.71648,21.81596],[-102.7228,21.81323],[-102.72586,21.81191],[-102.72959,21.81029],[-102.73498,21.80795],[-102.73888,21.80664],[-102.74288,21.80536],[-102.74646,21.80418],[-102.74988,21.80308],[-102.75343,21.80194],[-102.75801,21.80129],[-102.76143,21.80081],[-102.76492,21.80032],[-102.76834,21.79986],[-102.77016,21.79775],[-102.77198,21.79567],[-102.77564,21.79336],[-102.7783,21.79169],[-102.78321,21.78861],[-102.78722,21.79291],[-102.78906,21.7949],[-102.78936,21.79533]]}}
Línea 115.0 kV | LineString | 115.0 kV | 2 |  |  | CFE |  |  |  |  | OpenStreetMap | {"type":"Feature","properties":{},"geometry":{"type":"LineString","coordinates":[[-102.55747,21.86191],[-102.5612,21.86176],[-102.56643,21.86159],[-102.57416,21.8613],[-102.57994,21.86109],[-102.58323,21.86094],[-102.58854,21.86077],[-102.59486,21.86052],[-102.60187,21.86027],[-102.60615,21.86012],[-102.61011,21.85996],[-102.61457,21.8598],[-102.61887,21.85965],[-102.62232,21.85954],[-102.62529,21.85817],[-102.62953,21.85619],[-102.63228,21.8549],[-102.63699,21.85264],[-102.64132,21.85063],[-102.64374,21.84948],[-102.6514,21.84586],[-102.65556,21.84392],[-102.65837,21.84259],[-102.66114,21.84124],[-102.66609,21.83893],[-102.67075,21.83673],[-102.67474,21.83487]]}}
Línea 115.0 kV | LineString | 115.0 kV | 2 |  |  | CFE |  |  |  |  | OpenStreetMap | {"type":"Feature","properties":{},"geometry":{"type":"LineString","coordinates":[[-102.38333,21.91217],[-102.3841,21.91229],[-102.38491,21.91241],[-102.38582,21.91247],[-102.3864,21.91249],[-102.3872,21.91255],[-102.38848,21.91258],[-102.38995,21.91274],[-102.39115,21.91289],[-102.39237,21.91303],[-102.39376,21.91305],[-102.39515,21.91307],[-102.39651,21.91309],[-102.39789,21.91313],[-102.39926,21.91316],[-102.40072,21.9132],[-102.40208,21.91291],[-102.40608,21.9121],[-102.40842,21.91166],[-102.41093,21.91014],[-102.41492,21.90776],[-102.41897,21.90536],[-102.42167,21.90375],[-102.42306,21.90085],[-102.42374,21.89937],[-102.42444,21.89789],[-102.42488,21.89711],[-102.42614,21.89678],[-102.42741,21.89649],[-102.42867,21.89617],[-102.42992,21.89584],[-102.43116,21.89554],[-102.43245,21.8952],[-102.4337,21.89489],[-102.43496,21.89458],[-102.43623,21.89425],[-102.43749,21.89393],[-102.43866,21.89364],[-102.43982,21.89335],[-102.44105,21.89303],[-102.44241,21.89269],[-102.44374,21.89234],[-102.44501,21.89203],[-102.44635,21.89168],[-102.44771,21.89134],[-102.44795,21.89007],[-102.44844,21.88766],[-102.44906,21.88442],[-102.44952,21.88208],[-102.45081,21.8795],[-102.45209,21.87693],[-102.45336,21.87438],[-102.45466,21.87182],[-102.45593,21.86924],[-102.45723,21.86663],[-102.45851,21.86407],[-102.45978,21.86157],[-102.46046,21.85894],[-102.46097,21.857],[-102.4615,21.85498],[-102.46521,21.85527],[-102.46862,21.85554],[-102.4719,21.85579],[-102.47585,21.8561],[-102.47941,21.85638],[-102.48313,21.85667],[-102.48619,21.85692],[-102.48889,21.85713],[-102.49011,21.85693],[-102.49313,21.85648],[-102.49617,21.85601],[-102.49927,21.85553],[-102.50178,21.85621],[-102.50569,21.85725],[-102.50897,21.85812],[-102.51273,21.85916],[-102.51558,21.85992],[-102.52167,21.86026],[-102.52698,21.86056],[-102.53066,21.86076],[-102.53387,21.86094],[-102.53754,21.86115],[-102.54062,21.86132],[-102.54366,21.86147],[-102.54757,21.86172],[-102.55046,21.86189],[-102.55367,21.86205],[-102.55747,21.86191]]}}
Línea 115.0 kV | LineString | 115.0 kV | 1 |  |  | CFE |  |  |  |  | OpenStreetMap | {"type":"Feature","properties":{},"geometry":{"type":"LineString","coordinates":[[-102.38259,21.91124],[-102.3824,21.91133],[-102.38274,21.91148],[-102.383,21.91167],[-102.38333,21.91217]]}}
Línea 115.0 kV | LineString | 115.0 kV | 1 |  |  | CFE |  |  |  |  | OpenStreetMap | {"type":"Feature","properties":{},"geometry":{"type":"LineString","coordinates":[[-102.38249,21.91113],[-102.3824,21.91133],[-102.38265,21.91158],[-102.38291,21.91175],[-102.38333,21.91217]]}}
Línea 115.0 kV | LineString | 115.0 kV | 1 |  |  | CFE |  |  |  |  | OpenStreetMap | {"type":"Feature","properties":{},"geometry":{"type":"LineString","coordinates":[[-103.30785,21.77391],[-103.30775,21.77377],[-103.30823,21.77389],[-103.30878,21.77401],[-103.31053,21.77449],[-103.31144,21.77552],[-103.31249,21.7767],[-103.31375,21.77812],[-103.31494,21.77947],[-103.31607,21.78074],[-103.31727,21.78209],[-103.31849,21.78347],[-103.31993,21.7851],[-103.32108,21.78639],[-103.32221,21.78768],[-103.3231,21.78871],[-103.32375,21.78942],[-103.32485,21.79064],[-103.3261,21.79207],[-103.32721,21.79331],[-103.32815,21.79437],[-103.32924,21.7956],[-103.33119,21.7978],[-103.33219,21.79892],[-103.33316,21.80003],[-103.33427,21.80128],[-103.33555,21.80272],[-103.33696,21.8043],[-103.33791,21.80536],[-103.33889,21.80647],[-103.33996,21.80767],[-103.34106,21.80891],[-103.34269,21.81104],[-103.34373,21.81241],[-103.34558,21.81483],[-103.34724,21.81498],[-103.34932,21.81516],[-103.35152,21.81535],[-103.35365,21.81555],[-103.3559,21.81574],[-103.35762,21.8159],[-103.36044,21.81613],[-103.36269,21.81635],[-103.36443,21.81649],[-103.36633,21.81666],[-103.36818,21.81683],[-103.37034,21.81702],[-103.37275,21.81723],[-103.37506,21.81744],[-103.37731,21.81704],[-103.37968,21.81662],[-103.38166,21.81627],[-103.3837,21.81592],[-103.38584,21.81554],[-103.38792,21.81517],[-103.38985,21.81484],[-103.39182,21.81475],[-103.39357,21.81467],[-103.39576,21.81458],[-103.39764,21.81449],[-103.399,21.81442],[-103.40101,21.81435],[-103.4029,21.81424],[-103.40502,21.81414],[-103.40741,21.81404],[-103.40927,21.81395],[-103.41078,21.81387],[-103.41299,21.81376],[-103.41525,21.81367],[-103.41777,21.81355],[-103.41953,21.81347],[-103.42204,21.81335],[-103.42415,21.81324],[-103.4263,21.81315],[-103.42817,21.81306],[-103.42963,21.81299],[-103.432,21.81289],[-103.43416,21.81277],[-103.43605,21.81268],[-103.43753,21.81261],[-103.43919,21.81254],[-103.44058,21.81248],[-103.44248,21.81277],[-103.44436,21.81307],[-103.44572,21.81327],[-103.44887,21.81375],[-103.45004,21.81393],[-103.45196,21.81423],[-103.45455,21.81463],[-103.45701,21.81501],[-103.45883,21.81529],[-103.4607,21.81443],[-103.46228,21.81371],[-103.46413,21.81287],[-103.46527,21.81234],[-103.46766,21.81123],[-103.46943,21.81043],[-103.47089,21.80977],[-103.47221,21.80915],[-103.47491,21.80791],[-103.47734,21.80681],[-103.47912,21.806],[-103.48062,21.8053],[-103.48251,21.80444],[-103.48471,21.80342],[-103.48685,21.80244],[-103.48851,21.80167],[-103.49059,21.80074],[-103.49231,21.79996],[-103.49329,21.79951],[-103.49465,21.79993],[-103.49614,21.8004],[-103.49789,21.80096],[-103.49952,21.80149],[-103.50167,21.80218],[-103.50357,21.8028],[-103.50608,21.80359],[-103.50756,21.80406],[-103.5095,21.80468],[-103.51118,21.80522],[-103.5129,21.80578],[-103.51426,21.80621],[-103.51631,21.80687],[-103.51848,21.80757],[-103.52182,21.80865],[-103.52382,21.80928],[-103.52537,21.80978],[-103.52649,21.81015],[-103.5276,21.8105],[-103.52871,21.81085],[-103.52982,21.81121],[-103.53097,21.81159],[-103.53201,21.81191],[-103.53456,21.81273],[-103.53642,21.81333],[-103.53824,21.81392],[-103.54016,21.81452],[-103.54191,21.81507],[-103.54335,21.81554],[-103.54552,21.81623],[-103.54692,21.81668],[-103.54882,21.81729],[-103.55067,21.81788],[-103.55206,21.81833],[-103.55329,21.81872],[-103.5552,21.81933],[-103.55635,21.8197],[-103.55838,21.82035],[-103.56049,21.82103],[-103.56211,21.82155],[-103.56429,21.82222],[-103.56616,21.82284],[-103.57067,21.82427],[-103.57165,21.82459],[-103.57269,21.82494],[-103.57459,21.82555],[-103.5767,21.82622],[-103.57867,21.82686],[-103.58048,21.82744],[-103.60067,21.83224],[-103.60348,21.83179],[-103.60748,21.83112],[-103.60937,21.83082],[-103.61127,21.83049],[-103.61314,21.83019],[-103.61954,21.83162],[-103.62667,21.8333],[-103.62971,21.83401],[-103.63487,21.83525],[-103.63793,21.83597],[-103.64025,21.83652],[-103.64285,21.83712],[-103.64439,21.83747],[-103.64743,21.83818],[-103.64997,21.83877],[-103.65357,21.83961],[-103.65535,21.83982],[-103.65857,21.84017],[-103.65972,21.84029],[-103.6648,21.84085],[-103.66594,21.84098],[-103.67147,21.84159],[-103.67423,21.8419],[-103.6753,21.842],[-103.67883,21.84238],[-103.68278,21.84281],[-103.69947,21.84454],[-103.71507,21.8462],[-103.72513,21.84736],[-103.72577,21.84745],[-103.72811,21.84769],[-103.73065,21.84796],[-103.7313,21.84802],[-103.73681,21.85022],[-103.73787,21.85063],[-103.74338,21.85282],[-103.74446,21.85326],[-103.74621,21.85395],[-103.74754,21.8541],[-103.75205,21.8546],[-103.7543,21.85484],[-103.76597,21.85526],[-103.76678,21.85531],[-103.77353,21.85555],[-103.7754,21.85429],[-103.77681,21.85217],[-103.77703,21.85231]]}}
Línea 115.0 kV | LineString | 115.0 kV | 1 |  |  | CFE |  |  |  |  | OpenStreetMap | {"type":"Feature","properties":{},"geometry":{"type":"LineString","coordinates":[[-100.66688,23.6666],[-100.67604,23.66734],[-100.6823,23.66707],[-100.68647,23.66689],[-100.69237,23.66661],[-100.69418,23.66654],[-100.70369,23.6661],[-100.70566,23.66609],[-100.70652,23.66764],[-100.70928,23.67295],[-100.70954,23.6731]]}}
Línea 115.0 kV | LineString | 115.0 kV | 1 |  |  | CFE |  |  |  |  | OpenStreetMap | {"type":"Feature","properties":{},"geometry":{"type":"LineString","coordinates":[[-98.99929,23.71904],[-98.99975,23.71902],[-98.99961,23.72018],[-98.99949,23.72116],[-98.99949,23.7213],[-98.99948,23.72142]]}}
Línea 115.0 kV | LineString | 115.0 kV | 1 |  |  | CFE |  |  |  |  | OpenStreetMap | {"type":"Feature","properties":{},"geometry":{"type":"LineString","coordinates":[[-98.73126,23.71832],[-98.73184,23.71854],[-98.73248,23.72349],[-98.73314,23.72886],[-98.73185,23.72967],[-98.72944,23.73117],[-98.72823,23.73156],[-98.72695,23.73194],[-98.72567,23.73235],[-98.72471,23.73264],[-98.72195,23.73555],[-98.71911,23.73794],[-98.71885,23.73938],[-98.71836,23.7423],[-98.71814,23.74354],[-98.71779,23.74529],[-98.71734,23.74831],[-98.7168,23.75155],[-98.71815,23.75437],[-98.71882,23.75585],[-98.7176,23.75706],[-98.71645,23.75812],[-98.71536,23.75915],[-98.71425,23.7602],[-98.71316,23.76123],[-98.71208,23.76225],[-98.70648,23.76765],[-98.70543,23.76855],[-98.70223,23.77097],[-98.70153,23.77223],[-98.70091,23.77346],[-98.70029,23.77468],[-98.69698,23.78123],[-98.69957,23.78782],[-98.70065,23.79064],[-98.70122,23.79217],[-98.70169,23.79344],[-98.7022,23.79469],[-98.70277,23.79598],[-98.70293,23.8003],[-98.70296,23.80161],[-98.70303,23.80297],[-98.70305,23.80429],[-98.70309,23.80564],[-98.70313,23.80703],[-98.70343,23.81008],[-98.70431,23.81099],[-98.70537,23.81206],[-98.7064,23.81311],[-98.70851,23.81524],[-98.71171,23.81847],[-98.71279,23.82118],[-98.71379,23.8236],[-98.71549,23.82735],[-98.71633,23.82861],[-98.71718,23.82965],[-98.7181,23.8308],[-98.71924,23.83214],[-98.72022,23.83326],[-98.7212,23.83439],[-98.72222,23.83557],[-98.72359,23.83694],[-98.72531,23.83901],[-98.73291,23.83675]]}}
Línea 115.0 kV | LineString | 115.0 kV | 1 |  |  | CFE |  |  |  |  | OpenStreetMap | {"type":"Feature","properties":{},"geometry":{"type":"LineString","coordinates":[[-98.73113,23.71822],[-98.7312,23.71798],[-98.73014,23.71774],[-98.72795,23.71722],[-98.72653,23.71691],[-98.72453,23.71541],[-98.72286,23.71415],[-98.72102,23.71278],[-98.71919,23.71139],[-98.71735,23.71002],[-98.71552,23.70864],[-98.71375,23.70733],[-98.71193,23.70595],[-98.71024,23.70469],[-98.7086,23.70347],[-98.70705,23.7023],[-98.70543,23.70108],[-98.70374,23.69981],[-98.70207,23.69856],[-98.70027,23.69721],[-98.69854,23.69591],[-98.69668,23.69452],[-98.69511,23.69334],[-98.69328,23.69197],[-98.69163,23.69065],[-98.6896,23.68918],[-98.68794,23.68794],[-98.68618,23.68664],[-98.68443,23.68532],[-98.68271,23.68403],[-98.68098,23.68274],[-98.67907,23.68131],[-98.67734,23.68],[-98.67543,23.67857],[-98.67315,23.67687],[-98.67165,23.67572],[-98.67019,23.67463],[-98.66878,23.67357],[-98.66663,23.67196],[-98.66446,23.67034],[-98.66229,23.66871],[-98.66109,23.66781],[-98.65993,23.66693],[-98.65813,23.66558],[-98.65631,23.66425],[-98.65529,23.66231],[-98.65398,23.65986],[-98.65316,23.65834],[-98.65227,23.65668],[-98.65112,23.65461],[-98.65014,23.6528],[-98.64918,23.65105],[-98.64825,23.64935],[-98.64731,23.64763],[-98.64635,23.64583],[-98.64535,23.64395],[-98.64443,23.64229],[-98.64346,23.64051],[-98.6425,23.63874],[-98.64156,23.63699],[-98.64131,23.63516],[-98.64106,23.63326],[-98.6408,23.63136],[-98.64053,23.62944],[-98.64028,23.62756],[-98.63997,23.62554],[-98.63977,23.62405],[-98.63949,23.62192],[-98.63819,23.61996],[-98.63721,23.6185],[-98.6361,23.61683],[-98.63493,23.61511],[-98.63354,23.61303],[-98.63231,23.61124],[-98.63108,23.60948],[-98.62985,23.60767],[-98.62837,23.60634],[-98.62667,23.60486],[-98.62502,23.60343],[-98.62328,23.60194],[-98.6215,23.6004],[-98.6199,23.59901],[-98.61821,23.59755],[-98.61636,23.59595],[-98.61469,23.59451],[-98.61319,23.59321],[-98.61151,23.59176],[-98.60997,23.59043],[-98.60837,23.58904],[-98.60675,23.58765],[-98.60515,23.58627],[-98.60355,23.58487],[-98.60142,23.58433],[-98.59937,23.58382],[-98.59691,23.58321],[-98.59445,23.58261],[-98.59201,23.58199],[-98.58984,23.58144],[-98.58764,23.5809],[-98.58518,23.58028],[-98.57349,23.57733],[-98.57109,23.57672],[-98.56868,23.57612],[-98.56398,23.57493],[-98.5614,23.57428],[-98.55594,23.57318],[-98.5518,23.57236],[-98.55005,23.57203],[-98.54778,23.57055],[-98.54609,23.56951],[-98.54387,23.56962],[-98.54149,23.56974],[-98.53913,23.56986],[-98.53599,23.57001],[-98.53031,23.5703],[-98.52738,23.57044],[-98.52485,23.57057],[-98.52111,23.57075],[-98.51915,23.57085],[-98.51578,23.57101],[-98.51249,23.57117],[-98.5107,23.57126],[-98.5033,23.57079],[-98.4958,23.57031],[-98.4932,23.57013],[-98.48416,23.56955],[-98.47239,23.56871],[-98.47023,23.56857],[-98.46884,23.56849],[-98.46748,23.56838],[-98.46499,23.56821],[-98.45994,23.56793],[-98.45837,23.56782],[-98.4562,23.56767],[-98.45421,23.56753],[-98.45281,23.56827],[-98.44978,23.56995],[-98.44059,23.57498],[-98.43866,23.57604],[-98.43377,23.57871],[-98.43232,23.5795],[-98.424,23.58404],[-98.41745,23.58764],[-98.4166,23.58898],[-98.41532,23.59099],[-98.41449,23.59228],[-98.40667,23.60443],[-98.4034,23.60652],[-98.39515,23.61],[-98.38411,23.61468],[-98.38101,23.61598],[-98.37903,23.6168],[-98.37708,23.61763],[-98.37357,23.61913],[-98.37198,23.61981],[-98.37018,23.62271],[-98.36909,23.62444],[-98.36446,23.63188],[-98.36171,23.63338],[-98.35933,23.63468],[-98.35605,23.63647],[-98.35395,23.63762],[-98.35243,23.63845],[-98.34595,23.642],[-98.34333,23.64343],[-98.34221,23.64509],[-98.34103,23.64684],[-98.33904,23.64975],[-98.33739,23.65222],[-98.33532,23.65528],[-98.32569,23.66952],[-98.32447,23.67064],[-98.32313,23.6719],[-98.32196,23.67299],[-98.3207,23.67417],[-98.31865,23.67507],[-98.31655,23.67598],[-98.31469,23.67678],[-98.31269,23.67766],[-98.31075,23.6785],[-98.30875,23.67937],[-98.3068,23.68021],[-98.30486,23.68106],[-98.30096,23.68275],[-98.29902,23.6836],[-98.29708,23.68445],[-98.29404,23.68708],[-98.29256,23.68837],[-98.2906,23.69006],[-98.28895,23.69154],[-98.28739,23.69292],[-98.28581,23.69427],[-98.28428,23.69559],[-98.27823,23.70082],[-98.27673,23.70213],[-98.27141,23.7052],[-98.2694,23.70637],[-98.26758,23.70742],[-98.26592,23.70838],[-98.264,23.7095],[-98.26226,23.71051],[-98.26034,23.71162],[-98.25851,23.71269],[-98.25676,23.7137],[-98.25487,23.7148],[-98.25262,23.7161],[-98.25029,23.71745],[-98.24871,23.71837],[-98.24652,23.71965],[-98.23199,23.72453],[-98.22989,23.72525],[-98.22848,23.72662],[-98.22695,23.72809],[-98.22544,23.72954],[-98.2241,23.73084],[-98.22278,23.73211],[-98.22185,23.73139],[-98.22164,23.73121]]}}
Línea 115.0 kV | LineString | 115.0 kV |  |  |  | CFE |  |  |  |  | OpenStreetMap | {"type":"Feature","properties":{},"geometry":{"type":"LineString","coordinates":[[-101.10811,25.18018],[-101.10778,25.18404],[-101.10743,25.18786],[-101.10713,25.19155],[-101.10679,25.19537],[-101.10646,25.1992],[-101.10612,25.20301],[-101.1058,25.20685],[-101.1055,25.21021],[-101.10364,25.21273],[-101.10167,25.21543],[-101.09969,25.21811],[-101.09629,25.21786],[-101.09297,25.21762],[-101.09237,25.21745]]}}
Línea 115.0 kV | LineString | 115.0 kV | 1 |  |  | CFE |  |  |  |  | OpenStreetMap | {"type":"Feature","properties":{},"geometry":{"type":"LineString","coordinates":[[-100.89897,25.09484],[-100.89695,25.0953],[-100.89529,25.0957],[-100.88919,25.09712],[-100.88703,25.09763],[-100.88348,25.09846],[-100.88155,25.09893],[-100.8795,25.09939],[-100.87721,25.09994],[-100.87499,25.10046],[-100.87261,25.10103],[-100.87059,25.1015],[-100.8684,25.102],[-100.86594,25.10257],[-100.86368,25.1031],[-100.86137,25.10364],[-100.85907,25.10419],[-100.85681,25.10471],[-100.85451,25.10525],[-100.85259,25.10571],[-100.85043,25.10621],[-100.84856,25.10664],[-100.84658,25.10711],[-100.84462,25.10757],[-100.84323,25.1079],[-100.84135,25.10727],[-100.83963,25.10668],[-100.83766,25.10602],[-100.83566,25.10535],[-100.8337,25.10469],[-100.83172,25.10404],[-100.82973,25.10336],[-100.82781,25.10272],[-100.82587,25.10206],[-100.82389,25.1014],[-100.82194,25.10074],[-100.82002,25.1001],[-100.81801,25.09944],[-100.81608,25.09877],[-100.81414,25.09812],[-100.81219,25.09746],[-100.81026,25.0968],[-100.80824,25.09612],[-100.8062,25.09544],[-100.8042,25.09477],[-100.80211,25.09407],[-100.80018,25.09341],[-100.79807,25.09271],[-100.79623,25.0921],[-100.79418,25.09137],[-100.79225,25.09071],[-100.79018,25.08999],[-100.7882,25.08931],[-100.78635,25.08866],[-100.78426,25.08794],[-100.78243,25.0873],[-100.78045,25.08661],[-100.77846,25.08592],[-100.7766,25.08528],[-100.77465,25.0846],[-100.77269,25.08392],[-100.77077,25.08325],[-100.76875,25.08253],[-100.76668,25.08182],[-100.76465,25.08113],[-100.76269,25.08043],[-100.76069,25.07974],[-100.75867,25.07904],[-100.75673,25.07836],[-100.75489,25.07772],[-100.75299,25.07706],[-100.75099,25.07637],[-100.74897,25.07566],[-100.74698,25.07497],[-100.74502,25.07428],[-100.74306,25.07361],[-100.74112,25.07293],[-100.73913,25.07223],[-100.73713,25.07154],[-100.73519,25.07086],[-100.73322,25.07016],[-100.7312,25.06946],[-100.72922,25.06877],[-100.72728,25.06809],[-100.72535,25.06741],[-100.72376,25.06687],[-100.72173,25.06615],[-100.71976,25.06546],[-100.71779,25.06478],[-100.71585,25.06411],[-100.71389,25.06343],[-100.71197,25.06276],[-100.71001,25.06207],[-100.70802,25.06139],[-100.70579,25.06081],[-100.70388,25.06031],[-100.70178,25.05977],[-100.69964,25.05922],[-100.69762,25.0587],[-100.6956,25.05818],[-100.69373,25.05754],[-100.6918,25.05688],[-100.68994,25.05625],[-100.68808,25.05562],[-100.68625,25.055],[-100.68439,25.05438],[-100.68255,25.05376],[-100.68067,25.05311],[-100.67873,25.05244],[-100.67699,25.05182],[-100.67508,25.05118],[-100.67285,25.05044],[-100.67119,25.04988],[-100.6693,25.04925],[-100.66747,25.04864],[-100.66598,25.04815],[-100.66382,25.04871],[-100.66195,25.04921],[-100.65972,25.04976],[-100.6577,25.0503],[-100.65556,25.05082],[-100.65344,25.0514],[-100.64944,25.05245],[-100.64738,25.05299],[-100.64526,25.05354],[-100.64314,25.05409],[-100.64103,25.05465],[-100.63889,25.05521],[-100.63679,25.05576],[-100.63471,25.0563],[-100.63254,25.05687],[-100.63138,25.05733],[-100.63002,25.05788],[-100.62824,25.05859],[-100.62635,25.05933],[-100.62442,25.06008],[-100.62256,25.06083],[-100.62066,25.06157],[-100.61877,25.06232],[-100.61692,25.06306],[-100.61502,25.0638],[-100.61314,25.06453],[-100.61126,25.06528],[-100.60918,25.06597],[-100.60727,25.0666],[-100.60697,25.06691]]}}
Línea 115.0 kV | LineString | 115.0 kV | 1 |  |  | CFE |  |  |  |  | OpenStreetMap | {"type":"Feature","properties":{},"geometry":{"type":"LineString","coordinates":[[-101.10881,25.15542],[-101.10722,25.15519],[-101.10491,25.15483],[-101.10387,25.15467],[-101.10196,25.15441],[-101.10009,25.15413],[-101.09784,25.1538],[-101.09592,25.15352],[-101.09352,25.15102],[-101.09064,25.15099],[-101.08743,25.15094],[-101.08519,25.15006],[-101.08289,25.14914],[-101.08135,25.14852],[-101.07947,25.14777],[-101.07753,25.147],[-101.07517,25.14604],[-101.07195,25.14474],[-101.07029,25.14409],[-101.06826,25.14327],[-101.06639,25.14253],[-101.06443,25.14175],[-101.06248,25.14094],[-101.06051,25.14018],[-101.05848,25.13937],[-101.05613,25.13843],[-101.05378,25.13749],[-101.05152,25.13659],[-101.04928,25.13569],[-101.04686,25.13473],[-101.04484,25.13392],[-101.04286,25.13312],[-101.04087,25.13233],[-101.03859,25.13143],[-101.03705,25.1308],[-101.03449,25.12977],[-101.03252,25.12899],[-101.0306,25.12822],[-101.02843,25.12735],[-101.02676,25.12669],[-101.02491,25.12595],[-101.02292,25.12515],[-101.02089,25.12433],[-101.01892,25.12355],[-101.01695,25.12276],[-101.01523,25.12208],[-101.01335,25.12133],[-101.01136,25.12052],[-101.00944,25.11976],[-101.0075,25.11898],[-101.00558,25.11822],[-101.00369,25.11746],[-101.00186,25.11673],[-101.00014,25.11601],[-100.99873,25.11543],[-100.99682,25.11463],[-100.99491,25.11384],[-100.99296,25.11304],[-100.99104,25.11224],[-100.98914,25.11145],[-100.98734,25.11071],[-100.98544,25.10992],[-100.9835,25.10911],[-100.98149,25.10828],[-100.97949,25.10745],[-100.97751,25.10662],[-100.97546,25.10578],[-100.97362,25.10502],[-100.97182,25.10427],[-100.96982,25.10345],[-100.96826,25.1028],[-100.96651,25.10207],[-100.96473,25.10133],[-100.96244,25.10038],[-100.96061,25.09962],[-100.95871,25.09883],[-100.95664,25.09828],[-100.95463,25.09774],[-100.95349,25.09744],[-100.95143,25.09688],[-100.94927,25.09631],[-100.9473,25.09578],[-100.94528,25.09524],[-100.94332,25.09473],[-100.94109,25.09414],[-100.93782,25.09326],[-100.93491,25.09249],[-100.93383,25.0922],[-100.93199,25.09171],[-100.93043,25.09129],[-100.92856,25.09079],[-100.92716,25.09041]]}}
Línea 115.0 kV | LineString | 115.0 kV | 1 |  |  | CFE |  |  |  |  | OpenStreetMap | {"type":"Feature","properties":{},"geometry":{"type":"LineString","coordinates":[[-101.11061,25.15567],[-101.11037,25.15563],[-101.10881,25.15542]]}}
Línea 115.0 kV | LineString | 115.0 kV | 1 |  |  | CFE |  |  |  |  | OpenStreetMap | {"type":"Feature","properties":{},"geometry":{"type":"LineString","coordinates":[[-101.16763,25.23085],[-101.16638,25.23082],[-101.16528,25.23081],[-101.16414,25.2308],[-101.16298,25.23079],[-101.1618,25.23078],[-101.16064,25.23077],[-101.15947,25.23077],[-101.1583,25.23076],[-101.15776,25.23152],[-101.15723,25.2323],[-101.15594,25.23228],[-101.15466,25.23227],[-101.15417,25.23323],[-101.15368,25.23422],[-101.15319,25.23522],[-101.15269,25.2362],[-101.15219,25.23719],[-101.1517,25.23818],[-101.15119,25.23917],[-101.15071,25.24013],[-101.15187,25.23983],[-101.1531,25.23953],[-101.15428,25.23922],[-101.15553,25.23892],[-101.1557,25.23946]]}}
Línea 115.0 kV | LineString | 115.0 kV | 2 |  |  | CFE |  |  |  |  | OpenStreetMap | {"type":"Feature","properties":{},"geometry":{"type":"LineString","coordinates":[[-101.16763,25.23085],[-101.16765,25.23024]]}}
Línea 115.0 kV | LineString | 115.0 kV | 1 |  |  | CFE |  |  |  |  | OpenStreetMap | {"type":"Feature","properties":{},"geometry":{"type":"LineString","coordinates":[[-101.17312,25.241],[-101.17253,25.24064],[-101.17259,25.24056]]}}
Línea 115.0 kV | LineString | 115.0 kV | 1 |  |  | CFE |  |  |  |  | OpenStreetMap | {"type":"Feature","properties":{},"geometry":{"type":"LineString","coordinates":[[-101.12644,25.27948],[-101.12755,25.2791],[-101.12871,25.27871],[-101.12984,25.27833],[-101.13097,25.27796],[-101.1321,25.27758],[-101.13324,25.27721],[-101.13437,25.27683],[-101.13551,25.27645],[-101.13664,25.27608],[-101.13775,25.2757],[-101.13893,25.27532],[-101.14016,25.27493],[-101.14135,25.27453],[-101.14231,25.2742],[-101.14348,25.27383],[-101.14461,25.27345],[-101.14572,25.27307],[-101.14689,25.2727],[-101.14801,25.27232],[-101.14897,25.27198],[-101.14991,25.27159],[-101.15086,25.27117],[-101.15175,25.2707],[-101.15262,25.27018],[-101.15342,25.26962],[-101.15423,25.26903],[-101.15501,25.26841],[-101.15576,25.26774],[-101.15644,25.26704],[-101.1571,25.26628],[-101.15769,25.26554],[-101.15824,25.26474],[-101.15877,25.26393],[-101.15932,25.26298],[-101.15986,25.26202],[-101.16039,25.26106],[-101.16091,25.2601],[-101.16146,25.25914],[-101.16201,25.25818],[-101.16255,25.25723],[-101.16307,25.25626],[-101.16362,25.25531],[-101.16416,25.25435],[-101.16469,25.25341],[-101.1652,25.25246],[-101.16579,25.25154],[-101.16639,25.25067],[-101.16702,25.24981],[-101.16766,25.24896],[-101.16833,25.2481],[-101.16906,25.24725],[-101.16979,25.24641],[-101.1705,25.24557],[-101.17121,25.24472],[-101.17177,25.24382],[-101.17225,25.24288],[-101.17274,25.24183],[-101.17312,25.241],[-101.17322,25.24085],[-101.1737,25.23986],[-101.17414,25.23888],[-101.17461,25.23789],[-101.17508,25.23689],[-101.17555,25.23592],[-101.17602,25.23492],[-101.1765,25.23395],[-101.17696,25.23295],[-101.17743,25.23197],[-101.17792,25.23098],[-101.1769,25.23088],[-101.17574,25.23087],[-101.17458,25.23087],[-101.17342,25.23086],[-101.17224,25.23085],[-101.17107,25.23084],[-101.16993,25.23084],[-101.16889,25.23083],[-101.16763,25.23085]]}}
Línea 115.0 kV | LineString | 115.0 kV | 2 |  |  | CFE |  |  |  |  | OpenStreetMap | {"type":"Feature","properties":{},"geometry":{"type":"LineString","coordinates":[[-101.11189,25.28834],[-101.11227,25.28887],[-101.113,25.28961],[-101.11413,25.28877],[-101.11529,25.28791],[-101.11496,25.28653],[-101.11469,25.28528],[-101.11443,25.28412],[-101.11414,25.28288],[-101.11553,25.28259],[-101.11814,25.28212],[-101.11946,25.28178],[-101.12076,25.28136],[-101.1219,25.28097],[-101.12302,25.28059],[-101.12414,25.28022],[-101.12531,25.27985],[-101.12644,25.27948]]}}
Línea 115.0 kV | LineString | 115.0 kV | 1 |  |  | CFE |  |  |  |  | OpenStreetMap | {"type":"Feature","properties":{},"geometry":{"type":"LineString","coordinates":[[-101.12644,25.27948],[-101.1261,25.27808],[-101.12575,25.27664],[-101.12544,25.2754],[-101.12514,25.27416],[-101.12493,25.27342],[-101.12469,25.27249],[-101.12435,25.27129],[-101.12403,25.27012],[-101.12373,25.26889],[-101.1234,25.26769],[-101.12297,25.26609],[-101.12258,25.26463],[-101.12216,25.2632],[-101.1219,25.26221],[-101.12162,25.26119],[-101.12133,25.26015],[-101.121,25.25912],[-101.12055,25.25807],[-101.11937,25.25842],[-101.11809,25.25876],[-101.11845,25.25962],[-101.11853,25.25986]]}}
Línea 115.0 kV | LineString | 115.0 kV | 1 |  |  | CFE |  |  |  |  | OpenStreetMap | {"type":"Feature","properties":{},"geometry":{"type":"LineString","coordinates":[[-101.10386,25.2606],[-101.10343,25.26109],[-101.10274,25.26245],[-101.10201,25.2638],[-101.10179,25.26417],[-101.10169,25.26413],[-101.10116,25.2639]]}}
Línea 115.0 kV | LineString | 115.0 kV | 1 |  |  | CFE |  |  |  |  | OpenStreetMap | {"type":"Feature","properties":{},"geometry":{"type":"LineString","coordinates":[[-101.11613,25.10871],[-101.11574,25.11054],[-101.11506,25.11373],[-101.11469,25.11545],[-101.11431,25.11721],[-101.11393,25.119],[-101.1136,25.12066],[-101.11324,25.12225],[-101.11296,25.12582],[-101.11274,25.1279],[-101.11241,25.13178],[-101.11226,25.13365],[-101.11113,25.1466],[-101.11098,25.14842],[-101.11071,25.15143],[-101.11039,25.1554],[-101.11037,25.15563],[-101.11023,25.15729],[-101.10992,25.16085],[-101.10976,25.16266],[-101.10961,25.16447],[-101.10915,25.16977],[-101.10903,25.17106],[-101.1085,25.17724],[-101.10835,25.17903],[-101.10819,25.1809],[-101.10803,25.18268],[-101.10787,25.18457],[-101.10774,25.18607],[-101.10757,25.18785],[-101.10744,25.18952],[-101.10729,25.19136],[-101.10713,25.19317],[-101.10697,25.19509],[-101.1068,25.19693],[-101.10663,25.19872],[-101.10648,25.20049],[-101.10632,25.20218],[-101.1062,25.20388],[-101.10606,25.20555],[-101.10592,25.20708],[-101.10582,25.20846],[-101.10566,25.21023],[-101.10554,25.21163],[-101.10541,25.21315],[-101.10501,25.21483],[-101.1046,25.21669],[-101.10417,25.21847],[-101.10408,25.2189],[-101.10371,25.22062],[-101.10341,25.22184],[-101.10307,25.22334],[-101.10274,25.22485],[-101.10239,25.22634],[-101.10205,25.22784],[-101.10171,25.22933],[-101.10136,25.23082],[-101.10102,25.23232],[-101.10068,25.23383],[-101.10035,25.23533],[-101.10001,25.23682],[-101.09967,25.23832],[-101.09931,25.23986],[-101.09903,25.24111],[-101.09864,25.24277],[-101.09828,25.24432],[-101.09795,25.24579],[-101.09762,25.24728],[-101.09728,25.24878],[-101.09693,25.25029],[-101.09658,25.25179],[-101.09624,25.25327],[-101.09584,25.25497],[-101.09559,25.25625],[-101.09535,25.25724],[-101.09525,25.25819],[-101.09529,25.25894],[-101.09552,25.25978],[-101.09588,25.26085],[-101.09622,25.26189],[-101.09602,25.26274]]}}
Línea 115.0 kV | LineString | 115.0 kV | 1 |  |  | CFE |  |  |  |  | OpenStreetMap | {"type":"Feature","properties":{},"geometry":{"type":"LineString","coordinates":[[-101.38562,24.62381],[-101.38551,24.62405],[-101.38501,24.62469],[-101.38391,24.62686],[-101.38163,24.62935],[-101.37823,24.63105],[-101.37537,24.63378],[-101.37256,24.63656],[-101.36971,24.63935],[-101.36707,24.64196],[-101.36428,24.64469],[-101.36177,24.64714],[-101.35931,24.64957],[-101.35503,24.64983],[-101.35078,24.65007],[-101.34651,24.65031],[-101.34281,24.65051],[-101.33825,24.65076],[-101.33451,24.65098],[-101.33105,24.65117],[-101.32758,24.65136],[-101.32387,24.65156],[-101.31979,24.65179],[-101.31702,24.65196],[-101.3139,24.65425],[-101.31027,24.65689],[-101.30705,24.65929],[-101.30379,24.6617],[-101.30065,24.664],[-101.2974,24.66639],[-101.29403,24.66886],[-101.29072,24.67129],[-101.2874,24.67371],[-101.28422,24.67605],[-101.28097,24.67843],[-101.27778,24.68077],[-101.27458,24.68311],[-101.27139,24.68544],[-101.26818,24.68779],[-101.26504,24.69009],[-101.26202,24.6923],[-101.25878,24.69469],[-101.25554,24.69706],[-101.25229,24.69944],[-101.24906,24.70181],[-101.24575,24.70424],[-101.2426,24.70656],[-101.23933,24.70895],[-101.23612,24.71129],[-101.23288,24.71366],[-101.22959,24.71606],[-101.22637,24.71843],[-101.22315,24.72079],[-101.21982,24.72324],[-101.21666,24.72555],[-101.2135,24.72788],[-101.21044,24.73012],[-101.20733,24.73175],[-101.20427,24.73333],[-101.20038,24.73535],[-101.19655,24.73734],[-101.19355,24.73889],[-101.18986,24.74079],[-101.18539,24.74123],[-101.18119,24.74165],[-101.17796,24.74337],[-101.17519,24.74483],[-101.17194,24.74654],[-101.16833,24.74844],[-101.16576,24.75133],[-101.16317,24.75427],[-101.16079,24.75695],[-101.15866,24.7596],[-101.15653,24.76224],[-101.15418,24.76516],[-101.15189,24.768],[-101.14963,24.7708],[-101.14731,24.77368],[-101.14479,24.77682],[-101.1423,24.77989],[-101.13985,24.78296],[-101.13737,24.78605],[-101.13492,24.78908],[-101.13244,24.79216],[-101.12998,24.7952],[-101.12751,24.79828],[-101.12503,24.80135],[-101.12269,24.80425],[-101.12024,24.80729],[-101.11776,24.81037],[-101.11528,24.81345],[-101.113,24.81629],[-101.11055,24.81932],[-101.10807,24.8224],[-101.10558,24.82549],[-101.1031,24.82857],[-101.10061,24.83165],[-101.09813,24.83473],[-101.09564,24.83782],[-101.09316,24.8409],[-101.09067,24.84398],[-101.08823,24.84701],[-101.08569,24.85015],[-101.08314,24.8533],[-101.08111,24.85584],[-101.08006,24.85845],[-101.07905,24.86088],[-101.07758,24.86456],[-101.07883,24.8676],[-101.0802,24.87109],[-101.08159,24.87465],[-101.08287,24.87792],[-101.08306,24.88143],[-101.08331,24.8849],[-101.08356,24.88863],[-101.08383,24.8923],[-101.08408,24.896],[-101.08432,24.89966],[-101.08458,24.90355],[-101.08486,24.9075],[-101.08513,24.91137],[-101.08538,24.91502],[-101.08565,24.91892],[-101.0859,24.92252],[-101.08616,24.92623],[-101.08642,24.92988],[-101.08624,24.93289],[-101.08611,24.9361],[-101.08593,24.93972],[-101.08576,24.94355],[-101.08557,24.94736],[-101.08537,24.95124],[-101.08519,24.95507],[-101.08501,24.95866],[-101.08483,24.96247],[-101.08465,24.96628],[-101.08446,24.97009],[-101.08426,24.9739],[-101.08408,24.97758],[-101.08389,24.98198],[-101.08373,24.98493],[-101.08365,24.98772],[-101.08258,24.99082],[-101.08157,24.99371],[-101.08054,24.9967],[-101.08005,24.99816],[-101.07958,24.99955],[-101.07907,25.00101],[-101.07859,25.00238],[-101.07813,25.00377],[-101.07759,25.0052],[-101.07666,25.00793],[-101.07563,25.0108],[-101.07451,25.01407],[-101.07348,25.01706],[-101.07225,25.02066],[-101.07108,25.02401],[-101.06993,25.02731],[-101.06886,25.03042],[-101.06778,25.03345],[-101.06671,25.03661],[-101.06563,25.0397],[-101.06448,25.04299],[-101.06626,25.04487],[-101.0679,25.04661],[-101.06987,25.04868],[-101.07272,25.05167],[-101.07533,25.05444],[-101.07786,25.0571],[-101.08086,25.06029],[-101.08348,25.06305],[-101.08538,25.06571],[-101.08725,25.06834],[-101.08976,25.07186],[-101.0918,25.07474],[-101.09401,25.07784],[-101.09625,25.08098],[-101.0984,25.08401],[-101.1005,25.08698],[-101.10278,25.09017],[-101.10507,25.0934],[-101.10738,25.09665],[-101.10969,25.09988],[-101.11189,25.10299],[-101.11406,25.10601],[-101.11598,25.10873],[-101.11531,25.11198],[-101.11467,25.11501],[-101.11392,25.11853],[-101.11313,25.12224],[-101.11293,25.12499],[-101.1126,25.12846],[-101.11234,25.13137],[-101.11202,25.13515],[-101.11171,25.13875],[-101.11144,25.14172],[-101.11115,25.14516],[-101.11084,25.14838],[-101.11051,25.15212],[-101.11022,25.15547],[-101.10998,25.15836],[-101.10968,25.16172],[-101.10938,25.16538],[-101.10905,25.16927],[-101.10872,25.17285],[-101.10843,25.17642],[-101.10811,25.18018]]}}
Línea 115.0 kV | LineString | 115.0 kV | 1 |  |  | CFE |  |  |  |  | OpenStreetMap | {"type":"Feature","properties":{},"geometry":{"type":"LineString","coordinates":[[-101.09238,25.21765],[-101.09261,25.21776],[-101.09467,25.21789],[-101.09664,25.21802],[-101.09889,25.21818],[-101.10115,25.2183],[-101.10253,25.21857],[-101.10396,25.21887],[-101.10408,25.2189],[-101.10421,25.21894]]}}
Línea 115.0 kV | LineString | 115.0 kV | 1 |  |  | CFE |  |  |  |  | OpenStreetMap | {"type":"Feature","properties":{},"geometry":{"type":"LineString","coordinates":[[-101.09156,25.26394],[-101.09179,25.26393],[-101.09266,25.2637],[-101.0935,25.26345],[-101.09404,25.2633],[-101.09494,25.26298],[-101.09602,25.26274],[-101.09688,25.26252],[-101.09834,25.26212],[-101.09986,25.26169],[-101.10141,25.26126],[-101.10297,25.26084],[-101.10386,25.2606],[-101.10472,25.26038],[-101.1063,25.25997],[-101.10782,25.25958],[-101.10944,25.25917],[-101.11106,25.25875],[-101.11265,25.25833],[-101.1143,25.25791],[-101.11587,25.25749],[-101.11724,25.25713],[-101.11801,25.25959],[-101.11813,25.25996]]}}
Línea 115.0 kV | LineString | 115.0 kV | 1 |  |  | CFE |  |  |  |  | OpenStreetMap | {"type":"Feature","properties":{},"geometry":{"type":"LineString","coordinates":[[-101.09153,25.26568],[-101.09156,25.26445],[-101.09156,25.26394],[-101.09156,25.26352],[-101.09156,25.26247],[-101.09158,25.2615],[-101.09158,25.26053],[-101.09161,25.25954],[-101.09159,25.25858],[-101.0916,25.2576],[-101.09162,25.25655],[-101.0916,25.25548],[-101.09163,25.25444],[-101.09166,25.25339],[-101.09167,25.25232],[-101.09167,25.25125],[-101.09166,25.25018],[-101.0917,25.24912],[-101.0917,25.24806],[-101.09171,25.24699],[-101.09174,25.24594],[-101.09175,25.24488],[-101.09176,25.24382],[-101.09176,25.24276],[-101.09175,25.2417],[-101.09178,25.24064],[-101.09178,25.23957],[-101.0918,25.23852],[-101.09178,25.23743],[-101.0918,25.23637],[-101.09182,25.23531],[-101.09181,25.23425],[-101.09183,25.23319],[-101.09185,25.23214],[-101.09185,25.23107],[-101.09185,25.23001],[-101.09187,25.22895],[-101.09187,25.22789],[-101.09189,25.22683],[-101.09188,25.22579],[-101.0919,25.22474],[-101.0919,25.22367],[-101.09191,25.22261],[-101.09193,25.22156],[-101.09193,25.22049],[-101.09193,25.21943],[-101.09196,25.2173],[-101.09227,25.21741]]}}
Línea 115.0 kV | LineString | 115.0 kV | 1 |  |  | CFE |  |  |  |  | OpenStreetMap | {"type":"Feature","properties":{},"geometry":{"type":"LineString","coordinates":[[-101.38571,24.62388],[-101.38551,24.62405],[-101.38558,24.62557],[-101.38561,24.62708],[-101.38568,24.62844],[-101.38575,24.6298],[-101.3858,24.6313],[-101.38586,24.63288],[-101.38593,24.63446],[-101.38599,24.63578],[-101.38603,24.63702],[-101.38609,24.63845],[-101.38616,24.63998],[-101.38621,24.64152],[-101.38628,24.64287],[-101.38633,24.64446],[-101.3864,24.64606],[-101.38644,24.64693],[-101.38649,24.64836],[-101.38654,24.64988],[-101.38663,24.65161],[-101.38749,24.65254],[-101.391,24.65625],[-101.39173,24.65707],[-101.3926,24.658],[-101.39348,24.65893],[-101.39473,24.66015],[-101.39589,24.66129],[-101.39697,24.66233],[-101.39907,24.66435],[-101.40006,24.66533],[-101.401,24.66623],[-101.40184,24.66703],[-101.40307,24.66822],[-101.40423,24.66934],[-101.40531,24.67039],[-101.40641,24.67145],[-101.40748,24.67248],[-101.40853,24.6735],[-101.40986,24.6748],[-101.41061,24.67596],[-101.41152,24.67736],[-101.41262,24.67906],[-101.4134,24.68028],[-101.41435,24.68175],[-101.4152,24.68307],[-101.417,24.68342],[-101.41868,24.68375],[-101.42031,24.68407],[-101.42204,24.6844],[-101.42377,24.68474],[-101.42551,24.68509],[-101.42697,24.68537],[-101.42821,24.68562],[-101.42958,24.68587],[-101.43112,24.68618],[-101.4325,24.68645],[-101.43382,24.68671],[-101.43504,24.68767],[-101.43629,24.68866],[-101.43743,24.68957],[-101.43846,24.69037],[-101.44003,24.69112],[-101.44181,24.69171],[-101.44458,24.69196],[-101.44785,24.69222],[-101.4592,24.6942],[-101.45935,24.69403]]}}
Línea 115.0 kV | LineString | 115.0 kV | 1 |  |  | CFE |  |  |  |  | OpenStreetMap | {"type":"Feature","properties":{},"geometry":{"type":"LineString","coordinates":[[-102.44775,22.75059],[-102.44775,22.75118],[-102.44774,22.75199],[-102.44677,22.752],[-102.44531,22.752],[-102.4435,22.75202],[-102.44184,22.75204],[-102.44055,22.75205],[-102.43867,22.75206],[-102.43681,22.75209],[-102.43496,22.75211],[-102.43304,22.75212],[-102.43119,22.75213],[-102.42931,22.75215],[-102.42749,22.75216],[-102.42567,22.75218],[-102.42384,22.7522],[-102.42166,22.75223],[-102.42064,22.75223],[-102.41859,22.75225],[-102.41628,22.75226],[-102.41444,22.75228],[-102.41265,22.75231],[-102.41086,22.75196],[-102.40901,22.7516],[-102.40712,22.75122],[-102.40525,22.75085],[-102.40341,22.75049],[-102.40155,22.75012],[-102.3997,22.74976],[-102.3979,22.7494],[-102.39608,22.74904],[-102.39436,22.74872],[-102.39255,22.74836],[-102.3908,22.74801],[-102.3888,22.74761],[-102.38643,22.74715],[-102.38459,22.74679],[-102.38244,22.74637],[-102.38146,22.74618],[-102.37963,22.74582],[-102.378,22.74549],[-102.37613,22.74513],[-102.3743,22.74476],[-102.37263,22.74443],[-102.37075,22.74407],[-102.36931,22.74382],[-102.36787,22.74356],[-102.36626,22.74328],[-102.36424,22.74293],[-102.36231,22.74259],[-102.3605,22.74227],[-102.35899,22.742],[-102.35697,22.74164],[-102.35512,22.74131],[-102.35326,22.74099],[-102.35139,22.74066],[-102.35003,22.74042],[-102.34869,22.74019],[-102.34674,22.73985],[-102.34542,22.73962],[-102.34433,22.73941],[-102.34337,22.73925],[-102.34276,22.73836],[-102.3419,22.73715],[-102.34082,22.73562],[-102.3398,22.73419],[-102.33873,22.73266],[-102.33764,22.73114],[-102.33663,22.72972],[-102.33562,22.72827],[-102.33359,22.72542],[-102.33267,22.72413],[-102.33165,22.72267],[-102.33063,22.72124],[-102.32992,22.72023],[-102.32879,22.71862],[-102.32783,22.71729],[-102.32676,22.71579],[-102.32583,22.71447],[-102.3249,22.71316],[-102.32394,22.7118],[-102.32302,22.7105],[-102.3221,22.7092],[-102.32119,22.7079],[-102.3203,22.70665],[-102.31928,22.70521],[-102.31832,22.70385],[-102.31733,22.70244],[-102.31638,22.7011],[-102.31542,22.69975],[-102.31394,22.69767],[-102.31287,22.69619],[-102.31198,22.69495],[-102.31119,22.69387],[-102.31037,22.69274],[-102.30945,22.69148],[-102.30844,22.69009],[-102.30753,22.68883],[-102.3066,22.68754],[-102.30568,22.68627],[-102.30468,22.68486],[-102.3037,22.68352],[-102.30262,22.68204],[-102.30178,22.6809],[-102.30066,22.67938],[-102.2997,22.67808],[-102.29876,22.67677],[-102.2978,22.67544],[-102.2968,22.67406],[-102.2958,22.67271],[-102.29488,22.67141],[-102.29392,22.6701],[-102.29293,22.66867],[-102.29206,22.66741],[-102.29109,22.666],[-102.29001,22.66444],[-102.289,22.66297],[-102.2879,22.66137],[-102.28706,22.66015],[-102.28509,22.65729],[-102.28406,22.65576],[-102.28308,22.65438],[-102.28202,22.6529],[-102.2812,22.65168],[-102.28021,22.65021],[-102.27921,22.64876],[-102.27825,22.64735],[-102.27729,22.64594],[-102.27626,22.64446],[-102.27524,22.64298],[-102.27421,22.6415],[-102.27319,22.64002],[-102.27235,22.6388],[-102.27136,22.63736],[-102.27058,22.63623],[-102.26957,22.63473],[-102.26849,22.63318],[-102.26738,22.63159],[-102.26646,22.63024],[-102.26537,22.62865],[-102.26436,22.62718],[-102.26338,22.62577],[-102.26236,22.62429],[-102.2614,22.62289],[-102.26042,22.62149],[-102.2594,22.62],[-102.25839,22.61853],[-102.25744,22.61715],[-102.25642,22.61566],[-102.25551,22.61433],[-102.25451,22.61289],[-102.2535,22.61142],[-102.25253,22.61001],[-102.25159,22.60864],[-102.25059,22.6072],[-102.24964,22.6058],[-102.24859,22.60429],[-102.24764,22.60291],[-102.2467,22.60155],[-102.24579,22.60025],[-102.24494,22.599],[-102.24402,22.59763],[-102.24305,22.59622],[-102.24221,22.59501],[-102.2414,22.59384],[-102.24094,22.59216],[-102.24046,22.59044],[-102.23988,22.58841],[-102.2395,22.58699],[-102.2389,22.58488],[-102.23839,22.58314],[-102.23958,22.58186],[-102.24063,22.58074],[-102.24188,22.57939],[-102.2437,22.57945],[-102.24393,22.57941]]}}
Línea 115.0 kV | LineString | 115.0 kV | 1 |  |  | CFE |  |  |  |  | OpenStreetMap | {"type":"Feature","properties":{},"geometry":{"type":"LineString","coordinates":[[-102.44765,22.75059],[-102.44765,22.75081],[-102.44765,22.7515],[-102.44695,22.75151],[-102.4462,22.7515],[-102.44411,22.75153],[-102.44204,22.75157],[-102.43992,22.75159],[-102.43781,22.75164],[-102.4357,22.75164],[-102.43358,22.75167],[-102.4312,22.75169],[-102.42948,22.75172],[-102.42735,22.75175],[-102.42525,22.75177],[-102.42314,22.75181],[-102.42171,22.75182],[-102.42086,22.75183],[-102.4187,22.75186],[-102.41666,22.75189],[-102.41525,22.75191],[-102.41381,22.75192],[-102.41185,22.75197],[-102.41016,22.75162],[-102.4081,22.7512],[-102.40602,22.75079],[-102.40393,22.75039],[-102.40185,22.74997],[-102.39977,22.74957],[-102.39768,22.74916],[-102.39562,22.74875],[-102.39352,22.74834],[-102.39145,22.74794],[-102.38925,22.74751],[-102.38717,22.74712],[-102.38563,22.7468],[-102.38277,22.74625],[-102.38098,22.74589],[-102.37894,22.7455],[-102.37688,22.74509],[-102.37486,22.7447],[-102.37279,22.7443],[-102.37079,22.74391],[-102.36871,22.74354],[-102.36653,22.74314],[-102.36432,22.74271],[-102.36227,22.74232],[-102.36013,22.74192],[-102.35807,22.74153],[-102.35596,22.74112],[-102.35394,22.74075],[-102.35188,22.74037],[-102.34974,22.73997],[-102.3476,22.73957],[-102.3454,22.73915],[-102.34393,22.73887],[-102.34334,22.73878],[-102.3422,22.73712],[-102.34101,22.73543],[-102.33985,22.73378],[-102.33867,22.73212],[-102.33751,22.73046],[-102.33636,22.72882],[-102.33519,22.72717],[-102.33416,22.72573],[-102.3341,22.72548],[-102.33319,22.72435],[-102.33225,22.72302],[-102.33025,22.72018],[-102.32936,22.71894],[-102.3281,22.7172],[-102.32695,22.71555],[-102.3257,22.71382],[-102.32458,22.71216],[-102.32338,22.7105],[-102.32221,22.70885],[-102.32104,22.70719],[-102.31988,22.70555],[-102.31871,22.70391],[-102.31754,22.70226],[-102.31636,22.70059],[-102.31517,22.69893],[-102.31398,22.69729],[-102.3129,22.69573],[-102.31173,22.69407],[-102.31055,22.69241],[-102.30937,22.69076],[-102.30824,22.68918],[-102.30704,22.68749],[-102.30582,22.68577],[-102.30465,22.68412],[-102.30348,22.68248],[-102.30236,22.68087],[-102.3012,22.67926],[-102.29999,22.67765],[-102.29884,22.67598],[-102.29763,22.6743],[-102.29642,22.67261],[-102.29524,22.67095],[-102.29406,22.6693],[-102.2929,22.66765],[-102.2917,22.666],[-102.29053,22.66435],[-102.28933,22.6627],[-102.28816,22.66105],[-102.287,22.65939],[-102.28581,22.65775],[-102.28464,22.65612],[-102.28343,22.6544],[-102.28232,22.65281],[-102.28116,22.65114],[-102.28001,22.64946],[-102.27917,22.64825],[-102.27778,22.64619],[-102.27662,22.64449],[-102.27545,22.64281],[-102.27429,22.64112],[-102.27312,22.63941],[-102.27199,22.63775],[-102.27088,22.63612],[-102.26972,22.63443],[-102.26856,22.63277],[-102.26739,22.63109],[-102.26626,22.62941],[-102.2651,22.62774],[-102.26396,22.62609],[-102.26283,22.62439],[-102.26164,22.62266],[-102.26046,22.62093],[-102.25939,22.6194],[-102.2582,22.61765],[-102.25704,22.61598],[-102.25589,22.61431],[-102.25475,22.61267],[-102.25363,22.61101],[-102.25247,22.60935],[-102.25129,22.60762],[-102.25014,22.60595],[-102.24898,22.60428],[-102.24836,22.60238],[-102.24777,22.60038],[-102.24722,22.59846],[-102.24664,22.59655],[-102.24607,22.59467],[-102.2455,22.59278],[-102.245,22.59111],[-102.2436,22.58928],[-102.24242,22.58773],[-102.24145,22.58642],[-102.2404,22.58501],[-102.24067,22.58388],[-102.24095,22.58276],[-102.24356,22.57982],[-102.244,22.57947]]}}
Línea 115.0 kV | LineString | 115.0 kV | 1 |  |  | CFE |  |  |  |  | OpenStreetMap | {"type":"Feature","properties":{},"geometry":{"type":"LineString","coordinates":[[-102.6919,22.97838],[-102.6909,22.97902],[-102.69006,22.97778],[-102.68934,22.97671],[-102.68894,22.97612],[-102.6882,22.97502],[-102.68716,22.97346],[-102.686,22.97205],[-102.68602,22.9706],[-102.68606,22.96785],[-102.68609,22.96583],[-102.68677,22.96376],[-102.68738,22.96191],[-102.68813,22.95961],[-102.687,22.95674],[-102.68552,22.95688],[-102.68507,22.95577],[-102.68461,22.95466],[-102.68413,22.95355],[-102.68385,22.95289]]}}
Línea 115.0 kV | LineString | 115.0 kV | 2 |  |  | CFE |  |  |  |  | OpenStreetMap | {"type":"Feature","properties":{},"geometry":{"type":"LineString","coordinates":[[-102.67063,22.91561],[-102.66938,22.91147],[-102.66795,22.90782],[-102.66603,22.90303]]}}
Línea 115.0 kV | LineString | 115.0 kV | 2 |  |  | CFE |  |  |  |  | OpenStreetMap | {"type":"Feature","properties":{},"geometry":{"type":"LineString","coordinates":[[-102.66603,22.90303],[-102.66627,22.90244],[-102.66658,22.90168],[-102.66695,22.90088],[-102.66732,22.90008],[-102.66791,22.89999]]}}
Línea 115.0 kV | LineString | 115.0 kV | 1 |  |  | CFE |  |  |  |  | OpenStreetMap | {"type":"Feature","properties":{},"geometry":{"type":"LineString","coordinates":[[-102.68385,22.95289],[-102.68295,22.95321],[-102.68241,22.95192],[-102.6819,22.95069],[-102.68139,22.94948],[-102.68071,22.94832],[-102.68005,22.94671],[-102.68151,22.94388],[-102.68055,22.94165],[-102.67951,22.93921],[-102.67846,22.93674],[-102.67728,22.93402],[-102.67634,22.93183],[-102.67536,22.92944],[-102.67434,22.92714],[-102.67579,22.92641],[-102.67589,22.92652]]}}
Línea 115.0 kV | LineString | 115.0 kV | 1 |  |  | CFE |  |  |  |  | OpenStreetMap | {"type":"Feature","properties":{},"geometry":{"type":"LineString","coordinates":[[-102.67363,22.92293],[-102.67414,22.92263],[-102.67406,22.92255]]}}
Línea 115.0 kV | LineString | 115.0 kV | 1 |  |  | CFE |  |  |  |  | OpenStreetMap | {"type":"Feature","properties":{},"geometry":{"type":"LineString","coordinates":[[-102.67143,22.92265],[-102.67201,22.92267],[-102.67236,22.92265],[-102.673,22.92275],[-102.6737,22.92228],[-102.67392,22.92254]]}}
Línea 115.0 kV | LineString | 115.0 kV | 3 |  |  | CFE |  |  |  |  | OpenStreetMap | {"type":"Feature","properties":{},"geometry":{"type":"LineString","coordinates":[[-102.66911,22.93084],[-102.66989,22.92949],[-102.67062,22.92821],[-102.67137,22.92689],[-102.67232,22.92526],[-102.67319,22.92372]]}}
Línea 115.0 kV | LineString | 115.0 kV | 2 |  |  | CFE |  |  |  |  | OpenStreetMap | {"type":"Feature","properties":{},"geometry":{"type":"LineString","coordinates":[[-102.67319,22.92372],[-102.67363,22.92293]]}}
Línea 115.0 kV | LineString | 115.0 kV | 1 |  |  | CFE |  |  |  |  | OpenStreetMap | {"type":"Feature","properties":{},"geometry":{"type":"LineString","coordinates":[[-102.68385,22.95289],[-102.68372,22.95242],[-102.68337,22.9509],[-102.68291,22.94894],[-102.68245,22.94695],[-102.682,22.94504],[-102.68266,22.94432],[-102.68188,22.94249],[-102.68108,22.94054],[-102.68035,22.93878],[-102.67958,22.93692],[-102.67881,22.93507],[-102.67805,22.93324],[-102.67727,22.93136],[-102.67666,22.93011],[-102.67596,22.92843],[-102.67556,22.92749],[-102.67527,22.9268],[-102.67479,22.92561],[-102.67424,22.92433],[-102.67371,22.92304],[-102.6743,22.92259],[-102.6742,22.92247]]}}
Línea 115.0 kV | LineString | 115.0 kV | 1 |  |  | CFE |  |  |  |  | OpenStreetMap | {"type":"Feature","properties":{},"geometry":{"type":"LineString","coordinates":[[-102.67363,22.92293],[-102.67359,22.92257],[-102.67333,22.92192],[-102.67306,22.9213],[-102.67279,22.92065],[-102.67253,22.92],[-102.67226,22.91936],[-102.67199,22.91871],[-102.67173,22.91806],[-102.67145,22.91742],[-102.67117,22.91676],[-102.67089,22.91608],[-102.67063,22.91561]]}}
Línea 115.0 kV | LineString | 115.0 kV | 1 |  |  | CFE |  |  |  |  | OpenStreetMap | {"type":"Feature","properties":{},"geometry":{"type":"LineString","coordinates":[[-102.67363,22.92293],[-102.67347,22.92257],[-102.67322,22.92197],[-102.67295,22.92134],[-102.67268,22.92069],[-102.67242,22.92005],[-102.67215,22.9194],[-102.67187,22.91875],[-102.67161,22.9181],[-102.67134,22.91745],[-102.67107,22.91681],[-102.67077,22.91609],[-102.67063,22.91561]]}}
Línea 115.0 kV | LineString | 115.0 kV | 1 |  |  | CFE |  |  |  |  | OpenStreetMap | {"type":"Feature","properties":{},"geometry":{"type":"LineString","coordinates":[[-102.61913,22.80265],[-102.61904,22.80246],[-102.61786,22.79932],[-102.61714,22.79746],[-102.61633,22.79535],[-102.61571,22.79372],[-102.61482,22.79141],[-102.61315,22.7893],[-102.61184,22.78751],[-102.61049,22.78591],[-102.60811,22.78288],[-102.60702,22.78148],[-102.60564,22.77972],[-102.60426,22.77796],[-102.60335,22.77679],[-102.60233,22.77549],[-102.6012,22.77543],[-102.60135,22.77421],[-102.60085,22.77359],[-102.59989,22.7724],[-102.59892,22.77116],[-102.59805,22.77004],[-102.59675,22.76839],[-102.5961,22.76756],[-102.59548,22.76677],[-102.59503,22.7662],[-102.59458,22.76563],[-102.59414,22.76509],[-102.59296,22.76356],[-102.59216,22.76252],[-102.59177,22.76207],[-102.59067,22.76069],[-102.58986,22.75962],[-102.58927,22.75889],[-102.58918,22.75868],[-102.58833,22.75764]]}}
Línea 115.0 kV | LineString | 115.0 kV | 1 |  |  | CFE |  |  |  |  | OpenStreetMap | {"type":"Feature","properties":{},"geometry":{"type":"LineString","coordinates":[[-102.66911,22.93084],[-102.66856,22.93101],[-102.66798,22.92946],[-102.66719,22.92745],[-102.66577,22.92375],[-102.66496,22.9217],[-102.66435,22.92007],[-102.66355,22.91803],[-102.66288,22.91629],[-102.66208,22.91418],[-102.6614,22.91245],[-102.6606,22.91033],[-102.65993,22.90861],[-102.65928,22.90692],[-102.65851,22.90492],[-102.65784,22.90317],[-102.65641,22.90205],[-102.65499,22.90095],[-102.65533,22.89924],[-102.65567,22.89754],[-102.6552,22.89634],[-102.65449,22.89449],[-102.65377,22.89258],[-102.65295,22.89048],[-102.65216,22.88842],[-102.6514,22.88646],[-102.65069,22.88458],[-102.6499,22.88258],[-102.64912,22.88055],[-102.64835,22.87853],[-102.64755,22.87644],[-102.64686,22.87469],[-102.64609,22.87266],[-102.64526,22.87049],[-102.64449,22.86849],[-102.64368,22.86639],[-102.64297,22.86456],[-102.64213,22.86238],[-102.64131,22.86029],[-102.64053,22.85823],[-102.64021,22.85739],[-102.63974,22.85617],[-102.63899,22.85419],[-102.63825,22.85227],[-102.63796,22.85151],[-102.63744,22.85018],[-102.63663,22.84811],[-102.63584,22.84604],[-102.63503,22.84395],[-102.63425,22.84188],[-102.63344,22.83982],[-102.63265,22.83777],[-102.63187,22.83571],[-102.63108,22.83368],[-102.6303,22.83164],[-102.6295,22.82957],[-102.6289,22.828],[-102.62825,22.82632],[-102.62737,22.82399],[-102.62656,22.82191],[-102.62601,22.82048],[-102.62522,22.81847],[-102.62448,22.81648],[-102.62371,22.81449],[-102.6229,22.81241],[-102.62209,22.81031],[-102.62133,22.80833],[-102.62036,22.80583],[-102.61984,22.80449],[-102.61932,22.80313],[-102.61917,22.80274]]}}
Línea 115.0 kV | LineString | 115.0 kV | 1 |  |  | CFE |  |  |  |  | OpenStreetMap | {"type":"Feature","properties":{},"geometry":{"type":"LineString","coordinates":[[-102.71792,22.81139],[-102.71779,22.8115],[-102.71767,22.81159],[-102.71682,22.81206],[-102.71675,22.81379],[-102.71667,22.81549],[-102.71659,22.81721],[-102.71651,22.81893],[-102.71644,22.82063],[-102.71636,22.82234],[-102.71628,22.82404],[-102.7162,22.8257],[-102.71614,22.8274],[-102.71607,22.8291],[-102.71599,22.83083],[-102.71591,22.83256],[-102.71584,22.83451],[-102.7145,22.8346],[-102.7132,22.8347],[-102.71308,22.8357],[-102.71344,22.83705],[-102.71378,22.83842],[-102.71383,22.83986],[-102.71387,22.8413],[-102.71392,22.84275],[-102.71368,22.84474],[-102.71313,22.84611],[-102.7126,22.84749],[-102.71173,22.84894],[-102.71079,22.85012],[-102.70989,22.85128],[-102.70892,22.85284],[-102.70826,22.85448],[-102.70812,22.856],[-102.708,22.85755],[-102.70788,22.85908],[-102.70631,22.85914],[-102.70474,22.85919],[-102.70306,22.85929],[-102.70148,22.85938],[-102.69955,22.85948],[-102.69772,22.85959],[-102.69591,22.85971],[-102.69415,22.85949],[-102.69242,22.85929],[-102.69069,22.85907],[-102.68893,22.85886],[-102.68722,22.85865],[-102.68547,22.85844],[-102.6836,22.85821],[-102.68199,22.85801],[-102.68001,22.85777],[-102.67813,22.8574],[-102.67625,22.85703],[-102.67448,22.8568],[-102.67272,22.85656],[-102.67098,22.85632],[-102.66921,22.85609],[-102.66738,22.85585],[-102.66564,22.8556],[-102.66352,22.85523],[-102.66143,22.85486],[-102.65977,22.85469],[-102.65811,22.85451],[-102.65645,22.85434],[-102.65476,22.85408],[-102.65306,22.85382],[-102.65136,22.85356],[-102.64965,22.8533],[-102.64794,22.85304],[-102.64643,22.85281],[-102.64611,22.85276],[-102.64562,22.85268],[-102.64471,22.85254],[-102.6436,22.85237],[-102.64183,22.8521],[-102.64005,22.85183],[-102.63834,22.85157],[-102.63796,22.85151],[-102.63767,22.85147]]}}
Línea 115.0 kV | LineString | 115.0 kV | 1 |  |  | CFE |  |  |  |  | OpenStreetMap | {"type":"Feature","properties":{},"geometry":{"type":"LineString","coordinates":[[-102.66945,22.76066],[-102.66977,22.76071],[-102.67088,22.76152],[-102.67209,22.76244],[-102.67329,22.76336],[-102.67426,22.76407],[-102.67503,22.76463],[-102.67585,22.76524],[-102.67667,22.76583],[-102.67741,22.76638],[-102.67833,22.76706],[-102.67915,22.76767],[-102.67994,22.76824],[-102.68061,22.76873],[-102.68148,22.76937],[-102.68217,22.76987],[-102.68299,22.77048],[-102.68379,22.77107],[-102.68461,22.77167],[-102.6854,22.77225],[-102.6862,22.77282],[-102.68699,22.77342],[-102.68804,22.7742],[-102.68892,22.77484],[-102.68971,22.77542],[-102.69052,22.77602],[-102.6913,22.77659],[-102.69209,22.77718],[-102.69289,22.77777],[-102.69376,22.77841],[-102.69467,22.77908],[-102.69549,22.77968],[-102.69641,22.78034],[-102.69723,22.78096],[-102.69808,22.78158],[-102.69889,22.78217],[-102.6997,22.78277],[-102.70062,22.78345],[-102.70152,22.78411],[-102.70233,22.7847],[-102.70314,22.7853],[-102.70396,22.7859],[-102.70477,22.7865],[-102.70556,22.78708],[-102.70637,22.78768],[-102.70718,22.78827],[-102.70799,22.78886],[-102.70881,22.78947],[-102.70961,22.79006],[-102.7105,22.79072],[-102.71038,22.79188],[-102.71025,22.79303],[-102.71009,22.79431],[-102.70985,22.79535],[-102.70964,22.79626],[-102.70942,22.79719],[-102.70918,22.79823],[-102.70893,22.79928],[-102.70972,22.80054],[-102.7113,22.80079],[-102.71294,22.80108],[-102.71455,22.80136],[-102.71605,22.80181],[-102.71775,22.80236],[-102.71764,22.80344],[-102.71753,22.80434],[-102.71744,22.80525],[-102.71733,22.80613],[-102.7172,22.80722],[-102.71709,22.80804],[-102.71694,22.8089],[-102.71738,22.81017],[-102.71779,22.8115],[-102.71789,22.81182],[-102.71958,22.81188],[-102.72128,22.81192],[-102.72299,22.81198],[-102.72468,22.81202],[-102.72639,22.81208],[-102.72764,22.81211],[-102.7293,22.81324],[-102.73071,22.8142],[-102.73211,22.81515],[-102.7335,22.8161],[-102.73526,22.81728],[-102.7363,22.818],[-102.73763,22.8189],[-102.73905,22.81975],[-102.73946,22.81975]]}}
Línea 115.0 kV | LineString | 115.0 kV | 2 |  |  | CFE |  |  |  |  | OpenStreetMap | {"type":"Feature","properties":{},"geometry":{"type":"LineString","coordinates":[[-102.66603,22.90303],[-102.66504,22.90049],[-102.6636,22.89685],[-102.66216,22.89319],[-102.66072,22.88954],[-102.65928,22.8859],[-102.65784,22.88225],[-102.6564,22.87861],[-102.65497,22.87497],[-102.65354,22.87133],[-102.65209,22.86768],[-102.65066,22.86403],[-102.64922,22.86038],[-102.64786,22.85695],[-102.64696,22.85474],[-102.64613,22.85254],[-102.64525,22.85032],[-102.64438,22.84811],[-102.64301,22.84466],[-102.64165,22.84123],[-102.6403,22.83779],[-102.63894,22.83436],[-102.63759,22.83092],[-102.63623,22.82749],[-102.63488,22.82407],[-102.63354,22.82066],[-102.63247,22.81796],[-102.63254,22.81472],[-102.63263,22.81143],[-102.63269,22.80819],[-102.63276,22.80513],[-102.63283,22.80203],[-102.63546,22.79913],[-102.63811,22.79624],[-102.64076,22.79333],[-102.64333,22.79052],[-102.64604,22.78753],[-102.64867,22.78464],[-102.65138,22.78166],[-102.65409,22.7787],[-102.65659,22.77595],[-102.65912,22.7732],[-102.66125,22.77088]]}}
Línea 115.0 kV | LineString | 115.0 kV | 2 |  |  | CFE |  |  |  |  | OpenStreetMap | {"type":"Feature","properties":{},"geometry":{"type":"LineString","coordinates":[[-102.66125,22.77088],[-102.66338,22.76851],[-102.66592,22.76572],[-102.66834,22.76307],[-102.66945,22.76066],[-102.67071,22.75789],[-102.67206,22.75492],[-102.67366,22.75143],[-102.67529,22.74784],[-102.67689,22.74428],[-102.67848,22.74082],[-102.68009,22.73728],[-102.6817,22.73375],[-102.68333,22.73021],[-102.68496,22.7266],[-102.68646,22.72332],[-102.68757,22.7209],[-102.68773,22.72048],[-102.68735,22.72032],[-102.68696,22.72014]]}}
Línea 115.0 kV | LineString | 115.0 kV | 2 |  |  | CFE |  |  |  |  | OpenStreetMap | {"type":"Feature","properties":{},"geometry":{"type":"LineString","coordinates":[[-102.66125,22.77088],[-102.6607,22.77076],[-102.65799,22.77021],[-102.65461,22.76952],[-102.65052,22.76869],[-102.64689,22.76795],[-102.64394,22.76734],[-102.64034,22.7666],[-102.63627,22.76578],[-102.63251,22.765],[-102.62848,22.76417],[-102.62503,22.76347],[-102.62183,22.76281],[-102.6194,22.76263],[-102.61565,22.76224],[-102.61252,22.76189],[-102.6093,22.76154],[-102.60518,22.76109],[-102.60352,22.76091],[-102.60313,22.75991],[-102.60213,22.75902],[-102.60115,22.75816],[-102.60014,22.75733],[-102.59895,22.75695],[-102.59747,22.75676],[-102.59645,22.75665],[-102.59522,22.75648],[-102.59383,22.75632],[-102.59318,22.75592],[-102.59213,22.75622],[-102.59114,22.75649],[-102.58977,22.75691],[-102.58833,22.75764]]}}
Línea 115.0 kV | LineString | 115.0 kV | 3 |  |  | CFE |  |  |  |  | OpenStreetMap | {"type":"Feature","properties":{},"geometry":{"type":"LineString","coordinates":[[-102.58833,22.75764],[-102.5876,22.75674],[-102.58705,22.75609],[-102.58528,22.75654]]}}
Línea 115.0 kV | LineString | 115.0 kV | 2 |  |  | CFE |  |  |  |  | OpenStreetMap | {"type":"Feature","properties":{},"geometry":{"type":"LineString","coordinates":[[-102.58528,22.75654],[-102.58392,22.75692],[-102.58255,22.7569],[-102.5813,22.75736],[-102.5804,22.75822],[-102.58029,22.75858],[-102.57925,22.75906],[-102.57852,22.76002],[-102.57755,22.76145],[-102.5773,22.76201],[-102.5771,22.76217]]}}
Línea 115.0 kV | LineString | 115.0 kV | 1 |  |  | CFE |  |  |  |  | OpenStreetMap | {"type":"Feature","properties":{},"geometry":{"type":"LineString","coordinates":[[-102.5531,22.75608],[-102.55297,22.75655]]}}
Línea 115.0 kV | LineString | 115.0 kV | 1 |  |  | CFE |  |  |  |  | OpenStreetMap | {"type":"Feature","properties":{},"geometry":{"type":"LineString","coordinates":[[-102.5531,22.75608],[-102.55315,22.75655]]}}
Línea 115.0 kV | LineString | 115.0 kV | 2 |  |  | CFE |  |  |  |  | OpenStreetMap | {"type":"Feature","properties":{},"geometry":{"type":"LineString","coordinates":[[-102.55377,22.75523],[-102.5531,22.75608]]}}
Línea 115.0 kV | LineString | 115.0 kV | 1 |  |  | CFE |  |  |  |  | OpenStreetMap | {"type":"Feature","properties":{},"geometry":{"type":"LineString","coordinates":[[-102.55377,22.75523],[-102.55413,22.7554],[-102.55771,22.7564],[-102.55902,22.75676],[-102.56084,22.75746],[-102.56162,22.75775],[-102.56327,22.75837],[-102.56669,22.75936],[-102.56845,22.75985],[-102.57013,22.76033],[-102.57178,22.7608],[-102.57265,22.76079],[-102.57357,22.76079],[-102.57447,22.76079],[-102.57538,22.7608],[-102.57623,22.76097],[-102.57707,22.76117],[-102.57699,22.76188],[-102.57696,22.7621]]}}
Línea 115.0 kV | LineString | 115.0 kV | 1 |  |  | CFE |  |  |  |  | OpenStreetMap | {"type":"Feature","properties":{},"geometry":{"type":"LineString","coordinates":[[-102.51724,22.7363],[-102.51875,22.73519],[-102.51955,22.73462],[-102.52063,22.73383],[-102.52198,22.73284],[-102.52328,22.73281],[-102.52409,22.73276],[-102.52585,22.73269],[-102.52801,22.7326],[-102.52924,22.7342],[-102.53011,22.73534],[-102.53123,22.73682],[-102.53216,22.73804],[-102.5331,22.73927],[-102.53529,22.74213],[-102.53583,22.74285],[-102.53639,22.74358],[-102.53685,22.74391],[-102.54124,22.74682],[-102.54176,22.74718],[-102.54511,22.74939],[-102.54602,22.75002],[-102.54911,22.75207],[-102.55352,22.755],[-102.55377,22.75523]]}}
Línea 115.0 kV | LineString | 115.0 kV | 1 |  |  | CFE |  |  |  |  | OpenStreetMap | {"type":"Feature","properties":{},"geometry":{"type":"LineString","coordinates":[[-102.58528,22.75654],[-102.58314,22.75662],[-102.58189,22.75558],[-102.58136,22.75511],[-102.57967,22.75362],[-102.57867,22.75355],[-102.57717,22.754],[-102.57588,22.75415],[-102.5745,22.75406],[-102.57319,22.75409],[-102.57189,22.75435],[-102.57076,22.75458],[-102.5703,22.7545],[-102.56874,22.75475],[-102.56704,22.755],[-102.56606,22.75516],[-102.56368,22.75553],[-102.56183,22.75673],[-102.56051,22.7576],[-102.5591,22.75716],[-102.55756,22.75671],[-102.55399,22.75567],[-102.55305,22.75505],[-102.54893,22.75229],[-102.54585,22.75019],[-102.54485,22.74953],[-102.5411,22.747],[-102.53685,22.74415],[-102.53623,22.74371],[-102.53565,22.74297],[-102.53511,22.74226],[-102.53288,22.7394],[-102.5319,22.73813],[-102.53099,22.73697],[-102.52905,22.73447],[-102.52785,22.73291],[-102.52579,22.73296],[-102.52354,22.73299],[-102.52203,22.73301],[-102.52051,22.73414],[-102.5189,22.7353],[-102.51724,22.7363]]}}
Línea 115.0 kV | LineString | 115.0 kV | 1 |  |  | CFE |  |  |  |  | OpenStreetMap | {"type":"Feature","properties":{},"geometry":{"type":"LineString","coordinates":[[-102.50087,22.74144],[-102.50072,22.74121],[-102.50062,22.74098]]}}
Línea 115.0 kV | LineString | 115.0 kV | 1 |  |  | CFE |  |  |  |  | OpenStreetMap | {"type":"Feature","properties":{},"geometry":{"type":"LineString","coordinates":[[-102.49709,22.74149],[-102.49696,22.74092],[-102.49675,22.73992],[-102.49655,22.73894],[-102.49634,22.73795],[-102.49614,22.73701],[-102.49593,22.73599],[-102.49572,22.73499],[-102.49551,22.734],[-102.49446,22.73341],[-102.49335,22.73282],[-102.49321,22.73301]]}}
Línea 115.0 kV | LineString | 115.0 kV | 2 |  |  | CFE |  |  |  |  | OpenStreetMap | {"type":"Feature","properties":{},"geometry":{"type":"LineString","coordinates":[[-102.49709,22.74149],[-102.49849,22.74154],[-102.49931,22.74158],[-102.50026,22.74163],[-102.50087,22.74144],[-102.50218,22.74102],[-102.50371,22.74055],[-102.50523,22.74007],[-102.50675,22.73959],[-102.5083,22.73911],[-102.50982,22.73863],[-102.51131,22.73817],[-102.51283,22.73768],[-102.51434,22.73722],[-102.51586,22.73673],[-102.51724,22.7363]]}}
Línea 115.0 kV | LineString | 115.0 kV | 1 |  |  | CFE |  |  |  |  | OpenStreetMap | {"type":"Feature","properties":{},"geometry":{"type":"LineString","coordinates":[[-102.48499,22.7498],[-102.4849,22.74937],[-102.48587,22.74863],[-102.48692,22.74786],[-102.4879,22.74717],[-102.48935,22.74614],[-102.4906,22.74525],[-102.492,22.74428],[-102.49336,22.74331],[-102.49465,22.74238],[-102.49603,22.74146],[-102.49709,22.74149]]}}
Línea 115.0 kV | LineString | 115.0 kV | 1 |  |  | CFE |  |  |  |  | OpenStreetMap | {"type":"Feature","properties":{},"geometry":{"type":"LineString","coordinates":[[-102.48434,22.75015],[-102.48458,22.74984],[-102.48624,22.74864],[-102.48766,22.74763],[-102.48889,22.74675],[-102.49062,22.74551],[-102.49216,22.74441],[-102.49366,22.74333],[-102.49478,22.74253],[-102.49608,22.7416],[-102.49709,22.74149]]}}
Línea 115.0 kV | LineString | 115.0 kV | 1 |  |  | CFE |  |  |  |  | OpenStreetMap | {"type":"Feature","properties":{},"geometry":{"type":"LineString","coordinates":[[-102.48499,22.7498],[-102.4843,22.74974],[-102.48423,22.75016]]}}
Línea 115.0 kV | LineString | 115.0 kV | 2 |  |  | CFE |  |  |  |  | OpenStreetMap | {"type":"Feature","properties":{},"geometry":{"type":"LineString","coordinates":[[-102.44795,22.75059],[-102.448,22.75144],[-102.44862,22.75143],[-102.44994,22.75141],[-102.45127,22.7514],[-102.45255,22.75139],[-102.45369,22.75139],[-102.45465,22.75192],[-102.4557,22.75263],[-102.45653,22.75261],[-102.45759,22.75259],[-102.45804,22.75189],[-102.45838,22.75135],[-102.45935,22.75132],[-102.46057,22.75131],[-102.46183,22.75128],[-102.463,22.75126],[-102.46418,22.75126],[-102.46557,22.75124],[-102.4667,22.75118],[-102.46791,22.75114],[-102.46912,22.75111],[-102.47018,22.75108],[-102.47129,22.75106],[-102.47208,22.75111],[-102.47339,22.75111],[-102.47469,22.7511],[-102.4761,22.75109],[-102.47738,22.75104],[-102.47845,22.75105],[-102.47954,22.75102],[-102.48031,22.75102],[-102.48172,22.75101],[-102.48275,22.75099],[-102.48387,22.75098],[-102.485,22.751],[-102.48499,22.7498]]}}
Línea 115.0 kV | LineString | 115.0 kV | 1 |  |  | CFE |  |  |  |  | OpenStreetMap | {"type":"Feature","properties":{},"geometry":{"type":"LineString","coordinates":[[-102.95859,22.65234],[-102.95873,22.65109],[-102.95889,22.64983],[-102.95905,22.64856],[-102.95921,22.6473],[-102.95937,22.64603],[-102.95949,22.64474],[-102.95897,22.64364],[-102.95808,22.64258],[-102.95725,22.64159],[-102.95756,22.64048],[-102.95851,22.63957],[-102.95946,22.63866],[-102.9604,22.63775],[-102.96134,22.63684],[-102.96243,22.63578],[-102.96354,22.63474],[-102.96462,22.63368],[-102.9657,22.63262],[-102.96681,22.63157],[-102.96789,22.63052],[-102.96889,22.62955],[-102.97001,22.62848],[-102.9711,22.62744],[-102.97197,22.6266],[-102.97313,22.62546],[-102.97434,22.62433],[-102.9754,22.62328],[-102.97649,22.62225],[-102.97757,22.62121],[-102.97865,22.62015],[-102.97972,22.61912],[-102.9808,22.61808],[-102.98187,22.61703],[-102.98294,22.61599],[-102.98392,22.61506],[-102.98489,22.61412],[-102.98586,22.61321],[-102.98677,22.61232],[-102.9877,22.61141],[-102.98871,22.61046],[-102.98969,22.60953],[-102.99065,22.60859],[-102.99167,22.60763],[-102.99268,22.60663],[-102.99351,22.60565],[-102.99434,22.60465],[-102.99516,22.60364],[-102.996,22.60266],[-102.99684,22.60169],[-102.99768,22.6007],[-102.99852,22.59969],[-102.99935,22.59869],[-103.00016,22.59771],[-103.00099,22.5967],[-103.00182,22.59571],[-103.00268,22.59469],[-103.00352,22.59369],[-103.00435,22.59268],[-103.00519,22.5917],[-103.00603,22.59068],[-103.00687,22.58969],[-103.00771,22.58869],[-103.00856,22.58767],[-103.00941,22.58664],[-103.01025,22.58563],[-103.01123,22.58444],[-103.01232,22.58315],[-103.01295,22.5824],[-103.0136,22.58162],[-103.01444,22.58062],[-103.01528,22.57962],[-103.01611,22.57862],[-103.01696,22.5776],[-103.01781,22.57658],[-103.01916,22.57679],[-103.02053,22.57699],[-103.02189,22.5772],[-103.02451,22.57759],[-103.02868,22.5782],[-103.02968,22.57837],[-103.03061,22.57851],[-103.03189,22.57868],[-103.03317,22.57798],[-103.0338,22.57687],[-103.03443,22.57578],[-103.03508,22.57466],[-103.03575,22.57352],[-103.03628,22.57258],[-103.03675,22.57176],[-103.0373,22.5708],[-103.03784,22.56988],[-103.03837,22.56894],[-103.0389,22.56802],[-103.03952,22.56696],[-103.04014,22.56586],[-103.04078,22.56476],[-103.04134,22.56379],[-103.0419,22.56282],[-103.04241,22.5619],[-103.043,22.56092],[-103.04353,22.55997],[-103.04409,22.55896],[-103.04474,22.55787],[-103.04537,22.55679],[-103.04602,22.55567],[-103.04655,22.5547],[-103.04714,22.55364],[-103.04774,22.55262],[-103.04834,22.5516],[-103.04903,22.55038],[-103.04969,22.54926],[-103.05034,22.54815],[-103.05092,22.54714],[-103.05155,22.54605],[-103.05215,22.54501],[-103.05275,22.54398],[-103.05336,22.5429],[-103.05397,22.54183],[-103.05459,22.54075],[-103.05521,22.53969],[-103.05583,22.53859],[-103.05648,22.53757],[-103.05709,22.53644],[-103.0577,22.53538],[-103.05833,22.53428],[-103.05891,22.53326],[-103.0596,22.53207],[-103.06024,22.53095],[-103.06086,22.52987],[-103.0615,22.52876],[-103.06199,22.5279],[-103.06253,22.52693],[-103.06307,22.52601],[-103.0636,22.52473],[-103.06405,22.52365],[-103.06448,22.52254],[-103.06485,22.52163],[-103.06527,22.52059],[-103.06569,22.51957],[-103.06612,22.51856],[-103.06654,22.51754],[-103.06694,22.51652],[-103.06735,22.51554],[-103.06776,22.51455],[-103.06819,22.51351],[-103.06857,22.51257],[-103.06898,22.51157],[-103.06939,22.51055],[-103.06972,22.50972],[-103.07024,22.50891],[-103.07089,22.50789],[-103.07149,22.50693],[-103.07208,22.506],[-103.07267,22.50507],[-103.07327,22.50413],[-103.07384,22.50323],[-103.07443,22.50229],[-103.07502,22.50137],[-103.07562,22.50044],[-103.07622,22.49948],[-103.07678,22.49859],[-103.07739,22.49763],[-103.07798,22.49671],[-103.07857,22.49578],[-103.07917,22.49485],[-103.07977,22.4939],[-103.08033,22.49302],[-103.08095,22.49204],[-103.08154,22.49111],[-103.08214,22.49017],[-103.08272,22.48925],[-103.08332,22.48831],[-103.08392,22.48738],[-103.08448,22.48648],[-103.08517,22.48541],[-103.08569,22.48458],[-103.08628,22.48364],[-103.08678,22.48284],[-103.08745,22.48177],[-103.08805,22.48084],[-103.08866,22.4799],[-103.0892,22.47904],[-103.0897,22.47825],[-103.09054,22.47689],[-103.09111,22.47599],[-103.09181,22.4749],[-103.09245,22.47388],[-103.09279,22.47333],[-103.09338,22.4724],[-103.09397,22.47148],[-103.09447,22.47071],[-103.09518,22.4696],[-103.09579,22.46866],[-103.09639,22.46774],[-103.09697,22.46683],[-103.09758,22.46588],[-103.0982,22.4649],[-103.09876,22.46401],[-103.09935,22.4631],[-103.09995,22.46215],[-103.10054,22.46122],[-103.10113,22.46028],[-103.10172,22.45934],[-103.10226,22.45848],[-103.1029,22.45747],[-103.1035,22.45654],[-103.10409,22.4556],[-103.10468,22.45467],[-103.10528,22.45374],[-103.10586,22.45281],[-103.10646,22.45187],[-103.10703,22.45099],[-103.10726,22.45064],[-103.10796,22.45129],[-103.10934,22.45253],[-103.1114,22.45442],[-103.11211,22.45507],[-103.1128,22.45569],[-103.11341,22.45607]]}}
Línea 115.0 kV | LineString | 115.0 kV | 1 |  |  | CFE |  |  |  |  | OpenStreetMap | {"type":"Feature","properties":{},"geometry":{"type":"LineString","coordinates":[[-102.75796,22.61189],[-102.75875,22.61064],[-102.75985,22.61088],[-102.76203,22.6114],[-102.76384,22.61183],[-102.76577,22.61229],[-102.76663,22.6125],[-102.7684,22.61292],[-102.76933,22.61313],[-102.77123,22.61358],[-102.77292,22.61397],[-102.77388,22.6142],[-102.77479,22.61441],[-102.77606,22.6147],[-102.77732,22.615],[-102.77849,22.61529],[-102.78012,22.61567],[-102.78197,22.6161],[-102.78519,22.61686],[-102.78699,22.61729],[-102.78878,22.61771],[-102.79056,22.61813],[-102.79231,22.61854],[-102.79408,22.61895],[-102.79586,22.61938],[-102.79767,22.6198],[-102.79906,22.62012],[-102.8012,22.62063],[-102.80326,22.62111],[-102.80526,22.62159],[-102.80705,22.62201],[-102.80885,22.62244],[-102.81017,22.62275],[-102.81241,22.62326],[-102.8142,22.62369],[-102.81565,22.62403],[-102.81739,22.62444],[-102.81899,22.62483],[-102.82064,22.62521],[-102.82219,22.62557],[-102.82398,22.62599],[-102.82577,22.6264],[-102.82724,22.62676],[-102.82873,22.62711],[-102.83003,22.62816],[-102.83136,22.62923],[-102.83271,22.63032],[-102.83405,22.6314],[-102.83536,22.63245],[-102.83694,22.6333],[-102.83858,22.63418],[-102.84049,22.63473],[-102.84236,22.63527],[-102.8441,22.63575],[-102.84597,22.63628],[-102.84782,22.63682],[-102.84964,22.63732],[-102.8516,22.63788],[-102.85352,22.63842],[-102.85518,22.6389],[-102.857,22.63942],[-102.8589,22.63996],[-102.85996,22.64026],[-102.86178,22.64077],[-102.86358,22.64129],[-102.86544,22.64181],[-102.86725,22.64233],[-102.86934,22.64293],[-102.87095,22.64338],[-102.87267,22.64386],[-102.87438,22.64435],[-102.87608,22.64484],[-102.8778,22.64533],[-102.87956,22.64583],[-102.88109,22.64505],[-102.88263,22.64428],[-102.88416,22.64351],[-102.88714,22.64202],[-102.89072,22.64283],[-102.89337,22.64342],[-102.89548,22.6439],[-102.89784,22.64444],[-102.89987,22.6449],[-102.90171,22.64531],[-102.90373,22.64577],[-102.905,22.64606],[-102.90709,22.64654],[-102.91105,22.64864],[-102.91391,22.65015],[-102.91539,22.65094],[-102.91743,22.65127],[-102.91945,22.65159],[-102.92327,22.65122],[-102.92503,22.651],[-102.92817,22.65205],[-102.92957,22.65316],[-102.93108,22.65429],[-102.93256,22.65548],[-102.93388,22.65525],[-102.93576,22.65492],[-102.93772,22.65458],[-102.93974,22.65423],[-102.94086,22.65407],[-102.94206,22.65392],[-102.94365,22.65372],[-102.9453,22.6535],[-102.94702,22.65327],[-102.94875,22.65305],[-102.95191,22.65263],[-102.95479,22.65221],[-102.95701,22.65199],[-102.95859,22.65234],[-102.95985,22.65209],[-102.96112,22.65183],[-102.96252,22.65162],[-102.96384,22.65142],[-102.96513,22.65123],[-102.96639,22.65102],[-102.96789,22.6508],[-102.96944,22.65057],[-102.97084,22.65034],[-102.97214,22.65014],[-102.9736,22.64992],[-102.97495,22.64972],[-102.97633,22.6495],[-102.97759,22.64931],[-102.97905,22.64934],[-102.98036,22.64933],[-102.98069,22.64915]]}}
Línea 115.0 kV | LineString | 115.0 kV | 1 |  |  | CFE |  |  |  |  | OpenStreetMap | {"type":"Feature","properties":{},"geometry":{"type":"LineString","coordinates":[[-102.687,22.71998],[-102.68746,22.72021],[-102.68768,22.71981],[-102.68697,22.71936],[-102.68778,22.71805],[-102.68844,22.71697],[-102.68907,22.71598],[-102.68969,22.71498],[-102.69041,22.71387],[-102.69106,22.7128],[-102.69212,22.71107],[-102.69319,22.70936],[-102.69427,22.70761],[-102.69531,22.70588],[-102.69597,22.70487],[-102.6966,22.70381],[-102.69723,22.70279],[-102.69789,22.70178],[-102.69853,22.70074],[-102.69917,22.69972],[-102.69981,22.69869],[-102.70044,22.69765],[-102.70105,22.69669],[-102.70169,22.69566],[-102.70232,22.69462],[-102.70295,22.69357],[-102.70361,22.69254],[-102.70425,22.69151],[-102.70489,22.69048],[-102.70552,22.68943],[-102.70617,22.6884],[-102.70683,22.68739],[-102.70832,22.68597],[-102.70987,22.6846],[-102.71143,22.6832],[-102.71297,22.68184],[-102.7145,22.68048],[-102.71602,22.67912],[-102.71757,22.67773],[-102.7191,22.67635],[-102.72063,22.67497],[-102.72217,22.67358],[-102.72374,22.67219],[-102.72529,22.67084],[-102.72683,22.66949],[-102.72834,22.66809],[-102.72988,22.66668],[-102.73151,22.66523],[-102.73288,22.66371],[-102.73429,22.66212],[-102.73564,22.6606],[-102.73761,22.65839],[-102.73811,22.65654],[-102.73872,22.65424],[-102.73919,22.6524],[-102.73969,22.65043],[-102.74029,22.64833],[-102.74072,22.64665],[-102.74123,22.64472],[-102.74173,22.64277],[-102.7422,22.64093],[-102.74261,22.63945],[-102.74311,22.63764],[-102.74421,22.63582],[-102.7453,22.63399],[-102.74633,22.63234],[-102.74735,22.63068],[-102.74848,22.62887],[-102.74953,22.62717],[-102.75051,22.62553],[-102.75142,22.62394],[-102.75238,22.62229],[-102.75338,22.62055],[-102.75419,22.61868],[-102.75529,22.61696],[-102.75601,22.61579],[-102.75621,22.61461],[-102.75642,22.61328],[-102.75721,22.61279],[-102.75772,22.61218],[-102.75791,22.61196]]}}
Línea 115.0 kV | LineString | 115.0 kV | 1 |  |  | CFE |  |  |  |  | OpenStreetMap | {"type":"Feature","properties":{},"geometry":{"type":"LineString","coordinates":[[-102.619,22.80271],[-102.61879,22.80278],[-102.61696,22.80243],[-102.61507,22.80227],[-102.61317,22.80212],[-102.61128,22.80196],[-102.60939,22.80181],[-102.60776,22.80236],[-102.6067,22.8027],[-102.60497,22.80327],[-102.60356,22.80373],[-102.60284,22.80394],[-102.60099,22.80513],[-102.59915,22.80486],[-102.59731,22.80459],[-102.59615,22.80438],[-102.59393,22.80399],[-102.59092,22.8035],[-102.59004,22.80421],[-102.58984,22.80453]]}}
Línea 115.0 kV | LineString | 115.0 kV | 1 |  |  | CFE |  |  |  |  | OpenStreetMap | {"type":"Feature","properties":{},"geometry":{"type":"LineString","coordinates":[[-102.48846,23.05129],[-102.48843,23.05158],[-102.48782,23.05243],[-102.48704,23.05353],[-102.48605,23.05486],[-102.48515,23.05611],[-102.48426,23.05734],[-102.4837,23.05809],[-102.48314,23.05887],[-102.48218,23.0602],[-102.48122,23.06155],[-102.48023,23.06291],[-102.47929,23.06422],[-102.47831,23.06559],[-102.47731,23.06696],[-102.47637,23.06826],[-102.47542,23.06959],[-102.47448,23.07089],[-102.47349,23.07226],[-102.47258,23.07352],[-102.47154,23.07496],[-102.47051,23.07639],[-102.4693,23.07806],[-102.46833,23.0794],[-102.46735,23.08076],[-102.46636,23.08212],[-102.4654,23.08345],[-102.46443,23.08479],[-102.46345,23.08615],[-102.46245,23.08753],[-102.46147,23.08887],[-102.4605,23.0902],[-102.45951,23.09157],[-102.45853,23.09292],[-102.45756,23.09427],[-102.45659,23.09561],[-102.45561,23.09697],[-102.45464,23.0983],[-102.45365,23.09967],[-102.45268,23.10101],[-102.45171,23.10234],[-102.45067,23.10377],[-102.44972,23.10508],[-102.44872,23.10646],[-102.44774,23.10781],[-102.44677,23.10916],[-102.4458,23.11049],[-102.44482,23.11185],[-102.44385,23.11319],[-102.44287,23.11455],[-102.44189,23.11589],[-102.44093,23.11724],[-102.43992,23.11858],[-102.43893,23.11992],[-102.43796,23.12127],[-102.43697,23.12263],[-102.43599,23.12398],[-102.43499,23.12533],[-102.43388,23.12691],[-102.43328,23.12768],[-102.43253,23.12873],[-102.43204,23.1294],[-102.43104,23.13077],[-102.43008,23.13211],[-102.42911,23.13345],[-102.42813,23.1348],[-102.42715,23.13615],[-102.42619,23.13748],[-102.42522,23.13883],[-102.42428,23.14014],[-102.4233,23.14152],[-102.42226,23.14287],[-102.42127,23.14424],[-102.4203,23.1456],[-102.41966,23.14649],[-102.41905,23.14734],[-102.41805,23.1487],[-102.41707,23.15005],[-102.4161,23.15141],[-102.41507,23.15283],[-102.41415,23.1541],[-102.41316,23.15547],[-102.41219,23.15681],[-102.41121,23.15816],[-102.4102,23.15953],[-102.40925,23.16088],[-102.40824,23.16221],[-102.40728,23.16356],[-102.40631,23.16491],[-102.40532,23.16624],[-102.40435,23.1676],[-102.40336,23.16895],[-102.4024,23.17032],[-102.40142,23.17165],[-102.40044,23.17299],[-102.39946,23.17434],[-102.3985,23.17569],[-102.39752,23.17703],[-102.39653,23.17839],[-102.39557,23.17973],[-102.39458,23.18109],[-102.39363,23.18241],[-102.39263,23.18378],[-102.39166,23.1851],[-102.3907,23.18643],[-102.38971,23.18783],[-102.38872,23.18921],[-102.38768,23.19064],[-102.38668,23.19197],[-102.38569,23.19323],[-102.38493,23.19474],[-102.38423,23.19608],[-102.38354,23.19741],[-102.38272,23.1986],[-102.38239,23.19876],[-102.38221,23.19866]]}}
Línea 115.0 kV | LineString | 115.0 kV | 1 |  |  | CFE |  |  |  |  | OpenStreetMap | {"type":"Feature","properties":{},"geometry":{"type":"LineString","coordinates":[[-102.44781,22.75059],[-102.44779,22.75148],[-102.44782,22.75312],[-102.44785,22.75583],[-102.44732,22.75885],[-102.44674,22.76196],[-102.44616,22.76525],[-102.44558,22.7684],[-102.44502,22.7716],[-102.44448,22.77458],[-102.44393,22.77767],[-102.44337,22.78079],[-102.44283,22.78391],[-102.44227,22.78687],[-102.44175,22.78998],[-102.44115,22.79305],[-102.44061,22.79614],[-102.44013,22.79883],[-102.43956,22.80197],[-102.43901,22.80507],[-102.43837,22.80855],[-102.4378,22.81169],[-102.4373,22.81476],[-102.43673,22.818],[-102.43622,22.82105],[-102.43568,22.82415],[-102.43516,22.82721],[-102.43461,22.83036],[-102.43409,22.83334],[-102.43354,22.83643],[-102.43304,22.83959],[-102.43242,22.84293],[-102.43186,22.84621],[-102.43129,22.84949],[-102.43072,22.85273],[-102.43021,22.85578],[-102.42974,22.85848],[-102.42923,22.86134],[-102.42873,22.86429],[-102.42824,22.86711],[-102.42783,22.86953],[-102.42792,22.87245],[-102.42803,22.8757],[-102.42812,22.87862],[-102.42821,22.88121],[-102.42829,22.88436],[-102.42841,22.88784],[-102.42853,22.89102],[-102.42863,22.89444],[-102.42872,22.89746],[-102.42811,22.8998],[-102.42729,22.90293],[-102.42643,22.90614],[-102.4256,22.90929],[-102.42473,22.91256],[-102.42378,22.91617],[-102.42301,22.91899],[-102.42247,22.92103],[-102.42112,22.92116],[-102.41973,22.92128],[-102.41929,22.91927],[-102.41919,22.91878],[-102.41865,22.91889]]}}
Línea 115.0 kV | LineString | 115.0 kV | 1 |  |  | CFE |  |  |  |  | OpenStreetMap | {"type":"Feature","properties":{},"geometry":{"type":"LineString","coordinates":[[-102.41863,22.9188],[-102.41904,22.91871],[-102.41942,22.92046],[-102.41979,22.92214],[-102.42015,22.92383],[-102.42053,22.92547],[-102.42087,22.9271],[-102.42123,22.9287],[-102.42157,22.93031],[-102.42192,22.9319],[-102.42229,22.93347],[-102.42263,22.93513],[-102.423,22.93676],[-102.42336,22.93841],[-102.4237,22.94004],[-102.42405,22.94164],[-102.4244,22.94322],[-102.42493,22.94484],[-102.42547,22.94652],[-102.42597,22.9481],[-102.42649,22.94967],[-102.42697,22.95117],[-102.42749,22.95273],[-102.42801,22.9543],[-102.4285,22.95586],[-102.42901,22.95737],[-102.42949,22.95892],[-102.42999,22.96043],[-102.4305,22.96199],[-102.431,22.96358],[-102.4315,22.96513],[-102.43202,22.96674],[-102.43253,22.9683],[-102.43305,22.96988],[-102.43356,22.97149],[-102.43409,22.9731],[-102.4346,22.97467],[-102.4351,22.97623],[-102.43561,22.97779],[-102.4361,22.97934],[-102.43661,22.98091],[-102.43711,22.98245],[-102.43762,22.98405],[-102.43811,22.98556],[-102.43865,22.98718],[-102.43914,22.98876],[-102.43966,22.99031],[-102.44017,22.99189],[-102.44068,22.99348],[-102.44147,22.9946],[-102.44233,22.99584],[-102.44321,22.9971],[-102.44408,22.99835],[-102.44501,22.99968],[-102.44591,23.00099],[-102.44685,23.00232],[-102.44775,23.00363],[-102.44775,23.00532],[-102.44775,23.00695],[-102.44775,23.00869],[-102.44774,23.01034],[-102.44772,23.01191],[-102.44773,23.01363],[-102.44774,23.0153],[-102.44771,23.01698],[-102.4477,23.0186],[-102.44771,23.02021],[-102.4477,23.02194],[-102.44768,23.02359],[-102.44769,23.02524],[-102.44769,23.0269],[-102.44768,23.02849],[-102.44768,23.03012],[-102.44771,23.03184],[-102.4477,23.03352],[-102.4477,23.03515],[-102.4477,23.03685],[-102.4477,23.03849],[-102.44768,23.04018],[-102.44768,23.04179],[-102.44768,23.04347],[-102.44767,23.04518],[-102.44932,23.04548],[-102.451,23.04579],[-102.45282,23.04613],[-102.45458,23.04646],[-102.45639,23.04679],[-102.45797,23.04709],[-102.4599,23.04745],[-102.46151,23.04775],[-102.4633,23.04807],[-102.46506,23.0484],[-102.46677,23.04872],[-102.46838,23.04902],[-102.46981,23.04928],[-102.47165,23.04962],[-102.47356,23.04997],[-102.475,23.05024],[-102.47675,23.05056],[-102.47878,23.05094],[-102.48048,23.05104],[-102.48223,23.05113],[-102.48384,23.05121],[-102.48559,23.05133],[-102.48712,23.05139],[-102.48697,23.05163]]}}
Línea 115.0 kV | LineString | 115.0 kV | 2 |  |  | CFE |  |  |  |  | OpenStreetMap | {"type":"Feature","properties":{},"geometry":{"type":"LineString","coordinates":[[-102.48846,23.05129],[-102.4873,23.05142],[-102.4871,23.0517]]}}
Línea 115.0 kV | LineString | 115.0 kV | 1 |  |  | CFE |  |  |  |  | OpenStreetMap | {"type":"Feature","properties":{},"geometry":{"type":"LineString","coordinates":[[-102.69322,22.97969],[-102.69338,22.98012],[-102.69309,22.98022],[-102.69183,22.97987],[-102.69049,22.9795],[-102.68885,22.97938],[-102.68714,22.97926],[-102.68537,22.97914],[-102.68363,22.97903],[-102.68187,22.97891],[-102.68002,22.97878],[-102.67819,22.97866],[-102.67636,22.97853],[-102.67479,22.97797],[-102.67313,22.97739],[-102.67151,22.97681],[-102.66989,22.97623],[-102.66824,22.97565],[-102.66669,22.9751],[-102.66495,22.97447],[-102.66325,22.97388],[-102.66169,22.97332],[-102.66004,22.97273],[-102.65841,22.97214],[-102.65669,22.97177],[-102.65499,22.97141],[-102.65327,22.97104],[-102.65157,22.97067],[-102.64986,22.9703],[-102.64822,22.96995],[-102.64643,22.96955],[-102.64469,22.96932],[-102.6429,22.96909],[-102.64142,22.96863],[-102.6395,22.9681],[-102.63779,22.96761],[-102.63596,22.96715],[-102.63425,22.96672],[-102.63252,22.9663],[-102.63083,22.96587],[-102.6292,22.96546],[-102.62758,22.96505],[-102.62596,22.96465],[-102.6242,22.96421],[-102.62243,22.96377],[-102.62066,22.96334],[-102.619,22.96291],[-102.61725,22.96247],[-102.61557,22.96204],[-102.61386,22.96162],[-102.61218,22.9612],[-102.6105,22.96077],[-102.60879,22.96035],[-102.60711,22.95993],[-102.60549,22.95953],[-102.60377,22.9591],[-102.60211,22.95868],[-102.60041,22.95825],[-102.59872,22.95783],[-102.59702,22.9574],[-102.59535,22.95698],[-102.59365,22.95656],[-102.59195,22.95613],[-102.59026,22.95571],[-102.58856,22.95529],[-102.58687,22.95486],[-102.58526,22.95446],[-102.5835,22.95402],[-102.58163,22.95355],[-102.57982,22.95313],[-102.57811,22.95266],[-102.57642,22.95224],[-102.57449,22.95247],[-102.57245,22.95271],[-102.57034,22.95296],[-102.5685,22.95317],[-102.56666,22.95339],[-102.56462,22.95363],[-102.56289,22.95382],[-102.56114,22.95402],[-102.55976,22.95418],[-102.55803,22.95441],[-102.55722,22.95569],[-102.55635,22.95714],[-102.55486,22.95939],[-102.55388,22.96096],[-102.55289,22.9625],[-102.55191,22.96398],[-102.55106,22.96538],[-102.55029,22.96656],[-102.54915,22.96832],[-102.54827,22.96972],[-102.54738,22.97113],[-102.54649,22.97253],[-102.54557,22.97393],[-102.5447,22.97536],[-102.54381,22.97676],[-102.5429,22.97815],[-102.54201,22.97952],[-102.54112,22.98092],[-102.54026,22.98229],[-102.5393,22.98376],[-102.53843,22.98515],[-102.5376,22.98648],[-102.53642,22.98837],[-102.53554,22.98976],[-102.53459,22.99125],[-102.53398,22.99226],[-102.53326,22.99337],[-102.53239,22.99471],[-102.53076,22.99613],[-102.52946,22.99723],[-102.52828,22.99824],[-102.52698,22.99934],[-102.52568,23.00044],[-102.5246,23.00138],[-102.52362,23.00273],[-102.52262,23.00411],[-102.52163,23.00547],[-102.52066,23.00683],[-102.5197,23.00817],[-102.51871,23.00952],[-102.51774,23.01088],[-102.51677,23.01223],[-102.5158,23.01359],[-102.51486,23.01493],[-102.51386,23.01627],[-102.5129,23.01761],[-102.51193,23.01898],[-102.51096,23.0203],[-102.51044,23.02105],[-102.50957,23.02226],[-102.50872,23.02345],[-102.50803,23.02438],[-102.50708,23.02572],[-102.50611,23.02705],[-102.50513,23.0284],[-102.50415,23.02975],[-102.50316,23.03114],[-102.50219,23.03249],[-102.50123,23.03383],[-102.50025,23.03517],[-102.49929,23.03653],[-102.49831,23.0379],[-102.49735,23.0392],[-102.49637,23.04055],[-102.49584,23.04129],[-102.49494,23.04254],[-102.49438,23.04331],[-102.49345,23.0446],[-102.49263,23.04572],[-102.49169,23.04707],[-102.49072,23.04842],[-102.48979,23.04971],[-102.48893,23.05074],[-102.48846,23.05129]]}}
Línea 115.0 kV | LineString | 115.0 kV | 1 |  |  | CFE |  |  |  |  | OpenStreetMap | {"type":"Feature","properties":{},"geometry":{"type":"LineString","coordinates":[[-102.38215,23.19872],[-102.38237,23.19886],[-102.38221,23.19907],[-102.38117,23.19845],[-102.37986,23.19764],[-102.37855,23.19683],[-102.37744,23.19555],[-102.37641,23.19423],[-102.37541,23.193],[-102.3743,23.19168],[-102.37326,23.19043],[-102.37217,23.18911],[-102.3711,23.18782],[-102.37,23.18648],[-102.36895,23.18519],[-102.36786,23.18389],[-102.36674,23.18255],[-102.36563,23.1812],[-102.36462,23.17997],[-102.36355,23.17867],[-102.36244,23.17733],[-102.36162,23.17634],[-102.36061,23.1751],[-102.35962,23.17389],[-102.35845,23.17249],[-102.35712,23.17179],[-102.35543,23.17089],[-102.35379,23.17002],[-102.35223,23.16919],[-102.35062,23.16833],[-102.34892,23.16742],[-102.3476,23.16673],[-102.34608,23.16591],[-102.34443,23.16503],[-102.34286,23.1642],[-102.34128,23.16336],[-102.3397,23.16252],[-102.33819,23.16171],[-102.33657,23.16085],[-102.33501,23.16002],[-102.33424,23.15959],[-102.33303,23.15893],[-102.33187,23.15829],[-102.33042,23.15754],[-102.32911,23.15678],[-102.32794,23.15612],[-102.32645,23.15526],[-102.32499,23.15443],[-102.32349,23.15357],[-102.3219,23.15265],[-102.32045,23.15182],[-102.31913,23.15105],[-102.31774,23.15025],[-102.31613,23.14934],[-102.31457,23.14844],[-102.3131,23.1476],[-102.31155,23.1467],[-102.31002,23.14584],[-102.30848,23.14495],[-102.30705,23.14396],[-102.30559,23.14296],[-102.30414,23.14197],[-102.30274,23.141],[-102.30124,23.13998],[-102.2998,23.13899],[-102.29841,23.138],[-102.297,23.13703],[-102.29559,23.13607],[-102.2942,23.13511],[-102.29302,23.1343],[-102.29189,23.13352],[-102.29246,23.1319],[-102.29303,23.1303],[-102.29363,23.12861],[-102.29417,23.1271],[-102.29478,23.1254],[-102.29543,23.1236],[-102.29607,23.12181],[-102.29673,23.11997],[-102.29733,23.11826],[-102.29794,23.11657],[-102.297,23.11514],[-102.29605,23.11372],[-102.29515,23.11236],[-102.29423,23.11097],[-102.29336,23.10965],[-102.29247,23.10829],[-102.29156,23.10692],[-102.29066,23.10557],[-102.28975,23.10419],[-102.28884,23.10282],[-102.28789,23.10139],[-102.28694,23.09994],[-102.28608,23.09864],[-102.2852,23.09731],[-102.28439,23.0961],[-102.28369,23.09503],[-102.2832,23.0943],[-102.28193,23.09365],[-102.28043,23.09288],[-102.27892,23.09209],[-102.2773,23.09125],[-102.27593,23.09054],[-102.27431,23.08971],[-102.27289,23.08898],[-102.27138,23.08819],[-102.26974,23.08733],[-102.2681,23.0865],[-102.26644,23.08564],[-102.26483,23.08481],[-102.26316,23.08395],[-102.26144,23.08307],[-102.25974,23.08218],[-102.25816,23.08136],[-102.25631,23.08075],[-102.25452,23.08014],[-102.25138,23.07909],[-102.2497,23.07851],[-102.24776,23.07785],[-102.24585,23.0772],[-102.244,23.07659],[-102.24214,23.07597],[-102.24036,23.07536],[-102.23858,23.07475],[-102.23681,23.07416],[-102.23498,23.07385],[-102.23312,23.07353],[-102.23118,23.0732],[-102.22929,23.07288],[-102.2274,23.07256],[-102.22573,23.07226],[-102.22389,23.07195],[-102.22207,23.07164],[-102.22024,23.07132],[-102.21844,23.07102],[-102.21672,23.07073],[-102.21496,23.07043],[-102.21321,23.07013],[-102.21143,23.06982],[-102.20953,23.06949],[-102.20791,23.06922],[-102.20579,23.06886],[-102.20396,23.06905],[-102.20245,23.06921],[-102.20053,23.06942],[-102.19873,23.06963],[-102.19685,23.06985],[-102.19496,23.07005],[-102.19315,23.07024],[-102.19124,23.07044],[-102.18946,23.07066],[-102.18764,23.07085],[-102.18586,23.07105],[-102.18399,23.07126],[-102.18216,23.07146],[-102.18041,23.07165],[-102.17854,23.07185],[-102.1767,23.07206],[-102.17491,23.07225],[-102.17313,23.07246],[-102.17113,23.07268],[-102.16909,23.0729],[-102.16758,23.07208],[-102.16602,23.07121],[-102.16462,23.07047],[-102.16314,23.06966],[-102.16164,23.06884],[-102.16012,23.06801],[-102.15855,23.06715],[-102.15685,23.06623],[-102.15518,23.06618],[-102.15343,23.06614],[-102.15158,23.06609],[-102.14995,23.06604],[-102.14813,23.06599],[-102.14625,23.06594],[-102.14445,23.0659],[-102.14259,23.06585],[-102.14069,23.0658],[-102.13885,23.06574],[-102.13699,23.0657],[-102.13519,23.06565],[-102.13334,23.0656],[-102.1315,23.06556],[-102.12963,23.06549],[-102.12787,23.06544],[-102.12651,23.06428],[-102.12544,23.06338],[-102.12407,23.06222],[-102.12274,23.06109],[-102.12141,23.05998],[-102.12011,23.05888],[-102.11874,23.05772],[-102.11732,23.05652],[-102.11595,23.05536],[-102.11456,23.05417],[-102.11313,23.05297],[-102.11172,23.05179],[-102.1104,23.05068],[-102.10903,23.04951],[-102.10765,23.04834],[-102.10624,23.04715],[-102.10489,23.046],[-102.1035,23.04484],[-102.10226,23.0438],[-102.10091,23.04264],[-102.09972,23.04164],[-102.09851,23.04062],[-102.09746,23.03972],[-102.0567,23.04483],[-102.05014,23.04323],[-102.05022,23.04294]]}}
Línea 115.0 kV | LineString | 115.0 kV | 1 |  |  | CFE |  |  |  |  | OpenStreetMap | {"type":"Feature","properties":{},"geometry":{"type":"LineString","coordinates":[[-102.96882,23.17112],[-102.9688,23.17073],[-102.96817,23.17002],[-102.96751,23.16929],[-102.96753,23.16838],[-102.96752,23.16745],[-102.96751,23.16654],[-102.96751,23.16564],[-102.96751,23.16472],[-102.96752,23.16381],[-102.9675,23.16289],[-102.96751,23.16188],[-102.9675,23.16107],[-102.96752,23.16029],[-102.96721,23.16011],[-102.96705,23.16012]]}}
Línea 115.0 kV | LineString | 115.0 kV | 1 |  |  | CFE |  |  |  |  | OpenStreetMap | {"type":"Feature","properties":{},"geometry":{"type":"LineString","coordinates":[[-102.85043,23.15842],[-102.85139,23.15795],[-102.85169,23.15751],[-102.85232,23.15757],[-102.85331,23.15695],[-102.85412,23.15642],[-102.85487,23.15592],[-102.8555,23.15551],[-102.85655,23.15482],[-102.85658,23.15437]]}}
Línea 115.0 kV | LineString | 115.0 kV | 2 |  |  | CFE |  |  |  |  | OpenStreetMap | {"type":"Feature","properties":{},"geometry":{"type":"LineString","coordinates":[[-102.91365,23.22575],[-102.91361,23.2247],[-102.9125,23.22242],[-102.91135,23.21978],[-102.91263,23.21669],[-102.91385,23.21363],[-102.9151,23.21054],[-102.91643,23.20722],[-102.91817,23.203],[-102.9195,23.19971],[-102.9207,23.19675],[-102.92195,23.19368],[-102.92313,23.1908],[-102.92458,23.18721],[-102.92583,23.18419],[-102.92707,23.18105],[-102.92844,23.17772],[-102.92987,23.17423]]}}
Línea 115.0 kV | LineString | 115.0 kV | 1 |  |  | CFE |  |  |  |  | OpenStreetMap | {"type":"Feature","properties":{},"geometry":{"type":"LineString","coordinates":[[-102.85272,23.1999],[-102.852,23.19964],[-102.85211,23.19959]]}}
Línea 115.0 kV | LineString | 115.0 kV | 1 |  |  | CFE |  |  |  |  | OpenStreetMap | {"type":"Feature","properties":{},"geometry":{"type":"LineString","coordinates":[[-102.69361,22.97954],[-102.69382,22.98003],[-102.6945,22.98083],[-102.69663,22.98117],[-102.6979,22.98137],[-102.7007,22.9809],[-102.70321,22.98047],[-102.70556,22.98009],[-102.70704,22.97985],[-102.70888,22.97954],[-102.71066,22.97924],[-102.71315,22.97881],[-102.71556,22.97842],[-102.71791,22.97803],[-102.72016,22.97765],[-102.72282,22.97721],[-102.72494,22.97685],[-102.72622,22.97787],[-102.72745,22.97885],[-102.72928,22.98031],[-102.73086,22.98157],[-102.73259,22.98296],[-102.7343,22.98432],[-102.7359,22.98559],[-102.73756,22.9869],[-102.73933,22.98832],[-102.74105,22.98969],[-102.7415,22.99005],[-102.74259,22.99092],[-102.74412,22.99214],[-102.74577,22.99345],[-102.74739,22.99475],[-102.74843,22.99674],[-102.74941,22.99859],[-102.75038,23.00045],[-102.75138,23.00236],[-102.75237,23.00423],[-102.75336,23.00613],[-102.75432,23.00796],[-102.7553,23.00984],[-102.75632,23.01179],[-102.75727,23.01359],[-102.7581,23.01515],[-102.75905,23.01699],[-102.76008,23.01889],[-102.76107,23.02076],[-102.7621,23.02266],[-102.76311,23.02456],[-102.76409,23.02639],[-102.76495,23.02799],[-102.76594,23.02985],[-102.76698,23.03178],[-102.76786,23.03342],[-102.76885,23.03527],[-102.76987,23.03718],[-102.77086,23.03903],[-102.77188,23.04093],[-102.77282,23.04268],[-102.77382,23.04453],[-102.77485,23.04645],[-102.77565,23.04793],[-102.77669,23.04985],[-102.77769,23.05173],[-102.77867,23.05353],[-102.77969,23.05545],[-102.78072,23.05736],[-102.78172,23.05924],[-102.78273,23.06111],[-102.78378,23.06307],[-102.78484,23.06505],[-102.78584,23.06691],[-102.78684,23.06877],[-102.78783,23.0706],[-102.78885,23.07252],[-102.78991,23.07448],[-102.79078,23.0761],[-102.7918,23.078],[-102.79281,23.07988],[-102.7936,23.08135],[-102.79445,23.08292],[-102.79561,23.08508],[-102.79661,23.08693],[-102.79764,23.08885],[-102.79863,23.09069],[-102.79961,23.09251],[-102.80062,23.09441],[-102.80164,23.0963],[-102.80253,23.09794],[-102.80357,23.09986],[-102.80452,23.1017],[-102.80555,23.10359],[-102.80658,23.10548],[-102.80759,23.10745],[-102.80852,23.10914],[-102.80952,23.11096],[-102.81052,23.11271],[-102.8115,23.11451],[-102.81263,23.11662],[-102.81357,23.11838],[-102.81454,23.12019],[-102.81579,23.12252],[-102.81647,23.12375],[-102.81808,23.12563],[-102.81942,23.12719],[-102.82058,23.12855],[-102.82196,23.13014],[-102.82333,23.13171],[-102.82467,23.13326],[-102.82604,23.13486],[-102.82744,23.13647],[-102.82908,23.13837],[-102.83061,23.14014],[-102.83175,23.14147],[-102.83301,23.14293],[-102.83548,23.14588],[-102.83812,23.14894],[-102.83968,23.15075],[-102.84045,23.15165],[-102.84397,23.15581],[-102.8452,23.15727],[-102.84611,23.15835],[-102.84708,23.15951],[-102.84746,23.15993],[-102.84838,23.1596],[-102.84928,23.1592],[-102.85018,23.15885],[-102.85073,23.15858]]}}
Línea 115.0 kV | LineString | 115.0 kV | 1 |  |  | CFE |  |  |  |  | OpenStreetMap | {"type":"Feature","properties":{},"geometry":{"type":"LineString","coordinates":[[-102.69345,22.9796],[-102.69367,22.98011],[-102.69397,22.98085],[-102.69447,22.9821],[-102.69667,22.98174],[-102.69798,22.98152],[-102.70028,22.98115],[-102.70344,22.98062],[-102.70559,22.98027],[-102.70722,22.98],[-102.70908,22.97969],[-102.71086,22.97939],[-102.71261,22.97908],[-102.71444,22.97879],[-102.71624,22.9785],[-102.71796,22.97822],[-102.71971,22.97792],[-102.72287,22.97741],[-102.72375,22.9783],[-102.72489,22.97995],[-102.72605,22.98166],[-102.7272,22.98333],[-102.72836,22.98503],[-102.7295,22.9867],[-102.73066,22.98841],[-102.73183,22.99011],[-102.73253,22.99113],[-102.73335,22.99232],[-102.73444,22.99393],[-102.73484,22.99454],[-102.73593,22.99611],[-102.73724,22.99802],[-102.73817,22.99938],[-102.73933,23.00108],[-102.73983,23.00182],[-102.74046,23.00274],[-102.74163,23.00445],[-102.74277,23.00614],[-102.74386,23.00772],[-102.74445,23.00859],[-102.74535,23.00991],[-102.74622,23.01117],[-102.74729,23.01277],[-102.74828,23.01425],[-102.74932,23.01586],[-102.75037,23.01745],[-102.75151,23.01917],[-102.75259,23.02084],[-102.7537,23.02254],[-102.75483,23.02425],[-102.75597,23.02598],[-102.75709,23.0277],[-102.75822,23.02941],[-102.75933,23.03113],[-102.76044,23.03283],[-102.76157,23.03452],[-102.7627,23.03623],[-102.7638,23.03793],[-102.76517,23.04001],[-102.76625,23.04165],[-102.76736,23.04334],[-102.76847,23.04504],[-102.7696,23.04677],[-102.77065,23.04837],[-102.77182,23.05014],[-102.77292,23.05182],[-102.77398,23.05344],[-102.77504,23.05505],[-102.77611,23.05675],[-102.77719,23.05845],[-102.77824,23.06013],[-102.77934,23.06188],[-102.78038,23.06353],[-102.7815,23.06531],[-102.78259,23.06703],[-102.78362,23.06868],[-102.78576,23.07211],[-102.78647,23.07392],[-102.78714,23.07573],[-102.78789,23.07767],[-102.7886,23.07956],[-102.78933,23.0815],[-102.79003,23.0833],[-102.7907,23.08509],[-102.79141,23.08697],[-102.79209,23.08875],[-102.79283,23.09069],[-102.79351,23.09249],[-102.79424,23.09439],[-102.79492,23.09617],[-102.79562,23.09804],[-102.79633,23.09993],[-102.79702,23.10172],[-102.7977,23.1035],[-102.79836,23.10524],[-102.79902,23.10698],[-102.79967,23.10875],[-102.80038,23.11056],[-102.80111,23.11249],[-102.80185,23.11433],[-102.80444,23.11598],[-102.8062,23.11709],[-102.80845,23.11852],[-102.8115,23.12046],[-102.81463,23.12243],[-102.81646,23.12358],[-102.81829,23.12474],[-102.82005,23.12585],[-102.82167,23.12688],[-102.82384,23.12826],[-102.82492,23.12889],[-102.8274,23.13048],[-102.82917,23.13162],[-102.83094,23.13274],[-102.83271,23.13386],[-102.83465,23.13509],[-102.8363,23.13614],[-102.83823,23.13736],[-102.83902,23.13851],[-102.83982,23.13966],[-102.84068,23.14095],[-102.84127,23.14225],[-102.84205,23.14377],[-102.84286,23.1455],[-102.84369,23.14721],[-102.84457,23.14915],[-102.84522,23.15046],[-102.84563,23.15129],[-102.84651,23.15319],[-102.84744,23.15508],[-102.84827,23.15691],[-102.84912,23.15863]]}}
Línea 115.0 kV | LineString | 115.0 kV | 1 |  |  | CFE |  |  |  |  | OpenStreetMap | {"type":"Feature","properties":{},"geometry":{"type":"LineString","coordinates":[[-102.69328,22.97966],[-102.69354,22.98025],[-102.69272,22.98099],[-102.69197,22.9816],[-102.69129,22.98215],[-102.68922,22.9824],[-102.68743,22.98261],[-102.68557,22.98283],[-102.68332,22.98308],[-102.68139,22.98331],[-102.67948,22.98353],[-102.67749,22.98375],[-102.67559,22.98398],[-102.67343,22.98423],[-102.67154,22.98445],[-102.66967,22.98467],[-102.66791,22.98487],[-102.66595,22.9851],[-102.66404,22.98532],[-102.66305,22.98677],[-102.66228,22.9879],[-102.66104,22.98975],[-102.65999,22.99126],[-102.65902,22.99271],[-102.65801,22.99418],[-102.65698,22.99568],[-102.65596,22.99717],[-102.65496,22.99862],[-102.654,23.00002],[-102.65301,23.00144],[-102.65201,23.00294],[-102.65099,23.00443],[-102.64989,23.00602],[-102.649,23.00735],[-102.64891,23.00925],[-102.64886,23.01095],[-102.64879,23.01277],[-102.64873,23.01447],[-102.64867,23.01623],[-102.64862,23.01792],[-102.64856,23.01975],[-102.64851,23.02121],[-102.64845,23.02301],[-102.64808,23.02474],[-102.64771,23.02653],[-102.64733,23.02827],[-102.64697,23.02995],[-102.64661,23.03172],[-102.64624,23.03339],[-102.6459,23.03508],[-102.64551,23.03692],[-102.64523,23.03827],[-102.64517,23.04009],[-102.6451,23.04184],[-102.64505,23.04356],[-102.64501,23.04539],[-102.64493,23.04727],[-102.64489,23.0488],[-102.64484,23.05073],[-102.64478,23.05252],[-102.64471,23.05433],[-102.64467,23.05614],[-102.6446,23.05797],[-102.64455,23.05975],[-102.64448,23.06153],[-102.64444,23.06321],[-102.64439,23.06514],[-102.64433,23.0669],[-102.64427,23.06863],[-102.64424,23.07029],[-102.64417,23.07204],[-102.64411,23.07388],[-102.64406,23.07569],[-102.64401,23.07748],[-102.64393,23.07931],[-102.6439,23.08123],[-102.64382,23.08303],[-102.64378,23.08485],[-102.6437,23.08668],[-102.64367,23.0885],[-102.64363,23.08995],[-102.64356,23.09169],[-102.6435,23.09345],[-102.64344,23.09521],[-102.64339,23.09696],[-102.64437,23.0985],[-102.64543,23.10016],[-102.64649,23.10182],[-102.64755,23.10347],[-102.64857,23.10508],[-102.64962,23.1067],[-102.65062,23.10825],[-102.65156,23.10973],[-102.65229,23.11086],[-102.65329,23.11242],[-102.65434,23.11403],[-102.65535,23.11566],[-102.65642,23.11733],[-102.65748,23.11897],[-102.65853,23.12059],[-102.65958,23.12222],[-102.66058,23.12381],[-102.66137,23.12502],[-102.66224,23.12637],[-102.66321,23.1279],[-102.66416,23.12939],[-102.6649,23.1305],[-102.6659,23.13207],[-102.66684,23.13354],[-102.66759,23.13471],[-102.66862,23.1363],[-102.66961,23.13788],[-102.67063,23.13946],[-102.67171,23.14115],[-102.67276,23.1428],[-102.67456,23.14282],[-102.67638,23.14283],[-102.67814,23.14285],[-102.68002,23.14287],[-102.68205,23.14289],[-102.68397,23.1429],[-102.68584,23.14292],[-102.68767,23.14293],[-102.6895,23.14295],[-102.69143,23.14297],[-102.69338,23.14298],[-102.69338,23.14331]]}}
Línea 115.0 kV | LineString | 115.0 kV | 1 |  |  | CFE |  |  |  |  | OpenStreetMap | {"type":"Feature","properties":{},"geometry":{"type":"LineString","coordinates":[[-102.95988,23.47987],[-102.95989,23.48182],[-102.9599,23.48355],[-102.9599,23.48508],[-102.95992,23.48683],[-102.95993,23.48849],[-102.95991,23.49011],[-102.95991,23.49191],[-102.95991,23.49328],[-102.95989,23.49499],[-102.9599,23.49716],[-102.95991,23.49887],[-102.95996,23.5045],[-102.95998,23.50625],[-102.95998,23.50828],[-102.95998,23.51031],[-102.95998,23.51199],[-102.96,23.5138],[-102.95999,23.51559],[-102.96001,23.51739],[-102.96001,23.51912],[-102.95998,23.52093],[-102.95994,23.52247],[-102.96006,23.5246],[-102.96003,23.52635],[-102.96003,23.52809],[-102.96005,23.5301],[-102.96004,23.53136],[-102.96004,23.53264],[-102.96004,23.53329],[-102.96004,23.53509],[-102.96005,23.53685],[-102.96004,23.53851],[-102.96005,23.54013],[-102.96007,23.54524],[-102.96007,23.54641],[-102.96008,23.54784],[-102.96009,23.55014],[-102.9601,23.55181],[-102.96008,23.55359],[-102.96011,23.55532],[-102.96012,23.5569],[-102.96012,23.55862],[-102.96013,23.56043],[-102.96014,23.56223],[-102.96014,23.56407],[-102.96015,23.56578],[-102.96015,23.56748],[-102.96015,23.5692],[-102.96016,23.57092],[-102.96018,23.57263],[-102.96018,23.57435],[-102.96018,23.57617],[-102.9602,23.57932],[-102.96022,23.58318],[-102.96021,23.58475],[-102.96021,23.5865],[-102.96021,23.58824],[-102.96022,23.59005],[-102.96023,23.5918],[-102.96023,23.59345],[-102.96024,23.59519],[-102.96025,23.59677],[-102.96026,23.59849],[-102.96027,23.60014],[-102.96025,23.60182],[-102.96027,23.60354],[-102.96076,23.60555],[-102.96117,23.60723],[-102.96161,23.6089],[-102.96206,23.61071],[-102.96247,23.61241],[-102.96286,23.614],[-102.96327,23.61533],[-102.96376,23.61697],[-102.96424,23.61854],[-102.96467,23.61996],[-102.96518,23.62162],[-102.96573,23.62348],[-102.96889,23.63388],[-102.97,23.63754],[-102.9705,23.63924],[-102.97283,23.64695],[-102.97322,23.64822],[-102.97372,23.64986],[-102.97536,23.65532],[-102.97589,23.65701],[-102.97638,23.65863],[-102.97687,23.66031],[-102.97741,23.66207],[-102.97798,23.66392],[-102.97841,23.66537],[-102.97886,23.66684],[-102.97936,23.66848],[-102.9842,23.68453],[-102.98601,23.68643],[-102.99096,23.70271],[-102.99153,23.70461],[-102.992,23.70618],[-102.99303,23.70954],[-102.99405,23.71294],[-102.99542,23.71746],[-102.99642,23.72068],[-102.99694,23.72241],[-102.99752,23.72422],[-102.99795,23.72577],[-102.99868,23.72821],[-102.99923,23.72998],[-103.00089,23.73542],[-103.00243,23.74051],[-103.00302,23.74246],[-103.00401,23.74562],[-103.00559,23.75088],[-103.00653,23.75398],[-103.00705,23.75563],[-103.00875,23.76125],[-103.0098,23.76473],[-103.01033,23.76649],[-103.01085,23.76819],[-103.01247,23.7735],[-103.01406,23.77871],[-103.01508,23.7821],[-103.01603,23.78523],[-103.01701,23.78843],[-103.0175,23.79004],[-103.01797,23.79165],[-103.01848,23.79331],[-103.01889,23.79519],[-103.01926,23.79691],[-103.01954,23.79844],[-103.01904,23.79852]]}}
Línea 115.0 kV | LineString | 115.0 kV | 1 |  |  | CFE |  |  |  |  | OpenStreetMap | {"type":"Feature","properties":{},"geometry":{"type":"LineString","coordinates":[[-102.95774,23.47364],[-102.95869,23.4748],[-102.95876,23.4786],[-102.95879,23.48211],[-102.95881,23.48378],[-102.9588,23.4855],[-102.95881,23.48739],[-102.95883,23.48899],[-102.95878,23.49068],[-102.95879,23.49246],[-102.95879,23.49411],[-102.95879,23.4958],[-102.95879,23.49751],[-102.95878,23.49927],[-102.95883,23.50263],[-102.95881,23.51984],[-102.95885,23.525],[-102.95882,23.5267],[-102.95884,23.5284],[-102.95886,23.53011],[-102.95886,23.53179],[-102.95882,23.53332],[-102.95886,23.53506],[-102.95884,23.53682],[-102.95884,23.5385],[-102.95886,23.54026],[-102.95887,23.54193],[-102.95886,23.54364],[-102.95885,23.54533],[-102.95887,23.54702],[-102.95888,23.54881],[-102.9589,23.55047],[-102.95888,23.55218],[-102.95888,23.55389],[-102.95888,23.55557],[-102.95888,23.55735],[-102.95887,23.55907],[-102.95889,23.56253],[-102.9589,23.56592],[-102.95892,23.57277],[-102.95891,23.57445],[-102.95891,23.57619],[-102.95892,23.57789],[-102.95892,23.57959],[-102.95893,23.5847],[-102.95893,23.5864],[-102.95896,23.58815],[-102.95896,23.58986],[-102.95896,23.59159],[-102.95897,23.59333],[-102.95896,23.59506],[-102.95896,23.60428],[-102.96095,23.61091],[-102.96145,23.61258],[-102.96197,23.61427],[-102.96346,23.61915],[-102.96447,23.6225],[-102.96597,23.6274],[-102.96797,23.63393],[-102.97435,23.65507],[-102.97484,23.65671],[-102.97535,23.65834],[-102.97583,23.65998],[-102.97781,23.6665],[-102.9793,23.67142],[-102.98038,23.67491],[-102.98183,23.67972],[-102.9869,23.69642],[-102.98793,23.69977],[-102.99236,23.7144],[-102.99433,23.72085],[-102.9948,23.72237],[-102.99683,23.72912],[-103.00083,23.74229],[-103.00127,23.74374],[-103.00232,23.74713],[-103.00336,23.75056],[-103.00491,23.75569],[-103.00758,23.76442],[-103.0081,23.76615],[-103.00861,23.76788],[-103.01401,23.78571],[-103.01452,23.78732],[-103.01501,23.78895],[-103.0155,23.79055],[-103.016,23.7922],[-103.0165,23.79381],[-103.01714,23.79599],[-103.01743,23.79697],[-103.01856,23.79759],[-103.01932,23.79835],[-103.01901,23.79843]]}}
Línea 115.0 kV | LineString | 115.0 kV | 1 |  |  | CFE |  |  |  |  | OpenStreetMap | {"type":"Feature","properties":{},"geometry":{"type":"LineString","coordinates":[[-102.94651,23.45527],[-102.94291,23.45479],[-102.93756,23.45408],[-102.93616,23.4539],[-102.93427,23.45365],[-102.93306,23.45348],[-102.93119,23.45323],[-102.92925,23.45298],[-102.92739,23.45274],[-102.92552,23.45249],[-102.92364,23.45223],[-102.9218,23.45199],[-102.91972,23.45171],[-102.91796,23.45148],[-102.91616,23.45124],[-102.91433,23.451],[-102.9124,23.45074],[-102.9111,23.45057],[-102.90941,23.45036],[-102.90808,23.45015],[-102.90619,23.44991],[-102.90435,23.44967],[-102.90249,23.44942],[-102.90052,23.44916],[-102.89865,23.44891],[-102.8967,23.44865],[-102.89483,23.4484],[-102.89307,23.44817],[-102.89124,23.44793],[-102.88945,23.44769],[-102.88769,23.44746],[-102.88776,23.44664],[-102.88788,23.44641]]}}
Línea 115.0 kV | LineString | 115.0 kV | 1 |  |  | CFE |  |  |  |  | OpenStreetMap | {"type":"Feature","properties":{},"geometry":{"type":"LineString","coordinates":[[-102.95883,23.45495],[-102.95874,23.45494],[-102.95698,23.45476],[-102.9548,23.4545],[-102.95308,23.4543],[-102.95295,23.45429],[-102.95204,23.45418],[-102.95103,23.45406],[-102.94915,23.45386],[-102.94217,23.45307],[-102.93758,23.45256],[-102.93564,23.45233],[-102.93371,23.45211],[-102.93173,23.45189],[-102.9298,23.45166],[-102.92806,23.45146],[-102.92615,23.45124],[-102.92429,23.45103],[-102.9225,23.45082],[-102.92049,23.45059],[-102.91872,23.45038],[-102.91687,23.45017],[-102.91512,23.44997],[-102.91315,23.44975],[-102.91147,23.44956],[-102.90954,23.44934],[-102.90763,23.44912],[-102.90581,23.44891],[-102.904,23.4487],[-102.90217,23.44849],[-102.8996,23.4482],[-102.89752,23.44796],[-102.8959,23.44778],[-102.89431,23.4476],[-102.89272,23.44742],[-102.8911,23.44724],[-102.88952,23.44706],[-102.88792,23.44687],[-102.88798,23.44642]]}}
Línea 115.0 kV | LineString | 115.0 kV | 1 |  |  | CFE |  |  |  |  | OpenStreetMap | {"type":"Feature","properties":{},"geometry":{"type":"LineString","coordinates":[[-102.96872,23.17676],[-102.96926,23.17697],[-102.97129,23.17709],[-102.97322,23.17722],[-102.97503,23.17735],[-102.97693,23.17746],[-102.97881,23.17759],[-102.98071,23.17771],[-102.9826,23.17784],[-102.98485,23.17802],[-102.98678,23.17811],[-102.98929,23.1783],[-102.9903,23.17836],[-102.99212,23.17689],[-102.99396,23.17534],[-102.99583,23.17378],[-102.99725,23.17262],[-102.99857,23.17152],[-103.00018,23.17021],[-103.00188,23.16881],[-103.00324,23.16768],[-103.00449,23.16665],[-103.0063,23.16516],[-103.00769,23.16401],[-103.0092,23.16276],[-103.01077,23.16148],[-103.01215,23.16036],[-103.01361,23.15917],[-103.01577,23.15736],[-103.01679,23.15651],[-103.01792,23.1554],[-103.01932,23.15401],[-103.02095,23.15243],[-103.02247,23.15093],[-103.02346,23.15],[-103.02462,23.14908],[-103.02611,23.14792],[-103.02783,23.14654],[-103.02915,23.14549],[-103.03072,23.14425],[-103.03201,23.14324],[-103.03358,23.14199],[-103.03499,23.14088],[-103.03642,23.13974],[-103.03788,23.13858],[-103.0393,23.13747],[-103.04094,23.13618],[-103.04254,23.13493],[-103.044,23.13379],[-103.04538,23.13269],[-103.04694,23.1315],[-103.04903,23.12983],[-103.05078,23.12844],[-103.05222,23.1273],[-103.0538,23.12605],[-103.05535,23.12483],[-103.05682,23.12368],[-103.05845,23.12238],[-103.05993,23.12122],[-103.06147,23.12],[-103.0629,23.11888],[-103.06439,23.11772],[-103.06593,23.11649],[-103.06751,23.11523],[-103.06895,23.11411],[-103.07043,23.11295],[-103.07184,23.11185],[-103.07329,23.11069],[-103.07467,23.10961],[-103.07628,23.10833],[-103.07796,23.107],[-103.07946,23.1058],[-103.0808,23.10471],[-103.08226,23.10359],[-103.08381,23.10239],[-103.08524,23.10125],[-103.08681,23.09999],[-103.08845,23.09871],[-103.08974,23.09769],[-103.09092,23.09677],[-103.09218,23.09578],[-103.09386,23.09443],[-103.09536,23.09326],[-103.09683,23.0921],[-103.09824,23.09098],[-103.0997,23.08983],[-103.10113,23.08869],[-103.10249,23.08762],[-103.1038,23.08661],[-103.10523,23.08547],[-103.10666,23.08434],[-103.10808,23.08321],[-103.1095,23.08211],[-103.111,23.08093],[-103.11249,23.07967],[-103.11397,23.07847],[-103.11523,23.07743],[-103.11684,23.07613],[-103.11829,23.07493],[-103.11988,23.07364],[-103.1217,23.07214],[-103.12322,23.0709],[-103.12461,23.06975],[-103.12606,23.06856],[-103.12734,23.06751],[-103.1288,23.06632],[-103.13026,23.06512],[-103.13188,23.06379],[-103.13327,23.06265],[-103.13485,23.06135],[-103.13623,23.06021],[-103.13771,23.059],[-103.13923,23.05775],[-103.14073,23.05653],[-103.14226,23.05525],[-103.14368,23.0541],[-103.14509,23.05292],[-103.14651,23.05177],[-103.14805,23.05053],[-103.14951,23.04932],[-103.15097,23.04813],[-103.15232,23.04703],[-103.15345,23.04608],[-103.1552,23.04463],[-103.15662,23.04345],[-103.15808,23.04226],[-103.15979,23.04088],[-103.16116,23.03976],[-103.16262,23.03856],[-103.16404,23.03739],[-103.16535,23.03631],[-103.1668,23.03513],[-103.16816,23.03401],[-103.16961,23.0328],[-103.17108,23.03161],[-103.17263,23.03035],[-103.17411,23.02912],[-103.17557,23.02792],[-103.17698,23.02675],[-103.17849,23.0255],[-103.17987,23.02438],[-103.18129,23.02321],[-103.18272,23.022],[-103.18418,23.0208],[-103.1856,23.01963],[-103.18739,23.01816],[-103.18881,23.01699],[-103.19023,23.01583],[-103.19168,23.01465],[-103.19327,23.01334],[-103.19475,23.01217],[-103.19608,23.01108],[-103.19756,23.00987],[-103.19885,23.0088],[-103.20038,23.00755],[-103.20175,23.00642],[-103.20312,23.00524],[-103.20463,23.00401],[-103.20581,23.00303],[-103.20712,23.00196],[-103.2087,23.00066],[-103.21009,22.99952],[-103.21157,22.99832],[-103.21291,22.99721],[-103.21439,22.99599],[-103.21601,22.99466],[-103.2175,22.99343],[-103.2189,22.99229],[-103.22047,22.99099],[-103.22194,22.98978],[-103.22343,22.98855],[-103.2249,22.98734],[-103.22637,22.98615],[-103.22788,22.98489],[-103.22922,22.98383],[-103.23056,22.9827],[-103.23226,22.98191],[-103.2341,22.98106],[-103.23586,22.98023],[-103.23768,22.97938],[-103.23944,22.97857],[-103.24133,22.9777],[-103.2431,22.97687],[-103.24494,22.976],[-103.24669,22.97521],[-103.24868,22.97428],[-103.2503,22.97353],[-103.25208,22.97271],[-103.25372,22.97195],[-103.25546,22.97114],[-103.25726,22.97031],[-103.25876,22.96964],[-103.26059,22.96878],[-103.26223,22.96801],[-103.26332,22.96674],[-103.26426,22.96556],[-103.26544,22.96413],[-103.2667,22.9626],[-103.26787,22.96118],[-103.26926,22.95949],[-103.27031,22.95821],[-103.27143,22.95685],[-103.27244,22.95547],[-103.27346,22.95406],[-103.27425,22.95298],[-103.27526,22.9516],[-103.27636,22.95008],[-103.27717,22.94899],[-103.27851,22.94699],[-103.27936,22.9457],[-103.28061,22.94384],[-103.28127,22.94287],[-103.28194,22.94186],[-103.28261,22.94086],[-103.28334,22.93978],[-103.28474,22.93768],[-103.28607,22.93571],[-103.28672,22.93473],[-103.28778,22.93319],[-103.2887,22.93177],[-103.28963,22.93042],[-103.29045,22.92919],[-103.29125,22.92798],[-103.29252,22.92639],[-103.29433,22.92409],[-103.29548,22.92264],[-103.2963,22.9216],[-103.29814,22.91929],[-103.29904,22.91813],[-103.30051,22.91627],[-103.30118,22.91542],[-103.30193,22.91445],[-103.30369,22.91224],[-103.30505,22.91051],[-103.30562,22.90985],[-103.3071,22.90918],[-103.30887,22.90832],[-103.31074,22.90847],[-103.31251,22.9086],[-103.31424,22.90872],[-103.31574,22.90884],[-103.31767,22.90899],[-103.31957,22.90914],[-103.32194,22.90932],[-103.32325,22.90941],[-103.32515,22.90957],[-103.32734,22.90975],[-103.32901,22.90984],[-103.3312,22.90999],[-103.33314,22.91015],[-103.33523,22.91031],[-103.33737,22.91047],[-103.33927,22.91062],[-103.34117,22.91077],[-103.34276,22.91089],[-103.3444,22.91105],[-103.34722,22.91123],[-103.34886,22.90965],[-103.35444,22.90429],[-103.3556,22.90318],[-103.35745,22.90139],[-103.35854,22.90033],[-103.36005,22.89895],[-103.3614,22.89759],[-103.36266,22.89634],[-103.36413,22.89495],[-103.3654,22.89369],[-103.36778,22.89143],[-103.36933,22.88994],[-103.37084,22.88848],[-103.37321,22.88618],[-103.37326,22.88443],[-103.37335,22.88123],[-103.3734,22.8798],[-103.37348,22.87756],[-103.37352,22.87557],[-103.37357,22.87402],[-103.37363,22.8722],[-103.37368,22.87066],[-103.37373,22.86912],[-103.37378,22.86754],[-103.37388,22.86508],[-103.37726,22.86286],[-103.37923,22.86159],[-103.38336,22.85901],[-103.38451,22.85817],[-103.38812,22.85582],[-103.38967,22.85481],[-103.39125,22.8538],[-103.39264,22.85289],[-103.39437,22.85175],[-103.39709,22.85],[-103.39949,22.84846],[-103.4011,22.8466],[-103.40237,22.84518],[-103.40433,22.84295],[-103.40557,22.84157],[-103.40706,22.83989],[-103.4079,22.83893],[-103.40888,22.83781],[-103.41015,22.8364],[-103.41133,22.83508],[-103.41344,22.83437],[-103.41595,22.83353],[-103.41797,22.83288],[-103.42,22.83221],[-103.42217,22.8315],[-103.42435,22.83078],[-103.42647,22.83008],[-103.42815,22.82952],[-103.42983,22.82895],[-103.43161,22.82837],[-103.4331,22.82789],[-103.43494,22.82729],[-103.43669,22.82671],[-103.43854,22.8261],[-103.43979,22.82569],[-103.44158,22.82509],[-103.44335,22.82452],[-103.44517,22.82393],[-103.44714,22.82329],[-103.44886,22.82257],[-103.45053,22.82186],[-103.45248,22.82107],[-103.45425,22.82029],[-103.45614,22.81949],[-103.45802,22.8187],[-103.45988,22.81791],[-103.46163,22.81717],[-103.46352,22.81639],[-103.46534,22.81562],[-103.4671,22.81487],[-103.46886,22.8141],[-103.47074,22.81333],[-103.47257,22.81256],[-103.47445,22.81177],[-103.4762,22.81104],[-103.47794,22.8103],[-103.47987,22.80949],[-103.48154,22.80879],[-103.48321,22.80809],[-103.48507,22.80731],[-103.4869,22.80653],[-103.48873,22.80575],[-103.49053,22.80499],[-103.49219,22.80429],[-103.49382,22.8036],[-103.49573,22.80281],[-103.49759,22.80201],[-103.4995,22.80118],[-103.50108,22.8005],[-103.50291,22.7997],[-103.50468,22.79895],[-103.50674,22.79806],[-103.50871,22.79722],[-103.51057,22.79643],[-103.51235,22.79566],[-103.51414,22.79489],[-103.51586,22.79417],[-103.51599,22.79441]]}}
Línea 115.0 kV | LineString | 115.0 kV | 2 |  |  | CFE |  |  |  |  | OpenStreetMap | {"type":"Feature","properties":{},"geometry":{"type":"LineString","coordinates":[[-102.96872,23.17676],[-102.96872,23.17563],[-102.96871,23.1745],[-102.9687,23.17336],[-102.96888,23.17223],[-102.96894,23.1716]]}}
Línea 115.0 kV | LineString | 115.0 kV | 1 |  |  | CFE |  |  |  |  | OpenStreetMap | {"type":"Feature","properties":{},"geometry":{"type":"LineString","coordinates":[[-102.92987,23.17423],[-102.9302,23.17441],[-102.9315,23.17448],[-102.93354,23.17461],[-102.93553,23.17474],[-102.93751,23.17487],[-102.93945,23.175],[-102.94142,23.17513],[-102.94335,23.17527],[-102.94536,23.17541],[-102.94732,23.17553],[-102.94926,23.17565],[-102.95126,23.17578],[-102.95323,23.17591],[-102.95527,23.17604],[-102.95726,23.17617],[-102.95929,23.17631],[-102.96125,23.17644],[-102.96731,23.17684],[-102.96872,23.17676]]}}
Línea 115.0 kV | LineString | 115.0 kV | 1 |  |  | CFE |  |  |  |  | OpenStreetMap | {"type":"Feature","properties":{},"geometry":{"type":"LineString","coordinates":[[-104.59486,24.07987],[-104.5938,24.07911],[-104.59289,24.07845],[-104.59208,24.07784],[-104.59116,24.0772],[-104.59018,24.07643],[-104.58902,24.07557],[-104.58785,24.07473],[-104.58645,24.07405],[-104.58537,24.07326],[-104.58429,24.07248],[-104.58323,24.07172],[-104.58272,24.07033],[-104.58214,24.06874],[-104.58156,24.06717],[-104.581,24.06562],[-104.58039,24.06399],[-104.57983,24.06245],[-104.57942,24.06134],[-104.57886,24.05981],[-104.5783,24.05826],[-104.57771,24.05664],[-104.57707,24.05493],[-104.57654,24.05347],[-104.57595,24.05185],[-104.57536,24.05022],[-104.57474,24.04856],[-104.57416,24.04696],[-104.57361,24.04546],[-104.57297,24.04372],[-104.57238,24.04209],[-104.57186,24.04068],[-104.57128,24.03909],[-104.57072,24.03756],[-104.57015,24.03602],[-104.56972,24.03482],[-104.5691,24.03315],[-104.56862,24.03182],[-104.5683,24.03098],[-104.56764,24.02917],[-104.56732,24.02831],[-104.5655,24.0281],[-104.56354,24.02788],[-104.56164,24.02766],[-104.55983,24.02746],[-104.55798,24.02725],[-104.55595,24.02703],[-104.55413,24.02681],[-104.55234,24.0266],[-104.55047,24.02639],[-104.54687,24.02597],[-104.54326,24.02557],[-104.54141,24.02537],[-104.53954,24.02515],[-104.53781,24.02494],[-104.53596,24.02472],[-104.53409,24.02451],[-104.53234,24.02432],[-104.53078,24.02415],[-104.52902,24.02395],[-104.52756,24.02378],[-104.5257,24.02357],[-104.52385,24.02338],[-104.522,24.02315],[-104.51974,24.02279],[-104.51857,24.02276],[-104.51624,24.02248],[-104.51569,24.02242],[-104.51499,24.02234],[-104.51313,24.02212],[-104.51128,24.02193],[-104.50937,24.0217],[-104.50748,24.02148],[-104.50387,24.02108],[-104.50202,24.02086],[-104.50017,24.02065],[-104.49714,24.02031],[-104.49537,24.0201],[-104.49352,24.01989],[-104.49167,24.01968],[-104.48991,24.01948],[-104.48825,24.01929],[-104.48697,24.01915],[-104.48484,24.0189],[-104.48293,24.01868],[-104.48128,24.01849],[-104.47762,24.01813],[-104.47576,24.01794],[-104.47391,24.01775],[-104.47195,24.01756],[-104.4701,24.01737],[-104.46844,24.01721],[-104.46668,24.01704],[-104.46483,24.01685],[-104.46306,24.01667],[-104.46126,24.01649],[-104.45946,24.01633],[-104.45759,24.01612],[-104.45574,24.01594],[-104.45398,24.01576],[-104.45281,24.01564],[-104.45154,24.01552],[-104.44973,24.01533],[-104.44781,24.01515],[-104.44598,24.01498],[-104.44474,24.01379],[-104.44286,24.01206],[-104.44099,24.01033],[-104.43974,24.00918],[-104.43863,24.00815],[-104.43747,24.00716],[-104.43578,24.00732],[-104.43401,24.00748],[-104.43215,24.00766],[-104.42845,24.00803],[-104.42659,24.00821],[-104.42482,24.00838],[-104.42297,24.00856],[-104.42131,24.00873],[-104.41946,24.0089],[-104.4176,24.00909],[-104.41623,24.00922],[-104.41516,24.00933],[-104.41331,24.00951],[-104.41125,24.00972],[-104.40949,24.00988],[-104.40784,24.01005],[-104.40579,24.01025],[-104.40442,24.01039],[-104.40082,24.01075],[-104.39786,24.01105],[-104.39295,24.01151],[-104.39053,24.00972],[-104.38815,24.00808],[-104.38618,24.0066],[-104.38494,24.00508],[-104.38389,24.00378],[-104.38259,24.0022],[-104.38157,24.00098],[-104.38051,23.99968],[-104.37935,23.99827],[-104.37838,23.99709],[-104.37737,23.99586],[-104.37631,23.99458],[-104.37541,23.99349],[-104.37411,23.9919],[-104.37328,23.9909],[-104.37222,23.9896],[-104.37115,23.98831],[-104.37008,23.98701],[-104.36901,23.98572],[-104.36795,23.98442],[-104.36694,23.98319],[-104.36593,23.98197],[-104.36428,23.97995],[-104.36345,23.97894],[-104.36238,23.97765],[-104.36131,23.97635],[-104.36018,23.97498],[-104.35907,23.97361],[-104.35792,23.97221],[-104.35672,23.97077],[-104.35552,23.96929],[-104.35434,23.96785],[-104.35321,23.96649],[-104.35209,23.96514],[-104.35158,23.96355],[-104.35123,23.96243],[-104.35075,23.96097],[-104.35034,23.95966],[-104.35028,23.95949],[-104.3496,23.95732],[-104.34906,23.95567],[-104.34859,23.95421],[-104.34795,23.95222],[-104.34686,23.94885],[-104.34487,23.94261],[-104.34353,23.93876],[-104.34249,23.9354],[-104.34146,23.93216],[-104.33996,23.92741],[-104.33902,23.92455],[-104.33785,23.92069],[-104.33798,23.91856],[-104.33804,23.91711],[-104.33809,23.91576],[-104.33815,23.91431],[-104.33827,23.91152],[-104.33838,23.909],[-104.33795,23.90668],[-104.33765,23.90517],[-104.33691,23.90126],[-104.33639,23.89851],[-104.33572,23.89493],[-104.33438,23.89422],[-104.33313,23.89352],[-104.33067,23.89218],[-104.32906,23.89131],[-104.32747,23.89042],[-104.32586,23.88955],[-104.32418,23.88863],[-104.32265,23.8878],[-104.32138,23.88711],[-104.32012,23.88642],[-104.31809,23.88532],[-104.31684,23.88463],[-104.31583,23.88408],[-104.31481,23.88351],[-104.30851,23.88149],[-104.30405,23.88006],[-104.30237,23.87952],[-104.30107,23.87911],[-104.29939,23.87856],[-104.29784,23.87806],[-104.29613,23.87752],[-104.29432,23.87694],[-104.29248,23.87633],[-104.29081,23.8758],[-104.28933,23.87532],[-104.28748,23.87473],[-104.28591,23.87422],[-104.28432,23.87372],[-104.28265,23.87318],[-104.28098,23.87264],[-104.27913,23.87205],[-104.27617,23.87109],[-104.27375,23.87032],[-104.27144,23.86957],[-104.26977,23.86903],[-104.26847,23.86861],[-104.26595,23.8678],[-104.26546,23.86599],[-104.26512,23.86468],[-104.26477,23.86337],[-104.26442,23.86206],[-104.26404,23.86065],[-104.2636,23.85899],[-104.26329,23.8578],[-104.26297,23.85662],[-104.26272,23.85565],[-104.26236,23.85424],[-104.26198,23.85284],[-104.26154,23.85118],[-104.26115,23.84968],[-104.26078,23.84828],[-104.26031,23.84652],[-104.25987,23.84486],[-104.25946,23.84337],[-104.25908,23.84188],[-104.25873,23.84058],[-104.25588,23.84023],[-104.25357,23.83994],[-104.25154,23.83949],[-104.25019,23.8392],[-104.24874,23.83891],[-104.24703,23.83858],[-104.24539,23.8383],[-104.24506,23.83825],[-104.24355,23.83798],[-104.24219,23.83775],[-104.24076,23.8375],[-104.23921,23.83724],[-104.23758,23.83696],[-104.23602,23.83667],[-104.23419,23.83637],[-104.23271,23.83612],[-104.23103,23.83583],[-104.22898,23.83548],[-104.22664,23.83576],[-104.22485,23.83595],[-104.2232,23.83615],[-104.22136,23.83637],[-104.2197,23.83657],[-104.21786,23.83679],[-104.216,23.83701],[-104.21473,23.83716],[-104.21298,23.83737],[-104.21113,23.8376],[-104.20938,23.83781],[-104.20763,23.83801],[-104.20588,23.83822],[-104.20403,23.83845],[-104.20237,23.83864],[-104.20062,23.83885],[-104.19905,23.83904],[-104.19711,23.83929],[-104.19538,23.83948],[-104.19362,23.83969],[-104.19177,23.83991],[-104.19021,23.84009],[-104.18856,23.84028],[-104.18681,23.84051],[-104.18526,23.84068],[-104.18444,23.84034],[-104.18131,23.83906],[-104.1797,23.8384],[-104.17621,23.83696],[-104.17451,23.83625],[-104.1731,23.83567],[-104.17118,23.83488],[-104.17007,23.83443],[-104.16851,23.83378],[-104.16681,23.83308],[-104.16528,23.83245],[-104.1635,23.83171],[-104.16188,23.83105],[-104.16018,23.83035],[-104.15866,23.82972],[-104.15561,23.82847],[-104.15318,23.82865],[-104.15101,23.82696],[-104.14967,23.82591],[-104.14824,23.8248],[-104.1469,23.82374],[-104.14585,23.82293],[-104.1445,23.82188],[-104.14309,23.82077],[-104.14174,23.81972],[-104.14047,23.81873],[-104.13904,23.81762],[-104.13762,23.81651],[-104.13635,23.81551],[-104.13494,23.81441],[-104.13351,23.81329],[-104.13209,23.81219],[-104.12985,23.81044],[-104.12843,23.80932],[-104.12708,23.80828],[-104.12573,23.80722],[-104.12446,23.80623],[-104.12296,23.80506],[-104.12162,23.80401],[-104.12042,23.80307],[-104.11922,23.80214],[-104.11788,23.80109],[-104.11645,23.79996],[-104.1153,23.79907],[-104.11428,23.79828],[-104.11286,23.79718],[-104.1104,23.79525],[-104.10905,23.79419],[-104.10652,23.79221],[-104.10532,23.79127],[-104.10427,23.79046],[-104.10289,23.78938],[-104.10165,23.78841],[-104.10031,23.78737],[-104.09889,23.78625],[-104.09754,23.7852],[-104.09605,23.78403],[-104.09455,23.78286],[-104.0932,23.78181],[-104.09208,23.78094],[-104.09074,23.77988],[-104.08939,23.77884],[-104.08798,23.77772],[-104.08521,23.77556],[-104.08393,23.77457],[-104.08255,23.77353],[-104.08124,23.77247],[-104.07981,23.77135],[-104.07826,23.77013],[-104.07721,23.76931],[-104.07653,23.76879],[-104.07525,23.76778],[-104.07392,23.76674],[-104.0725,23.76562],[-104.07152,23.76487],[-104.07011,23.76372],[-104.06875,23.76267],[-104.06764,23.7618],[-104.06622,23.76067],[-104.06494,23.75969],[-104.06376,23.75876],[-104.06234,23.75765],[-104.06113,23.75672],[-104.06013,23.75592],[-104.05909,23.75511],[-104.05798,23.7549],[-104.05675,23.75466],[-104.05511,23.75397],[-104.0535,23.75331],[-104.05208,23.7527],[-104.05065,23.75211],[-104.04895,23.75139],[-104.04716,23.75064],[-104.04546,23.74993],[-104.04386,23.74925],[-104.04228,23.74859],[-104.04066,23.74791],[-104.03806,23.74682],[-104.03653,23.74618],[-104.03475,23.74543],[-104.03298,23.74468],[-104.03119,23.74393],[-104.02983,23.74338],[-104.02851,23.74281],[-104.02708,23.74221],[-104.02529,23.74146],[-104.02352,23.74071],[-104.02177,23.73998],[-104.02028,23.73935],[-104.01831,23.73852],[-104.01706,23.738],[-104.01555,23.73736],[-104.01386,23.73665],[-104.0128,23.73621],[-104.0115,23.73566],[-104.0093,23.73473],[-104.0082,23.73427],[-104.00653,23.73359],[-104.00543,23.73203],[-104.00439,23.73056],[-104.00366,23.72951],[-104.00256,23.72795],[-104.00147,23.7264],[-104.00067,23.72527],[-103.99979,23.72402],[-103.99879,23.72261],[-103.99763,23.72095],[-103.99676,23.71971],[-103.99604,23.71868],[-103.99561,23.71807],[-103.99472,23.7168],[-103.99449,23.71648],[-103.99501,23.71619],[-103.99455,23.71557],[-103.99495,23.71538],[-103.99484,23.71523]]}}
Línea 115.0 kV | LineString | 115.0 kV | 1 |  |  | CFE |  |  |  |  | OpenStreetMap | {"type":"Feature","properties":{},"geometry":{"type":"LineString","coordinates":[[-104.40214,24.01238],[-104.40208,24.01239],[-104.3992,24.01264],[-104.3967,24.0129],[-104.39298,24.01278],[-104.39074,24.01196],[-104.38822,24.01104],[-104.38646,24.0089],[-104.38484,24.00697],[-104.3836,24.00548],[-104.38189,24.00343],[-104.38075,24.00205],[-104.37974,24.00085],[-104.37839,23.99923],[-104.37746,23.99812],[-104.3765,23.99698],[-104.37536,23.99563],[-104.37362,23.99357],[-104.37223,23.99197],[-104.37068,23.99013],[-104.3691,23.98827],[-104.36768,23.9866],[-104.36618,23.98483],[-104.36441,23.98275],[-104.36223,23.98016],[-104.36103,23.97876],[-104.35945,23.9769],[-104.35788,23.97505],[-104.35627,23.97315],[-104.35446,23.97102],[-104.35296,23.96925],[-104.35153,23.96756],[-104.35018,23.96599],[-104.34979,23.96473],[-104.34915,23.96274],[-104.3488,23.96171],[-104.34839,23.9604],[-104.3483,23.9601],[-104.34755,23.95779],[-104.34682,23.95577],[-104.34611,23.95353],[-104.34498,23.94999],[-104.34462,23.94894],[-104.34325,23.94459],[-104.34262,23.94268],[-104.34172,23.93988],[-104.34086,23.93708],[-104.34039,23.93568],[-104.33939,23.93265],[-104.33841,23.92945],[-104.33789,23.92788],[-104.33689,23.92458],[-104.33619,23.92242],[-104.33558,23.9205],[-104.33498,23.91857],[-104.33434,23.91656],[-104.33369,23.91453],[-104.33308,23.91261],[-104.33206,23.90942],[-104.33136,23.9073],[-104.33062,23.90496],[-104.32998,23.90294],[-104.32861,23.89868],[-104.32817,23.89732],[-104.32643,23.89607],[-104.32448,23.89469],[-104.32261,23.89334],[-104.32052,23.89184],[-104.31837,23.89029],[-104.3162,23.88873],[-104.31403,23.88717],[-104.31175,23.88554],[-104.30946,23.88492],[-104.30727,23.88433],[-104.3051,23.88375],[-104.30303,23.88319],[-104.30067,23.88256],[-104.29871,23.88204],[-104.29559,23.88121],[-104.29342,23.88063],[-104.29117,23.88003],[-104.28858,23.87933],[-104.28604,23.87866],[-104.28356,23.878],[-104.28101,23.87731],[-104.27857,23.87666],[-104.27575,23.8759],[-104.2731,23.87421],[-104.27123,23.87303],[-104.26914,23.8717],[-104.2657,23.86953],[-104.26331,23.86798],[-104.26127,23.86668],[-104.25893,23.86519],[-104.25677,23.86382],[-104.25572,23.86315],[-104.25448,23.86237],[-104.25256,23.86114],[-104.25029,23.85969],[-104.24813,23.85832],[-104.2464,23.85721],[-104.24401,23.85569],[-104.24204,23.85444],[-104.23776,23.85302],[-104.2375,23.85294],[-104.23477,23.85204],[-104.23097,23.85078],[-104.22826,23.84989],[-104.22593,23.84912],[-104.22348,23.84827],[-104.22137,23.84761],[-104.21965,23.84705],[-104.21838,23.84663],[-104.21673,23.84681],[-104.21525,23.84639],[-104.21382,23.84597],[-104.21158,23.84581],[-104.20953,23.84567],[-104.20728,23.84551],[-104.20483,23.84533],[-104.20219,23.84514],[-104.19975,23.84497],[-104.19739,23.8448],[-104.19514,23.84465],[-104.19268,23.84448],[-104.19183,23.84418],[-104.1906,23.84368],[-104.18861,23.84287],[-104.18548,23.8416],[-104.18366,23.84086],[-104.18172,23.84007],[-104.1791,23.83901],[-104.17656,23.83798],[-104.17422,23.83703],[-104.17179,23.83605],[-104.1693,23.83505],[-104.16692,23.83408],[-104.1651,23.83335],[-104.16257,23.83233],[-104.16016,23.83135],[-104.15807,23.83051],[-104.15546,23.82945],[-104.15229,23.82735],[-104.15012,23.82567],[-104.1481,23.8241],[-104.1461,23.82253],[-104.14399,23.82089],[-104.14202,23.81936],[-104.13994,23.81774],[-104.13799,23.81621],[-104.13604,23.81469],[-104.13393,23.81305],[-104.13191,23.81148],[-104.12988,23.8099],[-104.12793,23.80839],[-104.12585,23.80674],[-104.12382,23.80516],[-104.12165,23.80348],[-104.11964,23.80191],[-104.11762,23.80034],[-104.11552,23.79869],[-104.11348,23.79711],[-104.11136,23.79546],[-104.1095,23.79401],[-104.10739,23.79235],[-104.10528,23.79071],[-104.10339,23.78923],[-104.10131,23.7876],[-104.09921,23.78597],[-104.09713,23.78434],[-104.09535,23.78295],[-104.0934,23.78143],[-104.09132,23.77981],[-104.08923,23.77818],[-104.08731,23.77667],[-104.08545,23.77522],[-104.08339,23.77365],[-104.08165,23.77225],[-104.07959,23.77062],[-104.07781,23.76926],[-104.07574,23.76763],[-104.0737,23.76604],[-104.07169,23.76446],[-104.06967,23.76286],[-104.06762,23.76126],[-104.06554,23.75964],[-104.06353,23.75805],[-104.06151,23.75648],[-104.05936,23.7548],[-104.05685,23.75375],[-104.05429,23.75266],[-104.05174,23.7516],[-104.0493,23.75057],[-104.04703,23.74962],[-104.04454,23.74855],[-104.0422,23.74757],[-104.04022,23.74674],[-104.03778,23.74572],[-104.03531,23.74468],[-104.03285,23.74365],[-104.03024,23.74255],[-104.0279,23.74156],[-104.02559,23.7406],[-104.02317,23.73958],[-104.02086,23.7386],[-104.01844,23.73759],[-104.01594,23.73655],[-104.01371,23.7356],[-104.01148,23.73464],[-104.00912,23.73366],[-104.0072,23.73287],[-104.00565,23.73067],[-104.0043,23.72876],[-104.00296,23.72685],[-104.00162,23.72496],[-104.00016,23.72289],[-103.99881,23.72095],[-103.99752,23.71913],[-103.99611,23.71715],[-103.9954,23.71615],[-103.99493,23.71518]]}}
Línea 115.0 kV | LineString | 115.0 kV | 1 |  |  | CFE |  |  |  |  | OpenStreetMap | {"type":"Feature","properties":{},"geometry":{"type":"LineString","coordinates":[[-104.35034,23.95946],[-104.35028,23.95949],[-104.34864,23.96028],[-104.34839,23.9604],[-104.34832,23.96044]]}}
Línea 115.0 kV | LineString | 115.0 kV | 1 |  |  | CFE |  |  |  |  | OpenStreetMap | {"type":"Feature","properties":{},"geometry":{"type":"LineString","coordinates":[[-104.40207,24.01232],[-104.40208,24.01239],[-104.40213,24.01265]]}}
Línea 115.0 kV | LineString | 115.0 kV | 1 |  |  | CFE |  |  |  |  | OpenStreetMap | {"type":"Feature","properties":{},"geometry":{"type":"LineString","coordinates":[[-104.40222,24.01231],[-104.40223,24.01237],[-104.40225,24.01264]]}}
Línea 115.0 kV | LineString | 115.0 kV | 1 |  |  | CFE |  |  |  |  | OpenStreetMap | {"type":"Feature","properties":{},"geometry":{"type":"LineString","coordinates":[[-104.56007,24.11078],[-104.5599,24.11056]]}}
Línea 115.0 kV | LineString | 115.0 kV | 2 |  |  | CFE |  |  |  |  | OpenStreetMap | {"type":"Feature","properties":{},"geometry":{"type":"LineString","coordinates":[[-104.59486,24.07987],[-104.59392,24.08052],[-104.59311,24.08109],[-104.59229,24.08166],[-104.59149,24.08223],[-104.59067,24.0828],[-104.58986,24.08336],[-104.58906,24.08392],[-104.58824,24.0845],[-104.58743,24.08506],[-104.58661,24.08564],[-104.5858,24.0862],[-104.58511,24.08669],[-104.58443,24.08717],[-104.58378,24.08762],[-104.58283,24.08829],[-104.58164,24.08922],[-104.58058,24.09026],[-104.57999,24.09095],[-104.57928,24.09179],[-104.57892,24.09221],[-104.57855,24.09265],[-104.57818,24.09308],[-104.57789,24.09341],[-104.57707,24.09435],[-104.57641,24.09515],[-104.57563,24.09606],[-104.57528,24.09646],[-104.57469,24.09715],[-104.57393,24.09803],[-104.57344,24.09866],[-104.57283,24.09941],[-104.57221,24.10009],[-104.5716,24.10079],[-104.57096,24.10154],[-104.57035,24.10225],[-104.56975,24.10294],[-104.56917,24.10362],[-104.56857,24.10433],[-104.56789,24.10513],[-104.56723,24.10594],[-104.56667,24.10662],[-104.56619,24.1072],[-104.56553,24.10793],[-104.56489,24.10868],[-104.56422,24.10938],[-104.56358,24.11013],[-104.56295,24.11087],[-104.56234,24.11156],[-104.56167,24.11235],[-104.56105,24.11174],[-104.56042,24.11111],[-104.5602,24.11084]]}}
Línea 115.0 kV | LineString | 115.0 kV | 1 |  |  | CFE |  |  |  |  | OpenStreetMap | {"type":"Feature","properties":{},"geometry":{"type":"LineString","coordinates":[[-104.60505,24.07632],[-104.60452,24.07594],[-104.604,24.07659],[-104.60288,24.07798],[-104.60172,24.07944],[-104.60071,24.08066],[-104.59816,24.08072],[-104.59576,24.08076],[-104.59486,24.07987]]}}
Línea 115.0 kV | LineString | 115.0 kV | 1 |  |  | CFE |  |  |  |  | OpenStreetMap | {"type":"Feature","properties":{},"geometry":{"type":"LineString","coordinates":[[-104.50885,24.02076],[-104.50888,24.0212],[-104.50734,24.02102],[-104.50555,24.0208],[-104.50304,24.02051],[-104.50053,24.02021],[-104.49801,24.01991],[-104.49537,24.0196],[-104.49313,24.01934],[-104.49066,24.01904],[-104.48814,24.01876],[-104.4857,24.01846],[-104.48348,24.0182],[-104.48134,24.01794],[-104.4792,24.01769],[-104.47696,24.01742],[-104.47452,24.01713],[-104.47209,24.01685],[-104.46976,24.01657],[-104.46852,24.01643],[-104.46731,24.01628],[-104.4649,24.01599],[-104.46246,24.01571],[-104.45992,24.01541],[-104.45746,24.01511],[-104.45516,24.01484],[-104.45271,24.01455],[-104.45025,24.01426],[-104.44803,24.01399],[-104.44577,24.01372],[-104.44323,24.01342],[-104.44091,24.01314],[-104.43965,24.013],[-104.43837,24.01284],[-104.43711,24.0127],[-104.43577,24.01254],[-104.43362,24.01228],[-104.43147,24.01202],[-104.42934,24.01178],[-104.42701,24.0115],[-104.42569,24.01134],[-104.42439,24.01119],[-104.42272,24.01099],[-104.4205,24.01073],[-104.4193,24.01085],[-104.41808,24.01094],[-104.41574,24.01115],[-104.41409,24.01131],[-104.4126,24.01144],[-104.40957,24.01171],[-104.40725,24.01192],[-104.40617,24.01202],[-104.40442,24.01217],[-104.40223,24.01237],[-104.40214,24.01238]]}}
Línea 115.0 kV | LineString | 115.0 kV | 1 |  |  | CFE |  |  |  |  | OpenStreetMap | {"type":"Feature","properties":{},"geometry":{"type":"LineString","coordinates":[[-104.50885,24.02076],[-104.50893,24.02121],[-104.5105,24.0214],[-104.51281,24.02167],[-104.51412,24.02182],[-104.5153,24.02195],[-104.51667,24.02212],[-104.51799,24.02227],[-104.5198,24.02247],[-104.52082,24.0226],[-104.52324,24.02288],[-104.52566,24.02317],[-104.52709,24.02333],[-104.52838,24.02348],[-104.53092,24.02378],[-104.53363,24.02409],[-104.53608,24.02438],[-104.53851,24.02466],[-104.54093,24.02494],[-104.54343,24.02524],[-104.54575,24.02551],[-104.54829,24.02581],[-104.55074,24.02609],[-104.5531,24.02637],[-104.55547,24.02665],[-104.55787,24.02693],[-104.56043,24.02722],[-104.56152,24.02735],[-104.56267,24.02749],[-104.56371,24.0276],[-104.56474,24.02772],[-104.56713,24.028],[-104.56936,24.02826],[-104.57191,24.02856],[-104.57567,24.02899],[-104.577,24.02915],[-104.57964,24.02946],[-104.58186,24.02971],[-104.58334,24.02988],[-104.5845,24.03002],[-104.58693,24.0303],[-104.58945,24.03059],[-104.59056,24.03071],[-104.59198,24.03088],[-104.59459,24.03119],[-104.59689,24.03145],[-104.59944,24.03175],[-104.6021,24.03205],[-104.60465,24.03236],[-104.60705,24.03263],[-104.60838,24.03279],[-104.61001,24.03297],[-104.61217,24.03322],[-104.61455,24.03349],[-104.61667,24.03373],[-104.61785,24.03388],[-104.61917,24.03403],[-104.6205,24.03418],[-104.62193,24.03434],[-104.62372,24.03453],[-104.62438,24.03462],[-104.62444,24.03419],[-104.62446,24.03406],[-104.62524,24.03415],[-104.62597,24.03424],[-104.62686,24.03434],[-104.62784,24.03446],[-104.62864,24.03456],[-104.62928,24.03464],[-104.62998,24.03473],[-104.63002,24.03488],[-104.6301,24.03516],[-104.63027,24.03579],[-104.63045,24.03641],[-104.6306,24.03697],[-104.63079,24.03751],[-104.63122,24.03811],[-104.63153,24.03812],[-104.6316,24.03835]]}}
Línea 115.0 kV | LineString | 115.0 kV | 2 |  |  | CFE |  |  |  |  | OpenStreetMap | {"type":"Feature","properties":{},"geometry":{"type":"LineString","coordinates":[[-104.56899,23.9663],[-104.56851,23.96683],[-104.56618,23.96774]]}}
Línea 115.0 kV | LineString | 115.0 kV | 1 |  |  | CFE |  |  |  |  | OpenStreetMap | {"type":"Feature","properties":{},"geometry":{"type":"LineString","coordinates":[[-103.28034,24.09088],[-103.28026,24.09093],[-103.27989,24.09116]]}}
Línea 115.0 kV | LineString | 115.0 kV | 1 |  |  | CFE |  |  |  |  | OpenStreetMap | {"type":"Feature","properties":{},"geometry":{"type":"LineString","coordinates":[[-103.28046,24.09105],[-103.28037,24.09108],[-103.27995,24.09125]]}}
Línea 115.0 kV | LineString | 115.0 kV | 1 |  |  | CFE |  |  |  |  | OpenStreetMap | {"type":"Feature","properties":{},"geometry":{"type":"LineString","coordinates":[[-103.07209,23.8568],[-103.07309,23.85778],[-103.07502,23.85969],[-103.07692,23.86155],[-103.07877,23.86336],[-103.08071,23.86527],[-103.08223,23.86678],[-103.08368,23.8682],[-103.08746,23.8719],[-103.09307,23.87741],[-103.09811,23.8804],[-103.10015,23.88161],[-103.11384,23.88968],[-103.11604,23.89097],[-103.12058,23.89365],[-103.1311,23.89986],[-103.13599,23.90274],[-103.13804,23.90395],[-103.1403,23.90527],[-103.14248,23.90654],[-103.14477,23.90788],[-103.14701,23.9092],[-103.14963,23.91075],[-103.15163,23.91193],[-103.15328,23.91291],[-103.15463,23.91481],[-103.15611,23.91688],[-103.15702,23.91815],[-103.15799,23.91952],[-103.15856,23.92032],[-103.16014,23.92253],[-103.16109,23.92386],[-103.16206,23.92524],[-103.16365,23.92744],[-103.1652,23.92963],[-103.16665,23.93167],[-103.16845,23.9342],[-103.16976,23.93604],[-103.17125,23.93813],[-103.173,23.94059],[-103.17434,23.94247],[-103.17587,23.94461],[-103.1773,23.94661],[-103.17865,23.9485],[-103.1802,23.95067],[-103.18166,23.95272],[-103.18312,23.95477],[-103.18451,23.95672],[-103.18587,23.95863],[-103.18735,23.96071],[-103.18883,23.96278],[-103.19028,23.96482],[-103.1918,23.96695],[-103.19327,23.96901],[-103.19469,23.971],[-103.19613,23.97303],[-103.19758,23.97507],[-103.19905,23.97712],[-103.20061,23.97933],[-103.20206,23.98134],[-103.20352,23.98337],[-103.205,23.98546],[-103.20646,23.98751],[-103.20798,23.98963],[-103.20945,23.99168],[-103.21091,23.99373],[-103.21234,23.99578],[-103.21384,23.99787],[-103.21533,23.99997],[-103.21688,24.00216],[-103.21827,24.00409],[-103.21971,24.00612],[-103.22118,24.00816],[-103.22266,24.01024],[-103.2241,24.01229],[-103.2256,24.01438],[-103.22708,24.01644],[-103.22856,24.01853],[-103.23005,24.02061],[-103.23158,24.02275],[-103.23305,24.0248],[-103.23446,24.02678],[-103.2358,24.02866],[-103.23707,24.03044],[-103.23849,24.03243],[-103.24,24.03455],[-103.24148,24.03662],[-103.24295,24.03867],[-103.24443,24.04075],[-103.24592,24.04283],[-103.2474,24.04489],[-103.24877,24.04682],[-103.2502,24.04881],[-103.25165,24.05085],[-103.25312,24.05291],[-103.25454,24.0549],[-103.25603,24.05698],[-103.25753,24.0591],[-103.25896,24.06109],[-103.26042,24.06312],[-103.26189,24.06517],[-103.26334,24.06721],[-103.26479,24.06925],[-103.26628,24.07133],[-103.26776,24.07341],[-103.26921,24.07544],[-103.27067,24.07747],[-103.27219,24.07958],[-103.27369,24.08171],[-103.27519,24.0838],[-103.27665,24.08586],[-103.27812,24.08795],[-103.27958,24.08998],[-103.28026,24.09093],[-103.28033,24.09103]]}}
Línea 115.0 kV | LineString | 115.0 kV | 1 |  |  | CFE |  |  |  |  | OpenStreetMap | {"type":"Feature","properties":{},"geometry":{"type":"LineString","coordinates":[[-103.04299,23.81915],[-103.04326,23.81899],[-103.0451,23.81849],[-103.04685,23.82012],[-103.04818,23.82138],[-103.04985,23.82295],[-103.05148,23.8245],[-103.05313,23.82604],[-103.05496,23.82776],[-103.05565,23.82898],[-103.05703,23.83134],[-103.05826,23.83346],[-103.05949,23.83559],[-103.06072,23.83774],[-103.06195,23.83989],[-103.06314,23.84199],[-103.06439,23.84415],[-103.06558,23.8462],[-103.06666,23.84806],[-103.0678,23.85007],[-103.06892,23.852],[-103.06997,23.85384],[-103.07116,23.85589],[-103.07209,23.8568]]}}
Línea 115.0 kV | LineString | 115.0 kV | 1 |  |  | CFE |  |  |  |  | OpenStreetMap | {"type":"Feature","properties":{},"geometry":{"type":"LineString","coordinates":[[-103.07209,23.8568],[-103.07194,23.85715],[-103.07147,23.85827],[-103.07092,23.8596],[-103.07014,23.86148],[-103.0697,23.86253],[-103.06941,23.86324],[-103.06861,23.86517],[-103.06789,23.86688],[-103.06725,23.86844],[-103.06657,23.87011],[-103.06584,23.87187],[-103.06512,23.87358],[-103.06455,23.87502],[-103.06385,23.8767],[-103.06306,23.87861],[-103.06237,23.8803],[-103.06174,23.88181],[-103.06102,23.88352],[-103.06029,23.88529],[-103.05864,23.88932],[-103.05786,23.89122],[-103.05702,23.89328],[-103.05633,23.89496],[-103.05497,23.89822],[-103.05428,23.89987],[-103.05371,23.90127],[-103.05309,23.90278],[-103.05197,23.90733],[-103.04988,23.91638],[-103.04925,23.91994],[-103.04855,23.92389],[-103.04617,23.93709],[-103.04448,23.9465],[-103.04419,23.94814],[-103.04407,23.94893]]}}
Línea 115.0 kV | LineString | 115.0 kV | 1 |  |  | CFE |  |  |  |  | OpenStreetMap | {"type":"Feature","properties":{},"geometry":{"type":"LineString","coordinates":[[-103.01906,23.79865],[-103.01954,23.79844],[-103.0199,23.8],[-103.02022,23.80147],[-103.01952,23.8016],[-103.01985,23.80259],[-103.02012,23.80353],[-103.02042,23.80447],[-103.02081,23.80472],[-103.02233,23.80567],[-103.0241,23.80679],[-103.02564,23.80776],[-103.0272,23.8087],[-103.02781,23.80908],[-103.02874,23.80967],[-103.02994,23.81043],[-103.03121,23.81124],[-103.03276,23.8122],[-103.0343,23.81317],[-103.03753,23.81517],[-103.03912,23.81621],[-103.03998,23.81673],[-103.04135,23.81758],[-103.04206,23.81802],[-103.04289,23.81854],[-103.04302,23.81897],[-103.04295,23.81909]]}}
Línea 115.0 kV | LineString | 115.0 kV | 2 |  |  | CFE |  |  |  |  | OpenStreetMap | {"type":"Feature","properties":{},"geometry":{"type":"LineString","coordinates":[[-103.87211,23.48642],[-103.87275,23.48634],[-103.87355,23.48631],[-103.87422,23.48696],[-103.87468,23.48742],[-103.87443,23.48752]]}}
Línea 115.0 kV | LineString | 115.0 kV | 1 |  |  | CFE |  |  |  |  | OpenStreetMap | {"type":"Feature","properties":{},"geometry":{"type":"LineString","coordinates":[[-103.98146,23.71583],[-103.98112,23.71497],[-103.98077,23.71409],[-103.98053,23.71286],[-103.98029,23.71163],[-103.98006,23.7104],[-103.97982,23.70911],[-103.97875,23.70848],[-103.97767,23.70786],[-103.97644,23.70714],[-103.97522,23.70642],[-103.97409,23.70577],[-103.97315,23.70521],[-103.97221,23.70466],[-103.97096,23.70492],[-103.96975,23.70516],[-103.96847,23.70542],[-103.96721,23.70567],[-103.96678,23.70486],[-103.96632,23.704],[-103.96588,23.70319],[-103.96549,23.70246],[-103.96503,23.70162],[-103.96457,23.70075],[-103.96413,23.69991],[-103.96368,23.6991],[-103.96323,23.69829],[-103.96282,23.6975],[-103.96238,23.69669],[-103.96195,23.69588],[-103.96151,23.69506],[-103.96108,23.69426],[-103.96065,23.69347],[-103.96022,23.69265],[-103.95977,23.69185],[-103.95938,23.69105],[-103.95903,23.69017],[-103.9587,23.68932],[-103.95835,23.68843],[-103.95801,23.68758],[-103.95766,23.68671],[-103.95735,23.68591],[-103.95694,23.68486],[-103.9566,23.68402],[-103.95625,23.68314],[-103.95591,23.68225],[-103.95555,23.68136],[-103.95519,23.68044],[-103.95486,23.67961],[-103.95451,23.67872],[-103.95412,23.67779],[-103.95383,23.677],[-103.95348,23.67612],[-103.95311,23.6752],[-103.9528,23.67441],[-103.95246,23.67356],[-103.95216,23.67277],[-103.95181,23.67188],[-103.95146,23.67103],[-103.95112,23.67012],[-103.95078,23.66926],[-103.95043,23.66839],[-103.95009,23.66751],[-103.94975,23.66666],[-103.94941,23.66583],[-103.94906,23.66494],[-103.94873,23.6641],[-103.9484,23.66325],[-103.94806,23.6624],[-103.94772,23.66153],[-103.94739,23.66069],[-103.94707,23.65984],[-103.94671,23.65898],[-103.94635,23.65806],[-103.94602,23.65721],[-103.94567,23.65635],[-103.94534,23.65552],[-103.94499,23.65467],[-103.9446,23.6537],[-103.94428,23.65283],[-103.94394,23.65193],[-103.94341,23.65146],[-103.94266,23.651],[-103.94207,23.65064],[-103.94119,23.65008],[-103.94033,23.64954],[-103.93948,23.64902],[-103.93858,23.64844],[-103.93773,23.64786],[-103.93682,23.64753],[-103.93593,23.64629],[-103.93508,23.6451],[-103.93455,23.64433],[-103.934,23.64354],[-103.93346,23.64276],[-103.93265,23.64159],[-103.93184,23.64042],[-103.9313,23.63963],[-103.93073,23.63881],[-103.93017,23.63801],[-103.9297,23.63733],[-103.929,23.63628],[-103.92857,23.63567],[-103.92812,23.635],[-103.92756,23.63416],[-103.92708,23.63344],[-103.92682,23.63306],[-103.92563,23.63346],[-103.92451,23.63387],[-103.92354,23.63423],[-103.92259,23.63459],[-103.92164,23.63494],[-103.92062,23.63528],[-103.91964,23.63561],[-103.91865,23.63593],[-103.91764,23.63623],[-103.91723,23.63535],[-103.91676,23.63437],[-103.91631,23.63343],[-103.91583,23.63244],[-103.91538,23.63149],[-103.91491,23.63051],[-103.91445,23.62957],[-103.9155,23.62867],[-103.91505,23.62755],[-103.91458,23.6264],[-103.91412,23.62527],[-103.91367,23.62413],[-103.91323,23.62305],[-103.91288,23.62218],[-103.91246,23.62114],[-103.91202,23.62007],[-103.91159,23.61898],[-103.91138,23.61848],[-103.91033,23.61793],[-103.90939,23.61743],[-103.90847,23.61693],[-103.90755,23.61644],[-103.9066,23.61593],[-103.90567,23.61544],[-103.90473,23.61493],[-103.90381,23.61445],[-103.90289,23.61396],[-103.90195,23.61345],[-103.90102,23.61296],[-103.90013,23.61248],[-103.89943,23.6121],[-103.89886,23.61158],[-103.8985,23.61105],[-103.89798,23.61019],[-103.89744,23.60935],[-103.89689,23.60849],[-103.89635,23.60765],[-103.89582,23.60681],[-103.89526,23.60592],[-103.89472,23.60508],[-103.89418,23.60423],[-103.89363,23.60338],[-103.8931,23.60254],[-103.89255,23.60168],[-103.89178,23.60067],[-103.89131,23.60026],[-103.89058,23.59964],[-103.88986,23.59902],[-103.8891,23.59837],[-103.88842,23.59778],[-103.8877,23.59717],[-103.88698,23.59652],[-103.88624,23.59589],[-103.88551,23.59527],[-103.8848,23.59465],[-103.88415,23.59408],[-103.88337,23.59346],[-103.88266,23.59286],[-103.88193,23.59221],[-103.88147,23.5918],[-103.88088,23.59139],[-103.88021,23.59113],[-103.87972,23.59105],[-103.87854,23.59087],[-103.87762,23.59072],[-103.87665,23.59057],[-103.87552,23.5904],[-103.87447,23.59023],[-103.8734,23.59007],[-103.87236,23.5899],[-103.8713,23.5897],[-103.87025,23.58954],[-103.86918,23.58936],[-103.86788,23.58918],[-103.86674,23.58898],[-103.86602,23.58886],[-103.86493,23.58873],[-103.86385,23.58869],[-103.86366,23.58869],[-103.86366,23.58794],[-103.86366,23.58726],[-103.86367,23.58595],[-103.86365,23.58522],[-103.86367,23.5845],[-103.86367,23.58408],[-103.86366,23.58299],[-103.86325,23.58204],[-103.86284,23.58109],[-103.86244,23.58018],[-103.86172,23.57981],[-103.86101,23.57945],[-103.86078,23.57913],[-103.86078,23.57797],[-103.86048,23.57692],[-103.85968,23.57619],[-103.8591,23.57536],[-103.85846,23.57427],[-103.85846,23.57303],[-103.85857,23.57233],[-103.8587,23.57135],[-103.85883,23.57041],[-103.85896,23.56947],[-103.85908,23.56847],[-103.8592,23.56749],[-103.85933,23.56654],[-103.85951,23.56528],[-103.85993,23.56426],[-103.86005,23.56326],[-103.86019,23.5622],[-103.86031,23.56125],[-103.86044,23.56026],[-103.86055,23.55931],[-103.86069,23.55837],[-103.86082,23.55741],[-103.86095,23.55647],[-103.86108,23.55548],[-103.8612,23.55455],[-103.86134,23.55364],[-103.86144,23.55262],[-103.86158,23.55167],[-103.86171,23.55074],[-103.86183,23.54992],[-103.86192,23.54901],[-103.86206,23.548],[-103.86221,23.54692],[-103.86234,23.54601],[-103.86246,23.54495],[-103.86248,23.54424],[-103.86242,23.54323],[-103.86234,23.54237],[-103.86225,23.54143],[-103.86213,23.54052],[-103.86201,23.53945],[-103.86192,23.53855],[-103.8618,23.53756],[-103.86167,23.53649],[-103.86155,23.53551],[-103.86143,23.53451],[-103.86132,23.53352],[-103.8612,23.53253],[-103.86108,23.53154],[-103.86096,23.53055],[-103.86085,23.52956],[-103.86073,23.52866],[-103.8605,23.52776],[-103.86022,23.52679],[-103.85993,23.5258],[-103.85966,23.5249],[-103.8594,23.524],[-103.85913,23.52311],[-103.85884,23.52213],[-103.85858,23.52123],[-103.8583,23.52027],[-103.85803,23.51934],[-103.85775,23.5184],[-103.8575,23.51743],[-103.85733,23.51647],[-103.85723,23.51547],[-103.85715,23.51448],[-103.85684,23.51353],[-103.85638,23.51259],[-103.85623,23.51202],[-103.85614,23.51135],[-103.85603,23.51052],[-103.85606,23.50998],[-103.85615,23.50953],[-103.85661,23.50839],[-103.85716,23.50773],[-103.85825,23.50639],[-103.85921,23.50521],[-103.8594,23.50422],[-103.85941,23.50339],[-103.85942,23.50257],[-103.85943,23.50172],[-103.85967,23.50081],[-103.85991,23.4999],[-103.86021,23.49918],[-103.86068,23.49845],[-103.86111,23.49774],[-103.86156,23.49703],[-103.86205,23.49632],[-103.86259,23.4955],[-103.86315,23.4945],[-103.86293,23.49396],[-103.86275,23.4931],[-103.8625,23.49222],[-103.86226,23.49087],[-103.86224,23.49049],[-103.86229,23.48956],[-103.86308,23.48818],[-103.86358,23.48777],[-103.86382,23.48728],[-103.86384,23.48699],[-103.86373,23.48652],[-103.86373,23.48628],[-103.86387,23.48575],[-103.86428,23.48561],[-103.86508,23.48595],[-103.86589,23.48634],[-103.86675,23.48666],[-103.86762,23.48699],[-103.86781,23.48698],[-103.86872,23.48684],[-103.8696,23.48674],[-103.87058,23.48661],[-103.87211,23.48642]]}}
Línea 115.0 kV | LineString | 115.0 kV | 1 |  |  | CFE |  |  |  |  | OpenStreetMap | {"type":"Feature","properties":{},"geometry":{"type":"LineString","coordinates":[[-103.75801,23.66112],[-103.75871,23.66147],[-103.75793,23.66413],[-103.75715,23.66655],[-103.75638,23.66838],[-103.75589,23.66967]]}}
Línea 115.0 kV | LineString | 115.0 kV | 1 |  |  | CFE |  |  |  |  | OpenStreetMap | {"type":"Feature","properties":{},"geometry":{"type":"LineString","coordinates":[[-103.71688,23.69539],[-103.71696,23.69532],[-103.71721,23.69509],[-103.71747,23.69485],[-103.71867,23.69377],[-103.7238,23.6892],[-103.73288,23.68558],[-103.74298,23.68134],[-103.74458,23.67991],[-103.7459,23.67872],[-103.74737,23.6774],[-103.74981,23.67519],[-103.75123,23.67393],[-103.75589,23.66967]]}}
Línea 115.0 kV | LineString | 115.0 kV | 1 |  |  | CFE |  |  |  |  | OpenStreetMap | {"type":"Feature","properties":{},"geometry":{"type":"LineString","coordinates":[[-103.98146,23.71583],[-103.98089,23.71592],[-103.98049,23.71596],[-103.97865,23.71601],[-103.97644,23.71607],[-103.9749,23.71611],[-103.97322,23.71614],[-103.97174,23.71618],[-103.96962,23.71625],[-103.96726,23.7163],[-103.96542,23.71638],[-103.9634,23.71642],[-103.96133,23.71647],[-103.95936,23.71653],[-103.95725,23.7166],[-103.95511,23.71666],[-103.95283,23.71671],[-103.95086,23.71676],[-103.94867,23.71681],[-103.9467,23.71687],[-103.94463,23.71693],[-103.94255,23.71698],[-103.94049,23.71703],[-103.93851,23.71709],[-103.93638,23.71714],[-103.93433,23.7172],[-103.93218,23.71726],[-103.93018,23.7173],[-103.92824,23.71737],[-103.92627,23.71742],[-103.92415,23.71749],[-103.92226,23.71753],[-103.92029,23.71757],[-103.91825,23.71764],[-103.91613,23.7177],[-103.91414,23.71776],[-103.91228,23.71779],[-103.91015,23.71785],[-103.90809,23.71791],[-103.90611,23.71797],[-103.90395,23.71801],[-103.9018,23.71808],[-103.89966,23.71814],[-103.89776,23.71819],[-103.89583,23.71826],[-103.89371,23.71831],[-103.89163,23.71836],[-103.88955,23.7184],[-103.88751,23.71847],[-103.88548,23.71852],[-103.88343,23.71863],[-103.88138,23.71868],[-103.87925,23.71873],[-103.87723,23.71878],[-103.87522,23.71883],[-103.87314,23.71891],[-103.87114,23.71896],[-103.86914,23.71901],[-103.86708,23.71906],[-103.86503,23.71912],[-103.8629,23.71917],[-103.86076,23.71922],[-103.85865,23.7193],[-103.85659,23.71935],[-103.8546,23.71941],[-103.85264,23.71945],[-103.85031,23.71951],[-103.84731,23.71958],[-103.84654,23.71961],[-103.84483,23.71965],[-103.84183,23.72112],[-103.83573,23.72409],[-103.83373,23.72507],[-103.83172,23.72613],[-103.82748,23.72858],[-103.82281,23.73255],[-103.82005,23.7349],[-103.8173,23.73656],[-103.8147,23.73818],[-103.81372,23.73835],[-103.81268,23.73854],[-103.81147,23.73873],[-103.81047,23.73888],[-103.80857,23.73918],[-103.80684,23.73945],[-103.80143,23.74036],[-103.79275,23.74172],[-103.79027,23.74213],[-103.78842,23.74144],[-103.78352,23.73962],[-103.77872,23.73784],[-103.77675,23.73653],[-103.77546,23.73564],[-103.77419,23.73478],[-103.77069,23.73242],[-103.7692,23.73141],[-103.76752,23.73025],[-103.76584,23.7291],[-103.76418,23.72796],[-103.76246,23.72678],[-103.76082,23.72566],[-103.75922,23.72458],[-103.75758,23.72348],[-103.75605,23.72245],[-103.75444,23.72136],[-103.75276,23.72022],[-103.75118,23.71912],[-103.7495,23.71796],[-103.74781,23.71681],[-103.7462,23.71571],[-103.74439,23.71448],[-103.74243,23.71316],[-103.73944,23.71113],[-103.7361,23.70887],[-103.73429,23.70763],[-103.73272,23.70657],[-103.73116,23.70551],[-103.72942,23.70432],[-103.7278,23.7032],[-103.72618,23.70211],[-103.72463,23.70098],[-103.72312,23.69985],[-103.72158,23.69871],[-103.72005,23.69759],[-103.71853,23.69647],[-103.71696,23.69532],[-103.71683,23.69522],[-103.71181,23.69143],[-103.70981,23.68997],[-103.70807,23.68869],[-103.70619,23.68729],[-103.7038,23.68555],[-103.702,23.68424],[-103.70075,23.68328],[-103.69845,23.68155],[-103.69696,23.68048],[-103.69563,23.67949],[-103.69428,23.6785],[-103.69274,23.67734],[-103.69129,23.67629],[-103.68913,23.67469],[-103.6876,23.67356],[-103.68613,23.67248],[-103.68451,23.67127],[-103.68242,23.66972],[-103.68133,23.66891],[-103.67953,23.6676],[-103.6773,23.66593],[-103.67582,23.66482],[-103.67431,23.66372],[-103.67277,23.66255],[-103.67117,23.66137],[-103.66858,23.6595],[-103.66732,23.65855],[-103.66587,23.65747],[-103.66434,23.65634],[-103.66277,23.65518],[-103.66114,23.65398],[-103.65942,23.65271],[-103.65822,23.65182],[-103.65719,23.65077],[-103.6552,23.64878],[-103.65356,23.64714],[-103.65223,23.6458],[-103.65088,23.64443],[-103.65047,23.64416]]}}
Línea 115.0 kV | LineString | 115.0 kV | 1 |  |  | CFE |  |  |  |  | OpenStreetMap | {"type":"Feature","properties":{},"geometry":{"type":"LineString","coordinates":[[-103.99475,23.71499],[-103.99441,23.7151],[-103.99349,23.71547]]}}
Línea 115.0 kV | LineString | 115.0 kV | 1 |  |  | CFE |  |  |  |  | OpenStreetMap | {"type":"Feature","properties":{},"geometry":{"type":"LineString","coordinates":[[-103.99481,23.71514],[-103.99453,23.71529],[-103.99349,23.71547]]}}
Línea 115.0 kV | LineString | 115.0 kV | 2 |  |  | CFE |  |  |  |  | OpenStreetMap | {"type":"Feature","properties":{},"geometry":{"type":"LineString","coordinates":[[-103.99349,23.71547],[-103.98924,23.7156],[-103.98509,23.71573],[-103.98146,23.71583]]}}
Línea 115.0 kV | LineString | 115.0 kV | 1 |  |  | CFE |  |  |  |  | OpenStreetMap | {"type":"Feature","properties":{},"geometry":{"type":"LineString","coordinates":[[-103.87211,23.48642],[-103.87224,23.48628],[-103.87231,23.48502],[-103.87025,23.48174],[-103.86956,23.48064],[-103.86853,23.47922],[-103.86754,23.47704],[-103.86729,23.47624],[-103.86774,23.4754],[-103.86814,23.47455],[-103.86832,23.47387],[-103.86749,23.47189],[-103.86725,23.47188]]}}
Línea 115.0 kV | LineString | 115.0 kV | 1 |  |  | CFE |  |  |  |  | OpenStreetMap | {"type":"Feature","properties":{},"geometry":{"type":"LineString","coordinates":[[-104.73243,24.51442],[-104.73214,24.5145],[-104.73175,24.51615],[-104.73137,24.51779],[-104.731,24.5194],[-104.73063,24.52105],[-104.73027,24.52267],[-104.73066,24.5242],[-104.73113,24.52613],[-104.73158,24.52796],[-104.73203,24.52977],[-104.7325,24.53165],[-104.73286,24.53312],[-104.73331,24.53497],[-104.73376,24.53681],[-104.73415,24.53837],[-104.73462,24.54026],[-104.73508,24.54217],[-104.73555,24.54405],[-104.73601,24.54596],[-104.73648,24.54785],[-104.73696,24.54978],[-104.7377,24.55278],[-104.73789,24.55358],[-104.73815,24.55467],[-104.73989,24.55614],[-104.74144,24.55747],[-104.74289,24.5587],[-104.74434,24.55991],[-104.74571,24.56109],[-104.7471,24.56227],[-104.74876,24.56367],[-104.75026,24.56496],[-104.75187,24.56633],[-104.75334,24.56758],[-104.75468,24.56866],[-104.75611,24.56987],[-104.75764,24.57118],[-104.75894,24.57229],[-104.76064,24.57373],[-104.76203,24.57491],[-104.76363,24.57627],[-104.76507,24.5775],[-104.76685,24.57901],[-104.76855,24.58044],[-104.76988,24.58158],[-104.77112,24.58263],[-104.77349,24.58466],[-104.77617,24.58677],[-104.77766,24.58796],[-104.77893,24.58897],[-104.78037,24.59012],[-104.7818,24.59123],[-104.78334,24.59247],[-104.78448,24.59337],[-104.78645,24.59493],[-104.78775,24.59596],[-104.7893,24.59719],[-104.79079,24.59778],[-104.79237,24.59841],[-104.7942,24.59913],[-104.7961,24.59988],[-104.798,24.60064],[-104.79986,24.60138],[-104.80181,24.60215],[-104.80386,24.60296],[-104.80604,24.60382],[-104.80799,24.60459],[-104.80921,24.60508],[-104.81059,24.60562],[-104.8115,24.60599],[-104.81316,24.60664],[-104.81498,24.60736],[-104.81687,24.60811],[-104.81907,24.60898],[-104.82031,24.61037],[-104.82158,24.61178],[-104.82283,24.61318],[-104.82411,24.6146],[-104.82503,24.61566],[-104.82601,24.61673],[-104.8274,24.61827],[-104.8287,24.61974],[-104.83005,24.62124],[-104.83134,24.62268],[-104.83263,24.6241],[-104.83398,24.6256],[-104.83538,24.62717],[-104.8366,24.62853],[-104.83767,24.62972],[-104.83889,24.63107],[-104.8394,24.63275],[-104.83991,24.63446],[-104.84042,24.63615],[-104.841,24.63806],[-104.84143,24.63945],[-104.84198,24.64127],[-104.84252,24.64311],[-104.84302,24.64477],[-104.84367,24.64689],[-104.8442,24.64873],[-104.8447,24.65041],[-104.84536,24.65259],[-104.84579,24.654],[-104.84629,24.65521],[-104.84714,24.65747],[-104.84785,24.65931],[-104.84851,24.66108],[-104.84921,24.6629],[-104.84988,24.66467],[-104.85061,24.66658],[-104.85098,24.66755],[-104.8517,24.66946],[-104.85238,24.67118],[-104.85313,24.67315],[-104.85375,24.67476],[-104.85444,24.67655],[-104.85512,24.67833],[-104.85576,24.68001],[-104.85653,24.68201],[-104.85744,24.68438],[-104.85788,24.68554],[-104.85843,24.68633],[-104.86052,24.68927],[-104.86263,24.69229],[-104.86327,24.69318],[-104.86447,24.69488],[-104.86547,24.69633],[-104.86666,24.69804],[-104.86817,24.70017],[-104.86885,24.70113],[-104.86982,24.70249],[-104.87088,24.70446],[-104.87194,24.70645],[-104.87303,24.7084],[-104.87364,24.70947],[-104.87502,24.71079],[-104.87639,24.71211],[-104.8779,24.71356],[-104.87921,24.71482],[-104.8806,24.71615],[-104.88195,24.71745],[-104.88368,24.7191],[-104.88518,24.72054],[-104.88659,24.72188],[-104.88772,24.72297],[-104.88913,24.72433],[-104.89052,24.72566],[-104.89201,24.72708],[-104.89347,24.72848],[-104.89426,24.7294],[-104.89537,24.73072],[-104.89662,24.73219],[-104.89791,24.73372],[-104.89919,24.73522],[-104.90056,24.73682],[-104.90164,24.73811],[-104.90291,24.7396],[-104.90397,24.74085],[-104.90476,24.74178],[-104.90609,24.74334],[-104.90736,24.74484],[-104.90863,24.74639],[-104.90985,24.74778],[-104.9111,24.74925],[-104.91196,24.75026],[-104.913,24.75148],[-104.91424,24.75294],[-104.91533,24.75424],[-104.91655,24.75568],[-104.9178,24.75714],[-104.91908,24.75864],[-104.92011,24.75985],[-104.92138,24.76135],[-104.92274,24.76296],[-104.92411,24.76457],[-104.92504,24.76568],[-104.92625,24.76709],[-104.92786,24.76899],[-104.92911,24.77046],[-104.93041,24.77199],[-104.93162,24.77342],[-104.93286,24.77487],[-104.93385,24.77604],[-104.93496,24.77735],[-104.936,24.77858],[-104.93724,24.78003],[-104.93797,24.78088],[-104.93926,24.78242],[-104.94022,24.78355],[-104.9411,24.78457],[-104.94242,24.78568],[-104.94378,24.78682],[-104.94531,24.7881],[-104.94675,24.78931],[-104.94796,24.79033],[-104.94951,24.79162],[-104.95102,24.7929],[-104.95256,24.79418],[-104.95413,24.79549],[-104.9557,24.79681],[-104.95726,24.79811],[-104.95882,24.79941],[-104.9604,24.80075],[-104.96166,24.80181],[-104.9631,24.803],[-104.96459,24.80426],[-104.96616,24.80556],[-104.96771,24.80687],[-104.96932,24.80822],[-104.97086,24.8095],[-104.97238,24.81079],[-104.97387,24.81203],[-104.97541,24.81332],[-104.97697,24.81463],[-104.97853,24.81594],[-104.98011,24.81725],[-104.98168,24.81856],[-104.98325,24.81987],[-104.98476,24.82115],[-104.98627,24.8224],[-104.98742,24.82336],[-104.98866,24.82442],[-104.99008,24.82561],[-104.99161,24.82688],[-104.99322,24.82823],[-104.99474,24.82951],[-104.99631,24.83081],[-104.99783,24.83209],[-104.99939,24.8334],[-105.0009,24.83466],[-105.00243,24.83594],[-105.00401,24.83725],[-105.00557,24.83856],[-105.00716,24.8399],[-105.00874,24.84121],[-105.01022,24.84245],[-105.01139,24.84344],[-105.01288,24.84468],[-105.01446,24.84599],[-105.01548,24.84685],[-105.01696,24.84809],[-105.01857,24.84943],[-105.02009,24.85071],[-105.02164,24.85199],[-105.02324,24.85335],[-105.02478,24.85462],[-105.02613,24.85575],[-105.02764,24.85702],[-105.02916,24.85831],[-105.0307,24.85958],[-105.0322,24.86083],[-105.03371,24.86207],[-105.03536,24.86344],[-105.0365,24.86438],[-105.03801,24.86567],[-105.03957,24.867],[-105.04114,24.8683],[-105.04268,24.86958],[-105.04422,24.87089],[-105.04549,24.87196],[-105.04689,24.87312],[-105.04818,24.87419],[-105.04944,24.87523],[-105.05097,24.8765],[-105.05244,24.87773],[-105.05402,24.87905],[-105.05555,24.88032],[-105.05732,24.88179],[-105.05698,24.8831],[-105.05808,24.88456],[-105.05916,24.88599],[-105.06008,24.88721],[-105.06126,24.88876],[-105.06245,24.89032],[-105.06351,24.89171],[-105.06467,24.89318],[-105.06618,24.8942],[-105.0678,24.8953],[-105.06826,24.89484],[-105.06845,24.89463]]}}
Línea 115.0 kV | LineString | 115.0 kV | 1 |  |  | CFE |  |  |  |  | OpenStreetMap | {"type":"Feature","properties":{},"geometry":{"type":"LineString","coordinates":[[-104.60525,24.07609],[-104.60454,24.07559],[-104.60336,24.07704],[-104.60218,24.07849],[-104.60101,24.07995],[-104.60173,24.08236],[-104.60248,24.08482],[-104.60306,24.08692],[-104.60404,24.08991],[-104.60482,24.09243],[-104.60574,24.09451],[-104.60669,24.0966],[-104.60764,24.09868],[-104.60859,24.10076],[-104.60952,24.10284],[-104.61053,24.10509],[-104.61144,24.10708],[-104.61098,24.10846],[-104.60961,24.11245],[-104.60891,24.11457],[-104.60833,24.11633],[-104.60771,24.11818],[-104.6066,24.1214],[-104.6047,24.12707],[-104.60394,24.12931],[-104.60317,24.13159],[-104.60245,24.1337],[-104.6018,24.13563],[-104.60157,24.13632],[-104.59975,24.14172],[-104.59919,24.14338],[-104.59852,24.14538],[-104.59775,24.14764],[-104.59694,24.15006],[-104.59614,24.15242],[-104.59537,24.1547],[-104.59453,24.15719],[-104.59369,24.1597],[-104.59271,24.16183],[-104.59178,24.16386],[-104.59081,24.166],[-104.58985,24.16811],[-104.58889,24.17023],[-104.58792,24.17234],[-104.58694,24.17449],[-104.58862,24.17632],[-104.59033,24.1782],[-104.59205,24.18009],[-104.59376,24.18195],[-104.59546,24.18381],[-104.59712,24.18567],[-104.59887,24.18755],[-104.60058,24.18941],[-104.60231,24.19133],[-104.60405,24.19322],[-104.60575,24.19509],[-104.6074,24.19687],[-104.60912,24.19875],[-104.61038,24.20013],[-104.61209,24.20201],[-104.6138,24.20389],[-104.61545,24.2057],[-104.61715,24.20753],[-104.61884,24.20936],[-104.62034,24.21103],[-104.62206,24.21288],[-104.62362,24.21462],[-104.62523,24.21638],[-104.62689,24.2182],[-104.62847,24.21993],[-104.62994,24.22151],[-104.63146,24.22321],[-104.63305,24.22489],[-104.63514,24.22652],[-104.63711,24.22803],[-104.63926,24.22963],[-104.64124,24.23111],[-104.64328,24.23267],[-104.64517,24.2341],[-104.64703,24.23552],[-104.64896,24.23698],[-104.65086,24.23842],[-104.65298,24.24002],[-104.65482,24.24142],[-104.65692,24.24297],[-104.65895,24.2445],[-104.66102,24.24608],[-104.66311,24.24766],[-104.66499,24.2491],[-104.66718,24.25076],[-104.66919,24.25226],[-104.67115,24.25375],[-104.6732,24.25529],[-104.67516,24.25678],[-104.67701,24.25819],[-104.67882,24.25957],[-104.68102,24.26122],[-104.68298,24.26271],[-104.68463,24.26396],[-104.68692,24.26568],[-104.68907,24.26731],[-104.69122,24.26893],[-104.69346,24.27063],[-104.6957,24.27231],[-104.69789,24.27396],[-104.69992,24.27552],[-104.70016,24.27803],[-104.70038,24.28047],[-104.70063,24.28288],[-104.70086,24.28532],[-104.70109,24.28778],[-104.70133,24.2902],[-104.70156,24.29261],[-104.70179,24.29504],[-104.70203,24.29756],[-104.70226,24.29997],[-104.7025,24.30242],[-104.70273,24.30479],[-104.70297,24.3073],[-104.7032,24.30978],[-104.70345,24.31237],[-104.7037,24.31499],[-104.70398,24.31802],[-104.70421,24.3204],[-104.70382,24.32252],[-104.7034,24.32482],[-104.70296,24.32723],[-104.70253,24.32959],[-104.70208,24.33204],[-104.70162,24.33448],[-104.70118,24.33689],[-104.70073,24.33934],[-104.70029,24.34172],[-104.69984,24.34416],[-104.69941,24.34648],[-104.69892,24.34919],[-104.6985,24.3515],[-104.69809,24.35381],[-104.69764,24.35623],[-104.69724,24.35842],[-104.69692,24.36017],[-104.69642,24.36294],[-104.69598,24.36535],[-104.69549,24.36804],[-104.69501,24.37072],[-104.69454,24.37326],[-104.69409,24.37569],[-104.69418,24.37809],[-104.69428,24.38049],[-104.69437,24.38288],[-104.69446,24.38528],[-104.69455,24.3876],[-104.69464,24.38994],[-104.69473,24.39231],[-104.69483,24.39476],[-104.69492,24.3972],[-104.69501,24.39964],[-104.6951,24.40198],[-104.69519,24.40419],[-104.69526,24.40637],[-104.69537,24.40883],[-104.69545,24.41118],[-104.69554,24.4133],[-104.69564,24.41577],[-104.69574,24.41811],[-104.69583,24.42047],[-104.69592,24.42285],[-104.69601,24.42528],[-104.69611,24.42782],[-104.69622,24.43034],[-104.69631,24.43284],[-104.6964,24.43536],[-104.69649,24.43779],[-104.69658,24.44018],[-104.69667,24.44266],[-104.69677,24.44518],[-104.69686,24.44766],[-104.69696,24.45023],[-104.69703,24.45246],[-104.69714,24.45483],[-104.69723,24.4574],[-104.69733,24.45997],[-104.6974,24.46244],[-104.69752,24.46494],[-104.69762,24.4675],[-104.69769,24.46974],[-104.6992,24.47178],[-104.7007,24.47382],[-104.70216,24.47578],[-104.70379,24.478],[-104.70522,24.47996],[-104.70671,24.48197],[-104.70797,24.48369],[-104.70943,24.48569],[-104.71091,24.48767],[-104.71244,24.48976],[-104.71396,24.4918],[-104.71529,24.49364],[-104.7166,24.49539],[-104.71791,24.49717],[-104.7193,24.49907],[-104.72068,24.50092],[-104.72219,24.50299],[-104.72377,24.50512],[-104.72531,24.50724],[-104.72675,24.50916],[-104.72814,24.51105],[-104.72952,24.51293],[-104.73091,24.51481],[-104.73196,24.51447],[-104.73239,24.51433]]}}
Línea 115.0 kV | LineString | 115.0 kV | 1 |  |  | CFE |  |  |  |  | OpenStreetMap | {"type":"Feature","properties":{},"geometry":{"type":"LineString","coordinates":[[-104.7146,24.53056],[-104.71757,24.53014],[-104.71935,24.5279],[-104.72198,24.52462],[-104.72445,24.52152],[-104.72708,24.51824],[-104.72913,24.51569],[-104.73175,24.51483],[-104.73221,24.51456],[-104.73247,24.5145]]}}
Línea 115.0 kV | LineString | 115.0 kV | 1 |  |  | CFE |  |  |  |  | OpenStreetMap | {"type":"Feature","properties":{},"geometry":{"type":"LineString","coordinates":[[-104.7146,24.53056],[-104.71772,24.53077],[-104.72087,24.53099],[-104.72301,24.52823],[-104.72534,24.52525],[-104.72759,24.5223],[-104.72971,24.51957],[-104.73167,24.51705],[-104.73223,24.51635],[-104.73219,24.51467],[-104.73251,24.51459]]}}
Línea 115.0 kV | LineString | 115.0 kV | 2 |  |  | CFE |  |  |  |  | OpenStreetMap | {"type":"Feature","properties":{},"geometry":{"type":"LineString","coordinates":[[-104.67918,24.49836],[-104.67918,24.49882],[-104.67943,24.50188],[-104.68208,24.50339],[-104.68473,24.50493],[-104.68738,24.50646],[-104.68836,24.50882],[-104.68984,24.51238],[-104.69135,24.51604],[-104.69283,24.51958],[-104.69605,24.52121],[-104.69983,24.5231],[-104.70341,24.52493],[-104.70707,24.52675],[-104.7109,24.52867],[-104.7146,24.53056]]}}
Línea 115.0 kV | LineString | 115.0 kV | 1 |  |  | CFE |  |  |  |  | OpenStreetMap | {"type":"Feature","properties":{},"geometry":{"type":"LineString","coordinates":[[-105.65111,25.06471],[-105.65352,25.06266],[-105.65467,25.06171],[-105.65653,25.05966],[-105.65973,25.05661],[-105.66091,25.05551],[-105.6625,25.05406],[-105.66387,25.05422],[-105.66625,25.0545],[-105.66779,25.05468],[-105.66931,25.05487],[-105.67047,25.05448],[-105.67245,25.05382],[-105.67411,25.05324],[-105.67512,25.05151],[-105.67574,25.05038],[-105.67742,25.04927],[-105.67882,25.0483],[-105.68063,25.04707],[-105.68185,25.04628],[-105.68344,25.04522],[-105.68517,25.04406],[-105.68763,25.04231],[-105.68908,25.04141],[-105.69055,25.04042],[-105.69305,25.0387],[-105.69543,25.03704],[-105.69682,25.03607],[-105.69843,25.03494],[-105.70013,25.03373],[-105.70167,25.03266],[-105.70272,25.03191],[-105.70366,25.0312],[-105.7137,25.02968],[-105.72087,25.03069],[-105.73098,25.02877],[-105.75281,25.02648],[-105.75412,25.02636],[-105.75492,25.02629],[-105.75925,25.02582],[-105.763,25.02931]]}}
Línea 115.0 kV | LineString | 115.0 kV | 1 |  |  | CFE |  |  |  |  | OpenStreetMap | {"type":"Feature","properties":{},"geometry":{"type":"LineString","coordinates":[[-105.56883,25.11002],[-105.57367,25.1096],[-105.57859,25.10833],[-105.58327,25.10713]]}}
Línea 115.0 kV | LineString | 115.0 kV | 1 |  |  | CFE |  |  |  |  | OpenStreetMap | {"type":"Feature","properties":{},"geometry":{"type":"LineString","coordinates":[[-105.39699,25.04771],[-105.39661,25.04783],[-105.39681,25.04813],[-105.39711,25.04809],[-105.39819,25.04916],[-105.39892,25.04988],[-105.40068,25.05164],[-105.40193,25.05287],[-105.40272,25.05367],[-105.40406,25.055],[-105.40589,25.05682],[-105.40678,25.0577],[-105.4084,25.05933],[-105.40982,25.06073],[-105.41195,25.06286],[-105.41402,25.06491],[-105.41485,25.06574],[-105.41636,25.06724],[-105.41865,25.06952],[-105.4198,25.07066],[-105.42168,25.07101],[-105.423,25.0712],[-105.42419,25.07176],[-105.4253,25.07226],[-105.42668,25.0729],[-105.4281,25.07356],[-105.42904,25.07402],[-105.43121,25.07503],[-105.43319,25.07594],[-105.43495,25.07675],[-105.43791,25.07898],[-105.43952,25.08019],[-105.44044,25.08089],[-105.44178,25.08188],[-105.44325,25.08298],[-105.44469,25.08407],[-105.44597,25.08503],[-105.4476,25.08626],[-105.44887,25.08721],[-105.45004,25.08809],[-105.45119,25.08895],[-105.45235,25.08982],[-105.45474,25.09162],[-105.45516,25.09194],[-105.45753,25.09586],[-105.45806,25.09673],[-105.45924,25.09869],[-105.46008,25.10009],[-105.46096,25.10155],[-105.46182,25.10298],[-105.46255,25.1042],[-105.46333,25.10547],[-105.46424,25.10699],[-105.46521,25.10858],[-105.46634,25.11046],[-105.46708,25.11168],[-105.46816,25.11347],[-105.46883,25.11458],[-105.46953,25.11576],[-105.47047,25.11731],[-105.47136,25.11878],[-105.47214,25.12009],[-105.47294,25.1214],[-105.47369,25.12265],[-105.47442,25.12384],[-105.47621,25.12312],[-105.47793,25.12243],[-105.47932,25.12184],[-105.4811,25.12111],[-105.48237,25.12059],[-105.48404,25.11991],[-105.4859,25.11915],[-105.48758,25.11846],[-105.48934,25.11774],[-105.49115,25.117],[-105.49287,25.11631],[-105.49463,25.11558],[-105.4965,25.11482],[-105.49717,25.11454],[-105.4986,25.1133],[-105.50064,25.11151],[-105.50212,25.11022],[-105.50395,25.10862],[-105.50577,25.10704],[-105.50733,25.10566],[-105.50885,25.10434],[-105.5096,25.1037],[-105.512,25.1016],[-105.51293,25.10077],[-105.5147,25.09924],[-105.51726,25.09615],[-105.51844,25.09475],[-105.51984,25.09309],[-105.52239,25.09002],[-105.52409,25.08799],[-105.52444,25.08758],[-105.53013,25.08732],[-105.53563,25.08846],[-105.53674,25.08868],[-105.53901,25.08915],[-105.54713,25.09212],[-105.54807,25.09247],[-105.55501,25.09502],[-105.55572,25.09613],[-105.55638,25.09716]]}}
Línea 115.0 kV | LineString | 115.0 kV | 1 |  |  | CFE |  |  |  |  | OpenStreetMap | {"type":"Feature","properties":{},"geometry":{"type":"LineString","coordinates":[[-105.06852,24.89469],[-105.06831,24.89489],[-105.06788,24.89534],[-105.06965,24.89652],[-105.07122,24.89754],[-105.07234,24.89829],[-105.07345,24.89902],[-105.07458,24.89976],[-105.07569,24.9005],[-105.07702,24.90137],[-105.07867,24.90245],[-105.08035,24.90357],[-105.082,24.90464],[-105.08405,24.906],[-105.08554,24.90724],[-105.08711,24.90855],[-105.08858,24.9098],[-105.08998,24.91096],[-105.09153,24.91225],[-105.09309,24.91355],[-105.09466,24.91485],[-105.09627,24.91619],[-105.09791,24.91756],[-105.09943,24.91885],[-105.10077,24.91999],[-105.10229,24.92128],[-105.10383,24.92257],[-105.10529,24.92379],[-105.10676,24.92502],[-105.10792,24.92598],[-105.10953,24.92733],[-105.11117,24.9287],[-105.1127,24.92997],[-105.11431,24.93132],[-105.11562,24.93241],[-105.11715,24.93369],[-105.11876,24.93503],[-105.12035,24.93636],[-105.12185,24.93761],[-105.12342,24.93892],[-105.12485,24.94011],[-105.12608,24.94114],[-105.12761,24.94242],[-105.12923,24.94377],[-105.13077,24.94505],[-105.13243,24.94638],[-105.13386,24.94757],[-105.13505,24.94855],[-105.13663,24.94987],[-105.13822,24.9512],[-105.13984,24.95254],[-105.14144,24.95388],[-105.14303,24.9552],[-105.14441,24.95635],[-105.14589,24.95759],[-105.14743,24.95887],[-105.14888,24.96007],[-105.15041,24.96136],[-105.15192,24.96262],[-105.15292,24.96349],[-105.15447,24.96479],[-105.15604,24.9661],[-105.15757,24.96739],[-105.15911,24.96865],[-105.16063,24.96995],[-105.16191,24.971],[-105.16344,24.97228],[-105.16496,24.97356],[-105.16652,24.97485],[-105.16758,24.97572],[-105.16912,24.977],[-105.17062,24.97824],[-105.17196,24.97937],[-105.1735,24.98065],[-105.17506,24.98193],[-105.17632,24.98298],[-105.17773,24.98417],[-105.17923,24.98541],[-105.18095,24.98686],[-105.18221,24.98792],[-105.18361,24.98907],[-105.18514,24.99035],[-105.18695,24.99184],[-105.1894,24.99391],[-105.19104,24.99506],[-105.1931,24.99652],[-105.19452,24.99752],[-105.19656,24.999],[-105.198,25.00001],[-105.19954,25.00111],[-105.2011,25.00222],[-105.20257,25.00328],[-105.20413,25.0044],[-105.20561,25.00545],[-105.20715,25.00652],[-105.20864,25.00773],[-105.21028,25.00908],[-105.2119,25.0104],[-105.21289,25.01121],[-105.21445,25.01248],[-105.21582,25.01358],[-105.21702,25.01455],[-105.21822,25.01554],[-105.21972,25.01674],[-105.22154,25.01778],[-105.22329,25.01878],[-105.22511,25.01979],[-105.22682,25.02082],[-105.22863,25.02184],[-105.23035,25.02281],[-105.23212,25.0238],[-105.23405,25.02489],[-105.23578,25.02586],[-105.2377,25.02693],[-105.2389,25.02762],[-105.24063,25.02859],[-105.24244,25.02961],[-105.24374,25.03035],[-105.24556,25.03137],[-105.24728,25.03234],[-105.249,25.03331],[-105.25056,25.03418],[-105.25209,25.03505],[-105.25362,25.03591],[-105.25514,25.03677],[-105.25673,25.03766],[-105.25812,25.038],[-105.26017,25.03851],[-105.26208,25.03898],[-105.2637,25.03938],[-105.26571,25.03988],[-105.26753,25.04033],[-105.26934,25.04077],[-105.27111,25.04121],[-105.27271,25.0416],[-105.27467,25.04209],[-105.27689,25.04264],[-105.27867,25.04308],[-105.28079,25.04359],[-105.28717,25.04517],[-105.29206,25.04637],[-105.29755,25.04773],[-105.3046,25.04952],[-105.32039,25.05348],[-105.32238,25.05398],[-105.32393,25.05436],[-105.32582,25.05482],[-105.32766,25.05493],[-105.33403,25.05521],[-105.34435,25.0556],[-105.34799,25.0558],[-105.35507,25.05394],[-105.36179,25.05217],[-105.3686,25.05031],[-105.37097,25.04967],[-105.37502,25.0486],[-105.37826,25.04773],[-105.38021,25.04723],[-105.38211,25.04671],[-105.38669,25.04703],[-105.38848,25.04716],[-105.39047,25.04731],[-105.39326,25.0475],[-105.39581,25.04768],[-105.39658,25.04771],[-105.39694,25.04763]]}}
Línea 115.0 kV | LineString | 115.0 kV | 1 |  |  | CFE |  |  |  |  | OpenStreetMap | {"type":"Feature","properties":{},"geometry":{"type":"LineString","coordinates":[[-104.60545,24.07585],[-104.60475,24.07537],[-104.60269,24.07514],[-104.60209,24.07457],[-104.60134,24.07386],[-104.60055,24.07312],[-104.60023,24.0728],[-104.60009,24.07212],[-104.5999,24.07116],[-104.59975,24.07036],[-104.59985,24.07026]]}}
Línea 115.0 kV | LineString | 115.0 kV | 2 |  |  | CFE |  |  |  |  | OpenStreetMap | {"type":"Feature","properties":{},"geometry":{"type":"LineString","coordinates":[[-104.50521,24.18187],[-104.50495,24.18169],[-104.50476,24.18164]]}}
Línea 115.0 kV | LineString | 115.0 kV | 1 |  |  | CFE |  |  |  |  | OpenStreetMap | {"type":"Feature","properties":{},"geometry":{"type":"LineString","coordinates":[[-104.52247,24.19323],[-104.52221,24.19386],[-104.52079,24.19563],[-104.51934,24.19742],[-104.51788,24.19924],[-104.51655,24.20093],[-104.51515,24.20268],[-104.51369,24.2045],[-104.51259,24.20589],[-104.51118,24.20764],[-104.50881,24.20866],[-104.50646,24.20967],[-104.50433,24.2106],[-104.50255,24.21137],[-104.50077,24.21213],[-104.49855,24.21303],[-104.49639,24.21398],[-104.49416,24.21495],[-104.49202,24.21587],[-104.48989,24.21678],[-104.4877,24.21773],[-104.48557,24.21865],[-104.48342,24.2196],[-104.48124,24.22054],[-104.47911,24.22145],[-104.47697,24.22237],[-104.47483,24.2233],[-104.47261,24.22426],[-104.47177,24.22563],[-104.4706,24.22752],[-104.46944,24.22942],[-104.46822,24.23141],[-104.46706,24.23329],[-104.46592,24.23515],[-104.46473,24.23708],[-104.46374,24.2387],[-104.46262,24.24054],[-104.46148,24.24239],[-104.46035,24.24422],[-104.45917,24.24615],[-104.45799,24.24806],[-104.45682,24.24997],[-104.45571,24.25178],[-104.45459,24.2536],[-104.45343,24.25548],[-104.45229,24.25735],[-104.45114,24.25923],[-104.44996,24.26115],[-104.4488,24.26304],[-104.44764,24.26494],[-104.44659,24.26664],[-104.44539,24.2686],[-104.44423,24.27048],[-104.44307,24.27239],[-104.44193,24.27424],[-104.44079,24.27608],[-104.43971,24.27786],[-104.43853,24.27978],[-104.43742,24.28158],[-104.43623,24.28352],[-104.43513,24.28531],[-104.43401,24.28713],[-104.43285,24.28902],[-104.43173,24.29083],[-104.43059,24.29268],[-104.42945,24.29455],[-104.42828,24.29646],[-104.42709,24.29838],[-104.42589,24.30036],[-104.42475,24.30221],[-104.42362,24.30405],[-104.42245,24.30595],[-104.42132,24.30779],[-104.42016,24.30968],[-104.41899,24.31156],[-104.41797,24.31325],[-104.4168,24.31514],[-104.41562,24.31707],[-104.41451,24.31886],[-104.41341,24.32066],[-104.41224,24.32255],[-104.41102,24.32452],[-104.40994,24.32629],[-104.40867,24.32837],[-104.40768,24.32998],[-104.40667,24.33162],[-104.40549,24.33354],[-104.40436,24.33538],[-104.40324,24.33719],[-104.40213,24.33901],[-104.401,24.34085],[-104.39989,24.34266],[-104.3988,24.34443],[-104.39771,24.3462],[-104.39593,24.34755],[-104.39441,24.3487],[-104.39265,24.35003],[-104.39121,24.35111],[-104.38949,24.35242],[-104.38766,24.35381],[-104.3858,24.35525],[-104.38401,24.35658],[-104.38223,24.35793],[-104.38048,24.35925],[-104.37869,24.36062],[-104.37694,24.36192],[-104.37529,24.36319],[-104.37361,24.36447],[-104.37195,24.36573],[-104.37013,24.3671],[-104.36827,24.36852],[-104.3664,24.36993],[-104.36461,24.37128],[-104.36298,24.37253],[-104.36136,24.37376],[-104.35977,24.37497],[-104.35814,24.37621],[-104.35653,24.3774],[-104.35497,24.37794],[-104.35307,24.37858],[-104.35092,24.3793],[-104.34871,24.38003],[-104.34621,24.38086],[-104.34431,24.3815],[-104.34204,24.38225],[-104.33988,24.38298],[-104.33718,24.38388],[-104.33515,24.38456],[-104.33269,24.38538],[-104.33057,24.38609],[-104.3284,24.38681],[-104.32636,24.38748],[-104.32387,24.38832],[-104.32203,24.38894],[-104.31994,24.38963],[-104.31767,24.39039],[-104.31579,24.39101],[-104.31331,24.39184],[-104.31183,24.39234],[-104.31008,24.39293],[-104.30809,24.39358],[-104.30582,24.39434],[-104.3036,24.39508],[-104.30161,24.39574],[-104.29943,24.39647],[-104.29739,24.39715],[-104.29522,24.39788],[-104.29337,24.39849],[-104.29091,24.39931],[-104.28908,24.39992],[-104.28705,24.4006],[-104.28501,24.40128],[-104.28335,24.40183],[-104.28126,24.40252],[-104.27922,24.4032],[-104.27719,24.40388],[-104.2751,24.40458],[-104.27307,24.40528],[-104.27145,24.40584],[-104.26977,24.40641],[-104.26838,24.40688],[-104.26595,24.40678],[-104.26387,24.40672],[-104.26147,24.40667],[-104.25915,24.40658],[-104.25659,24.40651],[-104.25484,24.40644],[-104.25317,24.40639],[-104.25081,24.40632],[-104.2483,24.40625],[-104.24723,24.40621],[-104.24622,24.40619],[-104.2439,24.40612],[-104.24172,24.40605],[-104.23945,24.406],[-104.23709,24.40593],[-104.23477,24.40584],[-104.23236,24.40577],[-104.22972,24.40569],[-104.22736,24.40562],[-104.22515,24.40555],[-104.22268,24.40545],[-104.22024,24.40541],[-104.21848,24.40637],[-104.21638,24.40754],[-104.21435,24.40865],[-104.21235,24.40975],[-104.21028,24.41089],[-104.20818,24.41205],[-104.20613,24.41317],[-104.20423,24.41422],[-104.20202,24.41545],[-104.20015,24.41647],[-104.19821,24.41754],[-104.19594,24.41879],[-104.19418,24.41977],[-104.1924,24.42075],[-104.1903,24.42193],[-104.18839,24.42297],[-104.18636,24.42409],[-104.18466,24.42501],[-104.1826,24.42615],[-104.18076,24.42716],[-104.17857,24.42837],[-104.17718,24.42913],[-104.17614,24.4297],[-104.1758,24.4292]]}}
Línea 115.0 kV | LineString | 115.0 kV | 1 |  |  | CFE |  |  |  |  | OpenStreetMap | {"type":"Feature","properties":{},"geometry":{"type":"LineString","coordinates":[[-104.50543,24.18208],[-104.50589,24.1824],[-104.50571,24.18261],[-104.50463,24.18184],[-104.50354,24.18106],[-104.50272,24.18049],[-104.50366,24.17939],[-104.50462,24.17828],[-104.50555,24.17719],[-104.50649,24.17608],[-104.50734,24.17483],[-104.50819,24.17355],[-104.50932,24.17224],[-104.51044,24.17094],[-104.51161,24.16957],[-104.51273,24.16826],[-104.5139,24.16689],[-104.51504,24.16609],[-104.51593,24.16505],[-104.51681,24.16402],[-104.5177,24.16298],[-104.51857,24.16196],[-104.51788,24.16148],[-104.51859,24.16064],[-104.51915,24.16107],[-104.52019,24.16005],[-104.52062,24.15958],[-104.5214,24.15999],[-104.52249,24.15871],[-104.52357,24.15746],[-104.52465,24.15619],[-104.52574,24.15493],[-104.52683,24.15366],[-104.52791,24.15239],[-104.52899,24.15113],[-104.53012,24.14981],[-104.53098,24.14881],[-104.53183,24.14781],[-104.53268,24.14683],[-104.53352,24.14584],[-104.5347,24.14448],[-104.53587,24.1431],[-104.53705,24.14173],[-104.53822,24.14036],[-104.5394,24.13899],[-104.54044,24.13777],[-104.5416,24.13642],[-104.54279,24.13503],[-104.54397,24.13366],[-104.54514,24.1323],[-104.54632,24.13092],[-104.54749,24.12954],[-104.54866,24.12819],[-104.54979,24.12686],[-104.5509,24.12557],[-104.552,24.12428],[-104.55309,24.12299],[-104.5542,24.1217],[-104.5553,24.12041],[-104.5564,24.11912],[-104.55748,24.11783],[-104.5586,24.11655],[-104.55971,24.11526],[-104.5608,24.11396],[-104.5619,24.11268],[-104.56159,24.1124]]}}
Línea 115.0 kV | LineString | 115.0 kV | 2 |  |  | CFE |  |  |  |  | OpenStreetMap | {"type":"Feature","properties":{},"geometry":{"type":"LineString","coordinates":[[-104.50563,24.18183],[-104.50611,24.18217],[-104.50707,24.18199],[-104.50826,24.18286],[-104.50947,24.18374],[-104.51067,24.18461],[-104.51186,24.18548],[-104.51306,24.18636],[-104.51426,24.18723],[-104.51546,24.1881],[-104.51666,24.18897],[-104.51785,24.18985],[-104.51906,24.19072],[-104.52025,24.1916],[-104.52143,24.19249],[-104.52247,24.19323]]}}
Línea 115.0 kV | LineString | 115.0 kV | 1 |  |  | CFE |  |  |  |  | OpenStreetMap | {"type":"Feature","properties":{},"geometry":{"type":"LineString","coordinates":[[-104.60531,24.076],[-104.60445,24.0754],[-104.60329,24.07682],[-104.60192,24.07851],[-104.60051,24.08025],[-104.5993,24.08173],[-104.59788,24.08348],[-104.59652,24.08517],[-104.59518,24.0868],[-104.59371,24.08861],[-104.59232,24.09031],[-104.59091,24.09206],[-104.58964,24.09361],[-104.5881,24.0955],[-104.58661,24.09732],[-104.58545,24.0987],[-104.58405,24.10038],[-104.58293,24.1017],[-104.5818,24.10303],[-104.58061,24.10444],[-104.57967,24.10558],[-104.57855,24.10688],[-104.57673,24.10903],[-104.57541,24.11059],[-104.5738,24.1125],[-104.57488,24.11424],[-104.57568,24.11554],[-104.57743,24.11846],[-104.57861,24.12045],[-104.57959,24.12207],[-104.57814,24.12389],[-104.57669,24.12571],[-104.57534,24.12743],[-104.57393,24.12917],[-104.57259,24.13085],[-104.57131,24.13244],[-104.56992,24.13419],[-104.56858,24.13586],[-104.56721,24.13759],[-104.56582,24.13932],[-104.56442,24.14107],[-104.56306,24.14278],[-104.56195,24.14417],[-104.56058,24.14587],[-104.55904,24.1478],[-104.55748,24.14974],[-104.5563,24.15123],[-104.5549,24.15297],[-104.55353,24.15468],[-104.55213,24.15645],[-104.55071,24.1582],[-104.54932,24.15997],[-104.5479,24.16175],[-104.5465,24.16351],[-104.5451,24.16525],[-104.5437,24.16699],[-104.5423,24.16873],[-104.5409,24.17048],[-104.53951,24.17223],[-104.53855,24.17343],[-104.53715,24.17517],[-104.53572,24.17695],[-104.53432,24.1787],[-104.53293,24.18045],[-104.53153,24.18218],[-104.53014,24.18394],[-104.52867,24.18577],[-104.52727,24.18751],[-104.52585,24.1893],[-104.52445,24.19105],[-104.52301,24.19283],[-104.52247,24.19323]]}}
Línea 115.0 kV | LineString | 115.0 kV | 1 |  |  | CFE |  |  |  |  | OpenStreetMap | {"type":"Feature","properties":{},"geometry":{"type":"LineString","coordinates":[[-104.60512,24.07624],[-104.60476,24.07599],[-104.60409,24.07552],[-104.6039,24.07574],[-104.60368,24.07604],[-104.60288,24.07703],[-104.60355,24.07811],[-104.60425,24.07927],[-104.60597,24.08015],[-104.60687,24.08062],[-104.60807,24.08124]]}}