Línea 115.0 kV | LineString | 115.0 kV | 1 |  |  | CFE |  |  |  |  | OpenStreetMap | {"type":"Feature","properties":{},"geometry":{"type":"LineString","coordinates":[[-104.56928,23.96663],[-104.56914,23.96677],[-104.56968,23.96741],[-104.57014,23.96692],[-104.57068,23.96632],[-104.57127,23.96569],[-104.57186,23.96506],[-104.57237,23.96451],[-104.57177,23.96382],[-104.57254,23.96322],[-104.57377,23.96223],[-104.57499,23.96123],[-104.57617,23.96026],[-104.57768,23.96103],[-104.57903,23.95996],[-104.57995,23.95962],[-104.58049,23.95914],[-104.58101,23.95866],[-104.58159,23.95816],[-104.58221,23.95761],[-104.58285,23.95705],[-104.58347,23.95651],[-104.5841,23.95596],[-104.58472,23.95541],[-104.58534,23.95487],[-104.58597,23.95431],[-104.58656,23.95387],[-104.58719,23.9534],[-104.58756,23.95307],[-104.58813,23.95258],[-104.58868,23.95209],[-104.58924,23.95159],[-104.5898,23.9511],[-104.58966,23.95041],[-104.58952,23.9497],[-104.59073,23.94871],[-104.59226,23.94751],[-104.5938,23.94628],[-104.59529,23.9451],[-104.59689,23.94385],[-104.5983,23.94269],[-104.5997,23.94159],[-104.60122,23.94038],[-104.60304,23.93893],[-104.60442,23.93785],[-104.60558,23.93691],[-104.60689,23.93589],[-104.60808,23.93491],[-104.61047,23.93299],[-104.61176,23.93197],[-104.61366,23.93047],[-104.61572,23.93003],[-104.61692,23.92976],[-104.61845,23.92945],[-104.61997,23.92912],[-104.6215,23.92879],[-104.623,23.92848],[-104.625,23.92901],[-104.62654,23.92942],[-104.62793,23.92979],[-104.62969,23.93026],[-104.63163,23.93078],[-104.63322,23.9312],[-104.63681,23.93216],[-104.6382,23.93252],[-104.63971,23.93292],[-104.64122,23.93333],[-104.64711,23.9349],[-104.6481,23.93542],[-104.64962,23.93625],[-104.65104,23.93703],[-104.65274,23.93795],[-104.65409,23.93869],[-104.65733,23.93662],[-104.65883,23.93566],[-104.66047,23.93458],[-104.66197,23.9336],[-104.6633,23.932],[-104.66546,23.92935],[-104.66627,23.92835],[-104.66846,23.92568],[-104.66922,23.92475],[-104.67288,23.92027],[-104.67421,23.91915],[-104.6754,23.91809],[-104.67821,23.91557],[-104.67944,23.91447],[-104.68064,23.91341],[-104.68173,23.91245],[-104.68293,23.91139],[-104.68405,23.91041],[-104.68503,23.90955],[-104.68617,23.90853],[-104.68704,23.90776],[-104.69125,23.90419],[-104.69319,23.90394],[-104.69476,23.90374],[-104.69609,23.90358],[-104.69778,23.90336],[-104.70018,23.90306],[-104.70218,23.90282],[-104.70384,23.9026],[-104.70506,23.90338],[-104.70661,23.90439],[-104.70777,23.90512],[-104.70897,23.9059],[-104.71031,23.90675],[-104.7116,23.90759],[-104.71301,23.9085],[-104.71451,23.90946],[-104.71607,23.91048],[-104.71781,23.91126],[-104.71931,23.91195],[-104.72077,23.91261],[-104.72229,23.9133],[-104.72381,23.914],[-104.72535,23.9147],[-104.727,23.91545],[-104.72894,23.91633],[-104.731,23.91727],[-104.73237,23.91632],[-104.73373,23.91632],[-104.73548,23.91631],[-104.73717,23.91631],[-104.73892,23.91631],[-104.74144,23.9163],[-104.74319,23.91534],[-104.74473,23.91449],[-104.74597,23.91382],[-104.74752,23.91297],[-104.74899,23.91217],[-104.75112,23.91101],[-104.75282,23.91009],[-104.75421,23.90934],[-104.75564,23.90857],[-104.75715,23.90772],[-104.75713,23.90543],[-104.75711,23.9023],[-104.7571,23.90093],[-104.75708,23.89968],[-104.75708,23.89804],[-104.75705,23.89451],[-104.75703,23.89082],[-104.75702,23.88915],[-104.75746,23.88392],[-104.75757,23.88251],[-104.7577,23.88109],[-104.75793,23.87807],[-104.7583,23.87374],[-104.75837,23.87296],[-104.75875,23.86827],[-104.75947,23.86701],[-104.76063,23.86496],[-104.76168,23.86312],[-104.76238,23.86196],[-104.76361,23.85967],[-104.76399,23.85903],[-104.76436,23.85746],[-104.76472,23.85581],[-104.76447,23.85414],[-104.76424,23.85248],[-104.76402,23.85098],[-104.7636,23.84801],[-104.76336,23.84636],[-104.76314,23.84491],[-104.76293,23.8434],[-104.76277,23.84229],[-104.76251,23.84062],[-104.76213,23.8378],[-104.76119,23.83446],[-104.76052,23.83198],[-104.76122,23.83051],[-104.76197,23.82891],[-104.76463,23.82736],[-104.76655,23.82624],[-104.76741,23.82417],[-104.76804,23.82252],[-104.76862,23.82105],[-104.76957,23.81866],[-104.77032,23.81674],[-104.77027,23.81462],[-104.77022,23.81279],[-104.77018,23.81102],[-104.76878,23.80973],[-104.76766,23.80871],[-104.76646,23.80762],[-104.76486,23.80604],[-104.76449,23.80407],[-104.76394,23.80212],[-104.76273,23.80041],[-104.76191,23.79926],[-104.76084,23.79774],[-104.75975,23.7962],[-104.75894,23.79504],[-104.75793,23.79361],[-104.75705,23.79236],[-104.75606,23.79095],[-104.7569,23.78994],[-104.7579,23.78873],[-104.75964,23.78664],[-104.76063,23.78545],[-104.76214,23.78363],[-104.76331,23.78225],[-104.76422,23.78116],[-104.76534,23.77979],[-104.76639,23.77852],[-104.76598,23.77701],[-104.76563,23.7757],[-104.76528,23.77436],[-104.76491,23.77305],[-104.76458,23.77177],[-104.76304,23.77117],[-104.76153,23.77059],[-104.76003,23.77003],[-104.75918,23.76816],[-104.75861,23.76689],[-104.75806,23.76567],[-104.75754,23.76451],[-104.75717,23.76367],[-104.75617,23.76146],[-104.75559,23.76016],[-104.75499,23.75882],[-104.75379,23.75613],[-104.75321,23.75483],[-104.75259,23.75347],[-104.75201,23.75217],[-104.75143,23.75085],[-104.75082,23.7495],[-104.75028,23.7483],[-104.74952,23.7466],[-104.74865,23.74465],[-104.74891,23.74332],[-104.74941,23.74069],[-104.74966,23.73939],[-104.74943,23.73803],[-104.74922,23.73676],[-104.74855,23.7328],[-104.74812,23.73018],[-104.74769,23.72762],[-104.74694,23.72603],[-104.74617,23.72441],[-104.74534,23.72263],[-104.74487,23.72164],[-104.74437,23.72056],[-104.74342,23.71858],[-104.74243,23.71647],[-104.7419,23.71534],[-104.73894,23.70905],[-104.73642,23.70375],[-104.73536,23.70183],[-104.7342,23.6998],[-104.73254,23.69678],[-104.73214,23.69606],[-104.73108,23.69406],[-104.73061,23.69302],[-104.73003,23.69156],[-104.72945,23.69013],[-104.72893,23.68886],[-104.72833,23.68737],[-104.72768,23.68628],[-104.72709,23.68524],[-104.72411,23.68017],[-104.72357,23.67929],[-104.72215,23.67698],[-104.72255,23.67519],[-104.72324,23.67202],[-104.72359,23.67035],[-104.72341,23.66866],[-104.72324,23.667],[-104.72295,23.66433],[-104.72278,23.66268],[-104.72258,23.66102],[-104.7224,23.65924],[-104.72225,23.65777],[-104.72208,23.65618],[-104.7219,23.65454],[-104.72175,23.6531],[-104.72158,23.65147],[-104.72146,23.65024],[-104.72281,23.64781],[-104.72362,23.64636],[-104.72442,23.64492],[-104.73278,23.6289],[-104.74486,23.62169],[-104.74823,23.61436],[-104.74249,23.59797],[-104.74063,23.58983],[-104.74006,23.58121],[-104.73484,23.57923],[-104.72537,23.57061],[-104.72165,23.56888],[-104.71654,23.56244],[-104.71553,23.558],[-104.7162,23.55374],[-104.72474,23.54653],[-104.72507,23.54314],[-104.72177,23.53621],[-104.72249,23.53408],[-104.72265,23.53385],[-104.7224,23.53341]]}}
Línea 115.0 kV | LineString | 115.0 kV | 1 |  |  | CFE |  |  |  |  | OpenStreetMap | {"type":"Feature","properties":{},"geometry":{"type":"LineString","coordinates":[[-104.64265,23.99051],[-104.64248,23.99028],[-104.64152,23.98915],[-104.64198,23.98862],[-104.6426,23.98822],[-104.6433,23.98777],[-104.64395,23.98734],[-104.6446,23.98691],[-104.64527,23.98649],[-104.64605,23.98568],[-104.64628,23.98528],[-104.64637,23.98484],[-104.64628,23.98439],[-104.64594,23.9836],[-104.64563,23.98288],[-104.64526,23.98204],[-104.6449,23.9812],[-104.6448,23.98083],[-104.64567,23.98108],[-104.64635,23.98127],[-104.64715,23.9815],[-104.64793,23.98172],[-104.6487,23.98194],[-104.64965,23.98221],[-104.65053,23.98245],[-104.65133,23.98268],[-104.65221,23.98292],[-104.65313,23.98319],[-104.65375,23.98336],[-104.65454,23.98359],[-104.65516,23.98376],[-104.65607,23.98402],[-104.65694,23.98426],[-104.65709,23.98387],[-104.65794,23.98411],[-104.65881,23.98436],[-104.65964,23.9846],[-104.6601,23.98468],[-104.66101,23.98481],[-104.66187,23.98493],[-104.6627,23.98485],[-104.66351,23.98476],[-104.66388,23.98474],[-104.66415,23.98465],[-104.66431,23.98445],[-104.66414,23.98313],[-104.66551,23.98259],[-104.66637,23.98234],[-104.66695,23.98219],[-104.66807,23.9819],[-104.66923,23.98161],[-104.67036,23.98133],[-104.67148,23.98104],[-104.67263,23.98076],[-104.67377,23.98048],[-104.67489,23.9802],[-104.67603,23.97991],[-104.67717,23.97963],[-104.67831,23.97935],[-104.67944,23.97906],[-104.68058,23.97877],[-104.6817,23.9785],[-104.68284,23.97822],[-104.68397,23.97794],[-104.68524,23.97762],[-104.68628,23.97736],[-104.6874,23.97709],[-104.68854,23.97681],[-104.6897,23.97651],[-104.69084,23.97623],[-104.69203,23.97593],[-104.69221,23.97611],[-104.69289,23.97677],[-104.69362,23.97749],[-104.69519,23.97902],[-104.6966,23.98039],[-104.69736,23.98111],[-104.69832,23.98206],[-104.69913,23.98283],[-104.70007,23.98375],[-104.70107,23.98472],[-104.702,23.98562],[-104.7022,23.98603],[-104.70325,23.98826],[-104.70402,23.98987],[-104.70444,23.99077],[-104.70498,23.99189],[-104.70537,23.9927],[-104.70475,23.99358],[-104.7043,23.99408],[-104.70389,23.99461],[-104.70342,23.99519],[-104.70289,23.99593],[-104.70221,23.99681],[-104.70188,23.99726],[-104.70119,23.99814],[-104.70081,23.99865],[-104.70037,23.99924],[-104.69978,24.00005],[-104.69935,24.00058],[-104.69893,24.00114],[-104.69844,24.00179],[-104.69796,24.0024],[-104.69737,24.00317],[-104.69677,24.00398],[-104.69618,24.00476],[-104.69553,24.00561],[-104.69555,24.00617],[-104.69624,24.00664],[-104.69682,24.00699],[-104.69663,24.00718]]}}
Línea 115.0 kV | LineString | 115.0 kV | 1 |  |  | CFE |  |  |  |  | OpenStreetMap | {"type":"Feature","properties":{},"geometry":{"type":"LineString","coordinates":[[-104.56918,23.96651],[-104.56881,23.96692]]}}
Línea 115.0 kV | LineString | 115.0 kV | 1 |  |  | CFE |  |  |  |  | OpenStreetMap | {"type":"Feature","properties":{},"geometry":{"type":"LineString","coordinates":[[-104.56905,23.96637],[-104.56881,23.96692]]}}
Línea 115.0 kV | LineString | 115.0 kV | 1 |  |  | CFE |  |  |  |  | OpenStreetMap | {"type":"Feature","properties":{},"geometry":{"type":"LineString","coordinates":[[-104.58316,24.0028],[-104.58313,24.00304]]}}
Línea 115.0 kV | LineString | 115.0 kV | 1 |  |  | CFE |  |  |  |  | OpenStreetMap | {"type":"Feature","properties":{},"geometry":{"type":"LineString","coordinates":[[-104.58326,24.00231],[-104.58324,24.00193]]}}
Línea 115.0 kV | LineString | 115.0 kV | 1 |  |  | CFE |  |  |  |  | OpenStreetMap | {"type":"Feature","properties":{},"geometry":{"type":"LineString","coordinates":[[-104.58306,24.00231],[-104.58304,24.00191],[-104.58324,24.00193]]}}
Línea 115.0 kV | LineString | 115.0 kV | 2 |  |  | CFE |  |  |  |  | OpenStreetMap | {"type":"Feature","properties":{},"geometry":{"type":"LineString","coordinates":[[-104.58324,24.00193],[-104.5847,24.0017],[-104.58595,24.00137],[-104.58744,24.0009],[-104.58836,23.99967],[-104.58925,23.99842],[-104.59002,23.99755],[-104.59082,23.99669],[-104.59152,23.99634],[-104.59226,23.99621]]}}
Línea 115.0 kV | LineString | 115.0 kV | 2 |  |  | CFE |  |  |  |  | OpenStreetMap | {"type":"Feature","properties":{},"geometry":{"type":"LineString","coordinates":[[-104.56881,23.96692],[-104.56971,23.96998],[-104.57051,23.97267],[-104.57138,23.97554],[-104.5723,23.97859],[-104.57314,23.98141],[-104.57385,23.98376],[-104.5747,23.98664],[-104.57564,23.9898],[-104.57655,23.99282],[-104.57946,23.99329],[-104.58202,23.9937],[-104.58579,23.9943],[-104.58909,23.99482],[-104.59117,23.99515],[-104.59198,23.99595],[-104.59226,23.99621]]}}
Línea 115.0 kV | LineString | 115.0 kV | 2 |  |  | CFE |  |  |  |  | OpenStreetMap | {"type":"Feature","properties":{},"geometry":{"type":"LineString","coordinates":[[-104.59226,23.99621],[-104.59285,23.99681],[-104.59442,23.99834],[-104.59789,23.99795],[-104.60108,23.99761],[-104.6045,23.99724],[-104.60754,23.99692],[-104.61066,23.99657],[-104.61358,23.99626],[-104.61639,23.99596],[-104.61927,23.99565],[-104.62202,23.99723],[-104.6251,23.999],[-104.62802,24.00068],[-104.63062,24.00217],[-104.63147,24.00324],[-104.63436,24.0043]]}}
Línea 115.0 kV | LineString | 115.0 kV | 1 |  |  | CFE |  |  |  |  | OpenStreetMap | {"type":"Feature","properties":{},"geometry":{"type":"LineString","coordinates":[[-104.63436,24.0043],[-104.63453,24.00419],[-104.63524,24.00395],[-104.63599,24.00356],[-104.63671,24.00317],[-104.63747,24.00279],[-104.63809,24.00204],[-104.63871,24.00128],[-104.63935,24.00053],[-104.64038,23.99987],[-104.64099,23.99956],[-104.64157,23.99927],[-104.64207,23.99886],[-104.64227,23.99832],[-104.64226,23.99755],[-104.64225,23.99658],[-104.64186,23.99574],[-104.64117,23.99499],[-104.64063,23.99393],[-104.64058,23.99353],[-104.6407,23.99268],[-104.64082,23.99186],[-104.64096,23.99092],[-104.64107,23.99024],[-104.64117,23.98954],[-104.6415,23.98918],[-104.64248,23.99028],[-104.64247,23.99055]]}}
Línea 115.0 kV | LineString | 115.0 kV | 2 |  |  | CFE |  |  |  |  | OpenStreetMap | {"type":"Feature","properties":{},"geometry":{"type":"LineString","coordinates":[[-104.60572,24.07584],[-104.60623,24.07619],[-104.6083,24.07738],[-104.61002,24.07836],[-104.61253,24.07975],[-104.61402,24.07848],[-104.61628,24.07629],[-104.61885,24.0738],[-104.62106,24.07164],[-104.62312,24.06963],[-104.62514,24.06764],[-104.62722,24.06563],[-104.6295,24.06335],[-104.63195,24.06097],[-104.63447,24.05852],[-104.6368,24.05625]]}}
Línea 115.0 kV | LineString | 115.0 kV | 1 |  |  | CFE |  |  |  |  | OpenStreetMap | {"type":"Feature","properties":{},"geometry":{"type":"LineString","coordinates":[[-104.6368,24.05625],[-104.63928,24.05383],[-104.64067,24.05262],[-104.64257,24.05191],[-104.64455,24.05119],[-104.64625,24.05059],[-104.64836,24.04981],[-104.65006,24.04922],[-104.65134,24.04877],[-104.65189,24.04857],[-104.65171,24.04845]]}}
Línea 115.0 kV | LineString | 115.0 kV | 1 |  |  | CFE |  |  |  |  | OpenStreetMap | {"type":"Feature","properties":{},"geometry":{"type":"LineString","coordinates":[[-104.63436,24.0043],[-104.6342,24.00442],[-104.6337,24.0046],[-104.63338,24.005],[-104.63292,24.00583],[-104.63246,24.00666],[-104.63223,24.00726],[-104.63201,24.00786],[-104.63214,24.00834],[-104.63227,24.00886],[-104.63253,24.0091],[-104.63329,24.0098],[-104.63332,24.01046],[-104.63334,24.011],[-104.63337,24.01164],[-104.6324,24.01169],[-104.63242,24.01233],[-104.63248,24.01298],[-104.63248,24.01351],[-104.63252,24.01423],[-104.63256,24.01499],[-104.63259,24.01565],[-104.63262,24.01627],[-104.63266,24.01694],[-104.6327,24.01774],[-104.63274,24.01847],[-104.63277,24.01909],[-104.6328,24.01968],[-104.63283,24.02027],[-104.63287,24.02101],[-104.63292,24.02176],[-104.63295,24.02247],[-104.63298,24.02311],[-104.63302,24.02382],[-104.63308,24.02472],[-104.63309,24.02512],[-104.63311,24.02562],[-104.63314,24.02626],[-104.63315,24.02671],[-104.63316,24.02681],[-104.63308,24.02711],[-104.63309,24.02724],[-104.63318,24.02773],[-104.63325,24.02821],[-104.63336,24.02889],[-104.63347,24.02954],[-104.63357,24.03026],[-104.63371,24.03102],[-104.63378,24.03147],[-104.63388,24.03215],[-104.63399,24.03283],[-104.6341,24.03353],[-104.63421,24.03411],[-104.63434,24.03494],[-104.63477,24.03499],[-104.63535,24.03506],[-104.63619,24.03516],[-104.63638,24.03519],[-104.63613,24.03541],[-104.63559,24.03588],[-104.63496,24.03645],[-104.63447,24.03689],[-104.63397,24.03734],[-104.63347,24.0378],[-104.63297,24.03826],[-104.63243,24.03874],[-104.63214,24.03872]]}}
Línea 115.0 kV | LineString | 115.0 kV | 2 |  |  | CFE |  |  |  |  | OpenStreetMap | {"type":"Feature","properties":{},"geometry":{"type":"LineString","coordinates":[[-104.63194,24.03798],[-104.63214,24.03872]]}}
Línea 115.0 kV | LineString | 115.0 kV | 1 |  |  | CFE |  |  |  |  | OpenStreetMap | {"type":"Feature","properties":{},"geometry":{"type":"LineString","coordinates":[[-104.63179,24.0383],[-104.63171,24.03803],[-104.63194,24.03798]]}}
Línea 115.0 kV | LineString | 115.0 kV | 1 |  |  | CFE |  |  |  |  | OpenStreetMap | {"type":"Feature","properties":{},"geometry":{"type":"LineString","coordinates":[[-104.63188,24.03828],[-104.63181,24.03804],[-104.63194,24.03798]]}}
Línea 115.0 kV | LineString | 115.0 kV | 1 |  |  | CFE |  |  |  |  | OpenStreetMap | {"type":"Feature","properties":{},"geometry":{"type":"LineString","coordinates":[[-104.6368,24.05625],[-104.63821,24.05469],[-104.63908,24.05379],[-104.63984,24.05244],[-104.64059,24.05099],[-104.64132,24.04958],[-104.64047,24.04877],[-104.63982,24.04815],[-104.63908,24.04743],[-104.63824,24.04663],[-104.63747,24.0459],[-104.63662,24.04509],[-104.63576,24.04427],[-104.63506,24.04359],[-104.63437,24.04293],[-104.63357,24.04214],[-104.63325,24.04168],[-104.63307,24.04099],[-104.63308,24.04032],[-104.63308,24.03919],[-104.6322,24.03884],[-104.63214,24.03872]]}}
Línea 115.0 kV | LineString | 115.0 kV | 1 |  |  | CFE |  |  |  |  | OpenStreetMap | {"type":"Feature","properties":{},"geometry":{"type":"LineString","coordinates":[[-104.66663,24.04643],[-104.66666,24.04634],[-104.66753,24.0464],[-104.6684,24.04647],[-104.66995,24.04654],[-104.67131,24.04661],[-104.67288,24.04675],[-104.67426,24.04676],[-104.67475,24.04625],[-104.67518,24.04583],[-104.67572,24.04554],[-104.67653,24.04512],[-104.67719,24.04478],[-104.67781,24.04443],[-104.67877,24.04405],[-104.67931,24.04388],[-104.67981,24.04378],[-104.68046,24.04445],[-104.68111,24.04512],[-104.68156,24.04558],[-104.68185,24.04534],[-104.68244,24.04484],[-104.68305,24.04438],[-104.68363,24.04389],[-104.6842,24.04342],[-104.68487,24.04286],[-104.68533,24.04247],[-104.68597,24.04196],[-104.68654,24.04147],[-104.68716,24.04096],[-104.68777,24.04045],[-104.68838,24.03997],[-104.68897,24.03946],[-104.68919,24.03846],[-104.68936,24.0377],[-104.68968,24.03582],[-104.69085,24.03614],[-104.69522,24.03729],[-104.69911,24.03366],[-104.69861,24.033],[-104.69735,24.03134],[-104.69983,24.02714],[-104.70236,24.02319],[-104.70346,24.0214],[-104.7032,24.01993],[-104.70288,24.01816],[-104.70254,24.0163],[-104.70222,24.01455],[-104.70185,24.01233],[-104.70145,24.01015],[-104.70123,24.00887],[-104.70047,24.00889],[-104.69974,24.00892],[-104.69901,24.00896],[-104.69828,24.00902],[-104.69745,24.00914],[-104.69674,24.00926],[-104.69692,24.00848],[-104.69711,24.00773],[-104.69632,24.00724],[-104.69636,24.00713]]}}
Línea 115.0 kV | LineString | 115.0 kV | 1 |  |  | CFE |  |  |  |  | OpenStreetMap | {"type":"Feature","properties":{},"geometry":{"type":"LineString","coordinates":[[-104.66668,24.04651],[-104.66695,24.04657],[-104.66804,24.0465],[-104.66908,24.04656],[-104.66894,24.04709]]}}
Línea 115.0 kV | LineString | 115.0 kV | 1 |  |  | CFE |  |  |  |  | OpenStreetMap | {"type":"Feature","properties":{},"geometry":{"type":"LineString","coordinates":[[-104.65539,24.0473],[-104.65579,24.04799],[-104.65602,24.04906],[-104.65589,24.05002],[-104.65564,24.05105],[-104.65541,24.05193],[-104.65514,24.05298],[-104.65496,24.05394],[-104.65484,24.05467],[-104.65471,24.05538],[-104.65458,24.0561],[-104.65444,24.05681],[-104.65432,24.05754],[-104.65413,24.05855],[-104.65393,24.05971],[-104.65374,24.06078],[-104.65358,24.06161],[-104.6534,24.06265],[-104.65319,24.06381],[-104.65309,24.06495],[-104.65314,24.0662],[-104.65325,24.06702],[-104.65337,24.06784],[-104.65365,24.06898],[-104.65408,24.0701],[-104.65463,24.07106],[-104.6552,24.07206],[-104.65636,24.07348],[-104.65686,24.07411],[-104.65735,24.07472],[-104.65834,24.07596],[-104.65883,24.07659],[-104.65945,24.07737],[-104.66005,24.0781],[-104.66043,24.07857],[-104.66102,24.0793],[-104.66155,24.08006],[-104.66208,24.08083],[-104.66255,24.0815],[-104.66312,24.08101],[-104.66329,24.08077]]}}
Línea 115.0 kV | LineString | 115.0 kV | 1 |  |  | CFE |  |  |  |  | OpenStreetMap | {"type":"Feature","properties":{},"geometry":{"type":"LineString","coordinates":[[-104.65539,24.0473],[-104.65591,24.04734],[-104.65626,24.04777],[-104.65697,24.04732],[-104.65765,24.04688],[-104.65827,24.04645],[-104.65868,24.04616],[-104.65866,24.04652],[-104.65863,24.04719],[-104.65878,24.04717],[-104.65978,24.04709],[-104.66073,24.04703],[-104.66186,24.04695],[-104.66305,24.04686],[-104.66429,24.04678],[-104.66566,24.04666],[-104.6666,24.0466],[-104.66662,24.04653]]}}
Línea 115.0 kV | LineString | 115.0 kV | 2 |  |  | CFE |  |  |  |  | OpenStreetMap | {"type":"Feature","properties":{},"geometry":{"type":"LineString","coordinates":[[-104.65206,24.0485],[-104.65312,24.04812],[-104.65428,24.0477],[-104.65539,24.0473]]}}
Línea 115.0 kV | LineString | 115.0 kV | 1 |  |  | CFE |  |  |  |  | OpenStreetMap | {"type":"Feature","properties":{},"geometry":{"type":"LineString","coordinates":[[-104.65199,24.04827],[-104.65206,24.0485]]}}
Línea 115.0 kV | LineString | 115.0 kV | 1 |  |  | CFE |  |  |  |  | OpenStreetMap | {"type":"Feature","properties":{},"geometry":{"type":"LineString","coordinates":[[-104.65185,24.04836],[-104.65189,24.04857],[-104.65206,24.0485]]}}
Línea 115.0 kV | LineString | 115.0 kV | 1 |  |  | CFE |  |  |  |  | OpenStreetMap | {"type":"Feature","properties":{},"geometry":{"type":"LineString","coordinates":[[-106.41173,23.29159],[-106.41224,23.29163],[-106.41361,23.29285],[-106.4145,23.29368],[-106.41569,23.2948],[-106.41724,23.29624],[-106.41841,23.29732],[-106.41978,23.2986],[-106.42091,23.29965],[-106.42274,23.30136],[-106.42479,23.30329],[-106.42578,23.30418],[-106.42685,23.30518],[-106.42678,23.3062],[-106.42663,23.3081],[-106.42644,23.30997],[-106.42624,23.31182],[-106.42607,23.31364],[-106.42589,23.31541],[-106.42535,23.31641],[-106.42428,23.31829],[-106.42335,23.31999],[-106.42268,23.32128],[-106.42184,23.32278],[-106.42096,23.3244],[-106.4207,23.32635],[-106.42043,23.32818],[-106.42019,23.32969],[-106.41993,23.33148],[-106.41971,23.33347],[-106.41947,23.33516],[-106.41921,23.337],[-106.41882,23.33995],[-106.4186,23.34162],[-106.41843,23.34295],[-106.41818,23.34488],[-106.41832,23.34588],[-106.41856,23.34766],[-106.41879,23.34907],[-106.41903,23.35057],[-106.41881,23.35162],[-106.4183,23.35388],[-106.41795,23.35545],[-106.41757,23.35717],[-106.41709,23.35928],[-106.41822,23.36113],[-106.4191,23.36251],[-106.41998,23.36389],[-106.42061,23.36491],[-106.42156,23.36638],[-106.42248,23.36783],[-106.42397,23.37008],[-106.42611,23.37325],[-106.42804,23.37608],[-106.429,23.37749],[-106.42999,23.37894],[-106.43088,23.38025],[-106.43184,23.38167],[-106.43281,23.3831],[-106.43369,23.3844],[-106.43491,23.38621],[-106.43611,23.38798],[-106.43707,23.38937],[-106.43832,23.39121],[-106.43893,23.39217],[-106.4401,23.39324],[-106.44113,23.39421],[-106.44241,23.3954],[-106.4439,23.3968],[-106.4451,23.39792],[-106.44702,23.39975],[-106.44815,23.40086],[-106.44919,23.40295],[-106.45003,23.4047],[-106.45067,23.40605],[-106.45113,23.40702],[-106.45172,23.40823],[-106.45233,23.40949],[-106.45336,23.41168],[-106.4539,23.41281],[-106.45478,23.41466],[-106.45763,23.42062],[-106.45942,23.4245],[-106.45973,23.42518],[-106.46022,23.42894],[-106.4605,23.43175],[-106.46073,23.43384],[-106.46091,23.43566],[-106.46243,23.43879],[-106.46314,23.44026],[-106.46507,23.44437],[-106.46798,23.45043],[-106.46872,23.45194],[-106.47045,23.45541],[-106.47134,23.45733],[-106.47246,23.45962],[-106.4745,23.4639],[-106.47496,23.4694],[-106.4746,23.47136],[-106.47431,23.47297],[-106.47395,23.47501],[-106.47365,23.47625],[-106.47357,23.47694],[-106.47561,23.48326],[-106.47684,23.48795],[-106.4866,23.49592],[-106.48737,23.49765],[-106.48815,23.49943],[-106.48894,23.50122],[-106.48973,23.50303],[-106.4939,23.51258],[-106.49449,23.51387],[-106.49522,23.51553],[-106.49575,23.51677],[-106.49634,23.51809],[-106.49727,23.5202],[-106.50022,23.52257],[-106.50152,23.52531],[-106.50179,23.52623],[-106.50232,23.52816],[-106.50318,23.53104],[-106.50483,23.53407],[-106.5081,23.53556],[-106.5106,23.53823],[-106.51309,23.54206],[-106.51423,23.54371],[-106.51516,23.54512],[-106.51573,23.54588],[-106.51741,23.54847],[-106.5182,23.54966],[-106.51913,23.55101],[-106.5202,23.55265],[-106.52178,23.55509],[-106.52277,23.55619],[-106.52391,23.55749],[-106.52489,23.55866],[-106.52582,23.55999],[-106.52669,23.56131],[-106.52776,23.56295],[-106.52874,23.56438],[-106.5298,23.56601],[-106.53087,23.5676],[-106.53187,23.56917],[-106.5329,23.57081],[-106.53426,23.57273],[-106.53531,23.57437],[-106.53609,23.5755],[-106.53716,23.57712],[-106.53802,23.57844],[-106.53905,23.57999],[-106.53967,23.58092],[-106.54027,23.58184],[-106.54148,23.58366],[-106.54251,23.5852],[-106.5434,23.58655],[-106.54434,23.58796],[-106.54539,23.58954],[-106.54678,23.59161],[-106.54768,23.59301],[-106.54952,23.5958],[-106.55624,23.60124],[-106.55717,23.60573],[-106.55873,23.60754],[-106.55988,23.61174],[-106.56189,23.6144],[-106.56736,23.6161],[-106.57146,23.61876],[-106.57276,23.62247],[-106.57492,23.62554],[-106.57651,23.62964],[-106.57637,23.63276],[-106.58205,23.63895],[-106.58719,23.64394],[-106.58868,23.64916],[-106.58756,23.66349],[-106.59129,23.67063],[-106.59125,23.67168],[-106.58888,23.67596],[-106.58586,23.68163],[-106.58914,23.6901],[-106.59199,23.69742],[-106.59655,23.70901],[-106.59731,23.71937],[-106.59793,23.72799],[-106.59644,23.73207],[-106.59547,23.73448],[-106.59344,23.7386],[-106.59241,23.74071],[-106.59182,23.74193],[-106.59031,23.74503],[-106.59282,23.74945],[-106.5949,23.75346],[-106.59573,23.75748],[-106.60045,23.76298],[-106.60143,23.76404],[-106.60172,23.76592],[-106.60208,23.7676],[-106.60261,23.77042],[-106.6032,23.77327],[-106.60379,23.77661],[-106.60437,23.77929],[-106.60703,23.78167],[-106.61199,23.78607],[-106.61217,23.78745],[-106.61274,23.79145],[-106.6139,23.7997],[-106.61324,23.80232],[-106.61241,23.80575],[-106.61195,23.8076],[-106.61153,23.80924],[-106.61087,23.81177],[-106.61029,23.81402],[-106.61068,23.81509],[-106.61106,23.81628],[-106.61273,23.82115],[-106.61341,23.82312],[-106.61404,23.8249],[-106.61507,23.82795],[-106.61668,23.83267],[-106.61748,23.8357],[-106.61778,23.83685],[-106.61796,23.83723]]}}
Línea 115.0 kV | LineString | 115.0 kV | 1 |  |  | CFE |  |  |  |  | OpenStreetMap | {"type":"Feature","properties":{},"geometry":{"type":"LineString","coordinates":[[-106.41152,23.29117],[-106.41231,23.29121],[-106.41267,23.29076]]}}
Línea 115.0 kV | LineString | 115.0 kV | 1 |  |  | CFE |  |  |  |  | OpenStreetMap | {"type":"Feature","properties":{},"geometry":{"type":"LineString","coordinates":[[-106.41153,23.29141],[-106.41228,23.29143],[-106.41267,23.29076]]}}
Línea 115.0 kV | LineString | 115.0 kV | 1 |  |  | CFE |  |  |  |  | OpenStreetMap | {"type":"Feature","properties":{},"geometry":{"type":"LineString","coordinates":[[-106.35444,23.19213],[-106.35414,23.19241],[-106.35339,23.19312],[-106.3525,23.1943],[-106.35154,23.19561],[-106.3509,23.19745],[-106.35029,23.19939],[-106.35024,23.19956]]}}
Línea 115.0 kV | LineString | 115.0 kV | 1 |  |  | CFE |  |  |  |  | OpenStreetMap | {"type":"Feature","properties":{},"geometry":{"type":"LineString","coordinates":[[-104.84226,21.48463],[-104.84222,21.48475],[-104.84175,21.4846]]}}
Línea 115.0 kV | LineString | 115.0 kV | 1 |  |  | CFE |  |  |  |  | OpenStreetMap | {"type":"Feature","properties":{},"geometry":{"type":"LineString","coordinates":[[-104.84233,21.48465],[-104.84228,21.48477],[-104.84175,21.4846]]}}
Línea 115.0 kV | LineString | 115.0 kV | 1 |  |  | CFE |  |  |  |  | OpenStreetMap | {"type":"Feature","properties":{},"geometry":{"type":"LineString","coordinates":[[-104.88658,21.4691],[-104.88615,21.46878]]}}
Línea 115.0 kV | LineString | 115.0 kV |  |  |  | CFE |  |  |  |  | OpenStreetMap | {"type":"Feature","properties":{},"geometry":{"type":"LineString","coordinates":[[-104.88789,21.47002],[-104.8871,21.46947]]}}
Línea 115.0 kV | LineString | 115.0 kV |  |  |  | CFE |  |  |  |  | OpenStreetMap | {"type":"Feature","properties":{},"geometry":{"type":"LineString","coordinates":[[-104.88615,21.46878],[-104.88505,21.46806],[-104.88427,21.46764],[-104.88345,21.46726],[-104.882,21.46664],[-104.88064,21.46612],[-104.87911,21.46553],[-104.87771,21.46498],[-104.87621,21.46441],[-104.87481,21.46387],[-104.87378,21.46349],[-104.8727,21.46312],[-104.87206,21.46154],[-104.87152,21.46013],[-104.87081,21.45831],[-104.87011,21.45651],[-104.86924,21.45628]]}}
Línea 115.0 kV | LineString | 115.0 kV | 1 |  |  | CFE |  |  |  |  | OpenStreetMap | {"type":"Feature","properties":{},"geometry":{"type":"LineString","coordinates":[[-104.8871,21.46947],[-104.88658,21.4691]]}}
Línea 115.0 kV | LineString | 115.0 kV | 1 |  |  | CFE |  |  |  |  | OpenStreetMap | {"type":"Feature","properties":{},"geometry":{"type":"LineString","coordinates":[[-104.8871,21.46947],[-104.88615,21.46878]]}}
Línea 115.0 kV | LineString | 115.0 kV | 1 |  |  | CFE |  |  |  |  | OpenStreetMap | {"type":"Feature","properties":{},"geometry":{"type":"LineString","coordinates":[[-104.81937,21.8234],[-104.81913,21.82325],[-104.81963,21.82155],[-104.82015,21.81966],[-104.82067,21.81777],[-104.82327,21.81489],[-104.82507,21.81386]]}}
Línea 115.0 kV | LineString | 115.0 kV | 1 |  |  | CFE |  |  |  |  | OpenStreetMap | {"type":"Feature","properties":{},"geometry":{"type":"LineString","coordinates":[[-104.81838,21.822],[-104.81913,21.82325],[-104.81926,21.82348]]}}
Línea 115.0 kV | LineString | 115.0 kV | 2 |  |  | CFE |  |  |  |  | OpenStreetMap | {"type":"Feature","properties":{},"geometry":{"type":"LineString","coordinates":[[-104.80393,21.84208],[-104.80624,21.84138],[-104.80798,21.84083],[-104.81228,21.8376],[-104.81408,21.83189],[-104.81511,21.82932],[-104.81716,21.8263],[-104.81838,21.822]]}}
Línea 115.0 kV | LineString | 115.0 kV | 1 |  |  | CFE |  |  |  |  | OpenStreetMap | {"type":"Feature","properties":{},"geometry":{"type":"LineString","coordinates":[[-104.81838,21.822],[-104.81843,21.82178],[-104.81835,21.82079],[-104.82104,21.8113],[-104.82154,21.80954],[-104.8229,21.80755],[-104.82431,21.80567],[-104.82699,21.80212],[-104.82843,21.80025],[-104.82998,21.79818],[-104.83305,21.79416],[-104.83477,21.79192],[-104.83814,21.78743],[-104.8432,21.78078],[-104.84453,21.77926]]}}
Línea 115.0 kV | LineString | 115.0 kV | 1 |  |  | CFE |  |  |  |  | OpenStreetMap | {"type":"Feature","properties":{},"geometry":{"type":"LineString","coordinates":[[-104.88729,21.7819],[-104.88727,21.78235],[-104.88831,21.78222],[-104.89041,21.78195],[-104.89098,21.78192]]}}
Línea 115.0 kV | LineString | 115.0 kV | 1 |  |  | CFE |  |  |  |  | OpenStreetMap | {"type":"Feature","properties":{},"geometry":{"type":"LineString","coordinates":[[-105.2309,21.94102],[-105.23084,21.94073],[-105.23121,21.94075]]}}
Línea 115.0 kV | LineString | 115.0 kV | 1 |  |  | CFE |  |  |  |  | OpenStreetMap | {"type":"Feature","properties":{},"geometry":{"type":"LineString","coordinates":[[-105.2309,21.94102],[-105.2312,21.941]]}}
Línea 115.0 kV | LineString | 115.0 kV | 2 |  |  | CFE |  |  |  |  | OpenStreetMap | {"type":"Feature","properties":{},"geometry":{"type":"LineString","coordinates":[[-105.17561,21.83302],[-105.17576,21.8334],[-105.17887,21.83647],[-105.17932,21.83826],[-105.17971,21.8395],[-105.18036,21.84153],[-105.18076,21.84318],[-105.17775,21.84558],[-105.17488,21.8479],[-105.17148,21.85057],[-105.16973,21.85199],[-105.16938,21.85521],[-105.16905,21.8581],[-105.16858,21.86229],[-105.16811,21.86641],[-105.16975,21.87044],[-105.17113,21.87377],[-105.17256,21.87728],[-105.17388,21.88048],[-105.17543,21.88427],[-105.17691,21.88786],[-105.17837,21.89141],[-105.17995,21.89531],[-105.18143,21.89889],[-105.18291,21.90252],[-105.18442,21.90623],[-105.18594,21.90988],[-105.18716,21.91297],[-105.18862,21.91645],[-105.1901,21.92],[-105.19152,21.92347],[-105.19292,21.92693],[-105.19429,21.93029],[-105.19566,21.93364],[-105.19721,21.9374],[-105.19757,21.9386],[-105.20052,21.93947],[-105.20376,21.94044],[-105.20616,21.94115],[-105.20888,21.94196],[-105.21243,21.94303],[-105.21321,21.94326],[-105.21545,21.94256],[-105.21925,21.94139],[-105.22084,21.94038],[-105.22359,21.93862],[-105.22511,21.93911],[-105.22825,21.9401],[-105.2309,21.94102]]}}
Línea 115.0 kV | LineString | 115.0 kV | 1 |  |  | CFE |  |  |  |  | OpenStreetMap | {"type":"Feature","properties":{},"geometry":{"type":"LineString","coordinates":[[-104.93741,21.5907],[-104.93799,21.59106],[-104.9389,21.59168],[-104.941,21.59303],[-104.94316,21.59506],[-104.94593,21.59772],[-104.95036,21.60205],[-104.95269,21.60424],[-104.95478,21.60624],[-104.95717,21.60851],[-104.95925,21.61052],[-104.96179,21.61296],[-104.96362,21.61471],[-104.96607,21.6171],[-104.96675,21.61873],[-104.96714,21.61959],[-104.96938,21.62482],[-104.97034,21.62701],[-104.97188,21.63072],[-104.9738,21.6351],[-104.9756,21.63649],[-104.97885,21.63895],[-104.98078,21.64037],[-104.98325,21.64226],[-104.98548,21.64396],[-104.98902,21.64661],[-104.99226,21.64914],[-104.99375,21.65028],[-104.9972,21.65288],[-105.00013,21.65514],[-105.00293,21.65718],[-105.00456,21.65846],[-105.00673,21.66017],[-105.01012,21.66272],[-105.01472,21.66618],[-105.01705,21.66758],[-105.02088,21.66979],[-105.02418,21.6717],[-105.02594,21.6727],[-105.02894,21.67438],[-105.03402,21.67731],[-105.03823,21.67975],[-105.04069,21.68118],[-105.04546,21.68395],[-105.04754,21.68514],[-105.04794,21.68636],[-105.04874,21.68873],[-105.05014,21.69049],[-105.05054,21.69186],[-105.05186,21.69222],[-105.05233,21.69305],[-105.05341,21.69497],[-105.05663,21.70061],[-105.05832,21.70355],[-105.06073,21.70778],[-105.06246,21.71076],[-105.06389,21.71331],[-105.06546,21.71605],[-105.0674,21.71948],[-105.06894,21.72215],[-105.07122,21.72613],[-105.07301,21.72926],[-105.07448,21.73184],[-105.07586,21.73429],[-105.07749,21.73713],[-105.07904,21.73983],[-105.08113,21.74351],[-105.08278,21.74644],[-105.0833,21.74966],[-105.08359,21.75164],[-105.08426,21.75619],[-105.08466,21.75879],[-105.0852,21.76249],[-105.08563,21.76528],[-105.08609,21.76849],[-105.08828,21.77192],[-105.09014,21.77483],[-105.09216,21.77802],[-105.0937,21.7804],[-105.09642,21.78465],[-105.09865,21.78809],[-105.10106,21.79184],[-105.10245,21.79401],[-105.10472,21.79756],[-105.1068,21.80085],[-105.10832,21.80323],[-105.11056,21.80671],[-105.11279,21.81018],[-105.11413,21.81262],[-105.11331,21.81607],[-105.11248,21.81978],[-105.11174,21.82303],[-105.11261,21.82567],[-105.11335,21.82794],[-105.11451,21.83158],[-105.11808,21.8333],[-105.12009,21.83485],[-105.12064,21.8352],[-105.12197,21.83599],[-105.12321,21.83673],[-105.12459,21.83754],[-105.12591,21.8383],[-105.13157,21.84121],[-105.13377,21.84234],[-105.1365,21.84374],[-105.13835,21.84364],[-105.14143,21.8435],[-105.14383,21.8434],[-105.14709,21.84324],[-105.14956,21.84315],[-105.15155,21.84304],[-105.15334,21.84225],[-105.15623,21.84103],[-105.1594,21.83965],[-105.16263,21.83824],[-105.16679,21.83643],[-105.1691,21.83541],[-105.17133,21.83442],[-105.17487,21.83345],[-105.17548,21.83331],[-105.17547,21.83309]]}}
Línea 115.0 kV | LineString | 115.0 kV | 1 |  |  | CFE |  |  |  |  | OpenStreetMap | {"type":"Feature","properties":{},"geometry":{"type":"LineString","coordinates":[[-105.38512,22.47531],[-105.3844,22.47547],[-105.38407,22.47484],[-105.38559,22.47327],[-105.3882,22.47068],[-105.38958,22.4693],[-105.39121,22.46768],[-105.39273,22.46614],[-105.39439,22.46449],[-105.39574,22.46315],[-105.39641,22.46138],[-105.39718,22.45945],[-105.39788,22.45753],[-105.39849,22.45597],[-105.39923,22.45405],[-105.39994,22.45225],[-105.40062,22.4504],[-105.4013,22.44865],[-105.40201,22.44683],[-105.40273,22.44496],[-105.40346,22.44302],[-105.404,22.44157],[-105.40479,22.43955],[-105.40554,22.43762],[-105.40605,22.43626],[-105.40673,22.4345],[-105.40745,22.43262],[-105.40817,22.43076],[-105.40884,22.42899],[-105.41078,22.42856],[-105.41295,22.428],[-105.41512,22.42745],[-105.41725,22.4269],[-105.41928,22.42638],[-105.42149,22.42581],[-105.42364,22.42527],[-105.42578,22.42473],[-105.42763,22.42275],[-105.42916,22.42104],[-105.4306,22.41948],[-105.43207,22.4179],[-105.43361,22.41625],[-105.43515,22.41455],[-105.43631,22.4133],[-105.43759,22.41192],[-105.43891,22.41049],[-105.43983,22.40948],[-105.44163,22.40974],[-105.44347,22.41001],[-105.44557,22.41033],[-105.44757,22.41063],[-105.44957,22.41091],[-105.45121,22.41116],[-105.45331,22.41147],[-105.45543,22.41178],[-105.4573,22.41205],[-105.45883,22.41228],[-105.4593,22.41092],[-105.45972,22.40953],[-105.46018,22.40805],[-105.46046,22.40695],[-105.4607,22.40589],[-105.46075,22.4051],[-105.46085,22.40356],[-105.46049,22.40238],[-105.46011,22.40117],[-105.45978,22.40012],[-105.45942,22.39897],[-105.4596,22.39892]]}}
Línea 115.0 kV | LineString | 115.0 kV |  |  |  | CFE |  |  |  |  | OpenStreetMap | {"type":"Feature","properties":{},"geometry":{"type":"LineString","coordinates":[[-105.37454,22.46669],[-105.37701,22.46791],[-105.3788,22.46876],[-105.38248,22.4706],[-105.38323,22.47347],[-105.38385,22.47459],[-105.38443,22.47562],[-105.38517,22.47543]]}}
Línea 115.0 kV | LineString | 115.0 kV |  |  |  | CFE |  |  |  |  | OpenStreetMap | {"type":"Feature","properties":{},"geometry":{"type":"LineString","coordinates":[[-105.35007,22.42945],[-105.35026,22.42935],[-105.35087,22.43027],[-105.35248,22.43274],[-105.35409,22.43522],[-105.35574,22.43776],[-105.35747,22.44049],[-105.35938,22.44332],[-105.36082,22.44557],[-105.36243,22.44804],[-105.36404,22.45052],[-105.36565,22.45299],[-105.36727,22.45547],[-105.36882,22.45787],[-105.37038,22.46028],[-105.37197,22.46274],[-105.37322,22.46463],[-105.37454,22.46669]]}}
Línea 115.0 kV | LineString | 115.0 kV | 1 |  |  | CFE |  |  |  |  | OpenStreetMap | {"type":"Feature","properties":{},"geometry":{"type":"LineString","coordinates":[[-105.23119,21.94111],[-105.23093,21.94112],[-105.23115,21.9419],[-105.2324,21.94524],[-105.23254,21.94568],[-105.23345,21.94737],[-105.2339,21.9493],[-105.23149,21.95167],[-105.22942,21.95369],[-105.22767,21.9554],[-105.22626,21.95676],[-105.22562,21.95738],[-105.22539,21.95897],[-105.22515,21.96072],[-105.22493,21.96202],[-105.2247,21.96365],[-105.22454,21.96475],[-105.2243,21.96635],[-105.22404,21.96806],[-105.22382,21.96957],[-105.22368,21.97066],[-105.22342,21.97226],[-105.2232,21.97379],[-105.223,21.97531],[-105.22279,21.97665],[-105.2226,21.97791],[-105.2224,21.97925],[-105.22219,21.98068],[-105.22195,21.9823],[-105.22168,21.98395],[-105.22146,21.9855],[-105.22142,21.98684],[-105.22136,21.98848],[-105.2213,21.98982],[-105.22123,21.99147],[-105.22115,21.99312],[-105.22108,21.99483],[-105.221,21.99647],[-105.22093,21.99821],[-105.22086,21.99964],[-105.2208,22.00118],[-105.22074,22.00265],[-105.22068,22.00407],[-105.22062,22.0054],[-105.22056,22.00667],[-105.2205,22.00811],[-105.22043,22.00966],[-105.22037,22.01129],[-105.22028,22.01292],[-105.22022,22.01455],[-105.22014,22.01615],[-105.22007,22.01781],[-105.22001,22.01944],[-105.21993,22.02107],[-105.21986,22.02271],[-105.2198,22.02406],[-105.21972,22.02552],[-105.21966,22.02721],[-105.21959,22.02877],[-105.21951,22.03076],[-105.21946,22.03178],[-105.2194,22.03315],[-105.21934,22.03478],[-105.21926,22.03646],[-105.21917,22.03811],[-105.21912,22.03973],[-105.21904,22.04134],[-105.21896,22.0429],[-105.21889,22.04443],[-105.21884,22.04616],[-105.21875,22.04774],[-105.21868,22.04935],[-105.2186,22.05116],[-105.21854,22.05268],[-105.21847,22.05432],[-105.2184,22.0558],[-105.21832,22.05749],[-105.21825,22.05907],[-105.21818,22.06066],[-105.2181,22.06252],[-105.21802,22.06424],[-105.21794,22.06591],[-105.21786,22.06761],[-105.21778,22.06925],[-105.2177,22.07094],[-105.21763,22.07237],[-105.21755,22.07409],[-105.21748,22.07574],[-105.21741,22.07735],[-105.21734,22.079],[-105.21727,22.08065],[-105.2172,22.08234],[-105.21711,22.08396],[-105.21703,22.08561],[-105.21696,22.08741],[-105.21692,22.08831],[-105.21686,22.08958],[-105.21678,22.09072],[-105.2167,22.09247],[-105.21662,22.0941],[-105.21655,22.09563],[-105.21648,22.09707],[-105.2164,22.09842],[-105.21631,22.10014],[-105.21623,22.10164],[-105.21722,22.1037],[-105.2183,22.10563],[-105.21943,22.10764],[-105.22065,22.1098],[-105.22193,22.11207],[-105.22248,22.11308],[-105.22319,22.11434],[-105.22426,22.11622],[-105.22539,22.11821],[-105.22657,22.12033],[-105.22774,22.12242],[-105.22885,22.1244],[-105.22991,22.12625],[-105.23086,22.128],[-105.23217,22.13031],[-105.23297,22.13172],[-105.23444,22.13433],[-105.23456,22.13454],[-105.23538,22.13594],[-105.23669,22.13818],[-105.23737,22.13932],[-105.23787,22.14023],[-105.23894,22.14212],[-105.24003,22.14397],[-105.24152,22.14651],[-105.24275,22.14865],[-105.24397,22.15078],[-105.24441,22.15154],[-105.2454,22.15325],[-105.2467,22.15547],[-105.24798,22.15766],[-105.24915,22.15967],[-105.25048,22.16196],[-105.25166,22.16405],[-105.25291,22.1662],[-105.25426,22.16848],[-105.2554,22.17041],[-105.25652,22.17247],[-105.25754,22.17416],[-105.2586,22.17607],[-105.25974,22.17812],[-105.26063,22.17963],[-105.26155,22.18118],[-105.262,22.184],[-105.26232,22.18609],[-105.26264,22.18821],[-105.26295,22.19026],[-105.26353,22.19384],[-105.26428,22.19876],[-105.26448,22.2002],[-105.26538,22.20362],[-105.26654,22.20795],[-105.26681,22.21041],[-105.26706,22.21258],[-105.26719,22.21411],[-105.26738,22.21552],[-105.26767,22.21793],[-105.26793,22.22044],[-105.26828,22.22358],[-105.26858,22.2261],[-105.26888,22.22871],[-105.26919,22.23132],[-105.26945,22.23374],[-105.26927,22.23612],[-105.26911,22.23856],[-105.26893,22.241],[-105.26875,22.24861],[-105.26897,22.25078],[-105.26926,22.2533],[-105.26968,22.2578],[-105.2704,22.2647],[-105.27137,22.27393],[-105.27204,22.28048],[-105.2724,22.28331],[-105.2729,22.28812],[-105.27375,22.2899],[-105.27633,22.29526],[-105.28157,22.30583],[-105.28339,22.30959],[-105.2884,22.31976],[-105.28901,22.32107],[-105.28976,22.32252],[-105.29587,22.33318],[-105.30048,22.34056],[-105.30291,22.34446],[-105.3042,22.34658],[-105.30629,22.3481],[-105.30839,22.34964],[-105.31031,22.35105],[-105.31221,22.35245],[-105.31415,22.35385],[-105.31547,22.35576],[-105.31702,22.35805],[-105.3206,22.36329],[-105.32176,22.36496],[-105.3228,22.3665],[-105.32405,22.36833],[-105.32537,22.37022],[-105.32675,22.37229],[-105.32783,22.37387],[-105.32862,22.37644],[-105.32928,22.37862],[-105.33004,22.38115],[-105.3306,22.38307],[-105.33123,22.38518],[-105.33189,22.38739],[-105.33265,22.3899],[-105.33323,22.3918],[-105.33404,22.39457],[-105.33446,22.39594],[-105.3351,22.39812],[-105.33557,22.39965],[-105.33644,22.40256],[-105.3371,22.40466],[-105.33749,22.40603],[-105.33805,22.40796],[-105.33965,22.41329],[-105.3419,22.41674],[-105.34377,22.41958],[-105.3449,22.42133],[-105.34619,22.42329],[-105.34749,22.4253],[-105.34874,22.42723],[-105.35004,22.42924],[-105.35121,22.43102],[-105.35241,22.43286],[-105.3537,22.43485],[-105.35497,22.43679],[-105.35627,22.43881],[-105.35754,22.44081],[-105.35906,22.44306],[-105.36278,22.44882],[-105.36404,22.45076],[-105.36528,22.45268],[-105.36653,22.4546],[-105.36784,22.45659],[-105.36916,22.45863],[-105.37064,22.46089],[-105.37199,22.46297],[-105.37296,22.46446],[-105.37454,22.46669]]}}
Línea 115.0 kV | LineString | 115.0 kV | 1 |  |  | CFE |  |  |  |  | OpenStreetMap | {"type":"Feature","properties":{},"geometry":{"type":"LineString","coordinates":[[-106.35063,23.19954],[-106.35029,23.19939],[-106.34846,23.19856],[-106.34686,23.19785],[-106.345,23.19778],[-106.34416,23.19775],[-106.34001,23.19761],[-106.33852,23.19755],[-106.33649,23.19748],[-106.33421,23.19738],[-106.3321,23.1973],[-106.3301,23.19724],[-106.32554,23.1968],[-106.32335,23.19664],[-106.32128,23.19645],[-106.31923,23.19628],[-106.31742,23.19621],[-106.31536,23.19614],[-106.3133,23.19608],[-106.31131,23.19601],[-106.30924,23.19593],[-106.30723,23.19586],[-106.30521,23.19577],[-106.30311,23.19572],[-106.30102,23.19564],[-106.29897,23.19556],[-106.29704,23.19552],[-106.29492,23.19542],[-106.29311,23.19536],[-106.29143,23.19532],[-106.28953,23.19524],[-106.28754,23.19516],[-106.28559,23.1951],[-106.28362,23.19502],[-106.28166,23.19495],[-106.27967,23.19488],[-106.27765,23.19482],[-106.27395,23.19469],[-106.27179,23.19462],[-106.27017,23.19459],[-106.27016,23.19469]]}}
Línea 115.0 kV | LineString | 115.0 kV | 2 |  |  | CFE |  |  |  |  | OpenStreetMap | {"type":"Feature","properties":{},"geometry":{"type":"LineString","coordinates":[[-106.27016,23.19469],[-106.26736,23.19459],[-106.26404,23.19449],[-106.26066,23.19436],[-106.25408,23.19433],[-106.25076,23.19444],[-106.24786,23.19453],[-106.24675,23.19412],[-106.24696,23.19297],[-106.2459,23.1929],[-106.24487,23.19287],[-106.24379,23.19283],[-106.24276,23.1928],[-106.24166,23.19276],[-106.24059,23.19273],[-106.24045,23.19374],[-106.24033,23.19477],[-106.23795,23.19485],[-106.23475,23.19495],[-106.23153,23.19482],[-106.22831,23.19469],[-106.22502,23.19512],[-106.22175,23.19556],[-106.21848,23.19601],[-106.2163,23.19552],[-106.21418,23.19505],[-106.21338,23.19491],[-106.21227,23.1949],[-106.21122,23.19488],[-106.21009,23.19487],[-106.20898,23.19486],[-106.20846,23.1948],[-106.20808,23.19479]]}}
Línea 115.0 kV | LineString | 115.0 kV | 1 |  |  | CFE |  |  |  |  | OpenStreetMap | {"type":"Feature","properties":{},"geometry":{"type":"LineString","coordinates":[[-106.20781,23.19485],[-106.20763,23.19485],[-106.2067,23.19482],[-106.20451,23.19479],[-106.20242,23.19477],[-106.20031,23.19474],[-106.19811,23.19472],[-106.19618,23.1947],[-106.19418,23.19468],[-106.19213,23.19466],[-106.19038,23.19465],[-106.18827,23.19465],[-106.18593,23.19457],[-106.18389,23.19438],[-106.18155,23.19412],[-106.17968,23.19395],[-106.17781,23.19377],[-106.17591,23.19362],[-106.17408,23.19343],[-106.17171,23.19319],[-106.16927,23.19296],[-106.16703,23.19273],[-106.16521,23.19255],[-106.16344,23.19238],[-106.15847,23.19188],[-106.15441,23.19148],[-106.15208,23.19125],[-106.15014,23.19106],[-106.14833,23.19088],[-106.14689,23.18984],[-106.14535,23.18873],[-106.1438,23.18762],[-106.14212,23.18641],[-106.13998,23.18486],[-106.1368,23.18258],[-106.13131,23.17853],[-106.12769,23.17598],[-106.12351,23.17282],[-106.12186,23.17156],[-106.12025,23.17032],[-106.11811,23.16865],[-106.11662,23.1675],[-106.11391,23.16673],[-106.11165,23.16609],[-106.10737,23.16487],[-106.1047,23.16411],[-106.09562,23.16154],[-106.09048,23.16008],[-106.08752,23.15923],[-106.08612,23.15884],[-106.08096,23.15737],[-106.07944,23.15694],[-106.07657,23.15612],[-106.06832,23.13955],[-106.06302,23.1289],[-106.06176,23.12637],[-106.05867,23.12482],[-106.05621,23.12358],[-106.05229,23.12159],[-106.05022,23.12056],[-106.04847,23.11969],[-106.04683,23.11887],[-106.04493,23.11791],[-106.04332,23.11709],[-106.04157,23.11621],[-106.03602,23.11332],[-106.03443,23.11249],[-106.02727,23.10875],[-106.02296,23.10481],[-106.0208,23.10281],[-106.01767,23.09994],[-106.01597,23.09839],[-106.01493,23.09743],[-106.01242,23.09512],[-106.0103,23.0932],[-106.0082,23.09126],[-106.00687,23.09004],[-106.00505,23.08836],[-105.99828,23.08216],[-105.99651,23.0799],[-105.99516,23.07815],[-105.99378,23.07638],[-105.9925,23.07479],[-105.99105,23.07292],[-105.98955,23.07098],[-105.98821,23.06928],[-105.9844,23.0644],[-105.98324,23.06294],[-105.98033,23.05919],[-105.97725,23.05771],[-105.9749,23.05656],[-105.96765,23.05305],[-105.96593,23.05222],[-105.96416,23.05136],[-105.96267,23.05064],[-105.96064,23.04967],[-105.95721,23.04802],[-105.9518,23.04542],[-105.94946,23.04431],[-105.94823,23.04371],[-105.9472,23.04191],[-105.94624,23.04023],[-105.94531,23.03855],[-105.94338,23.03511],[-105.94195,23.0327],[-105.94008,23.03194],[-105.93516,23.02994],[-105.93179,23.02857],[-105.92937,23.0276],[-105.92694,23.02662],[-105.92548,23.026],[-105.92135,23.02431],[-105.91922,23.02345],[-105.91672,23.02243],[-105.91466,23.0216],[-105.9132,23.02112],[-105.90576,23.0187],[-105.90106,23.01691],[-105.8993,23.01623],[-105.89731,23.01546],[-105.89541,23.01472],[-105.89346,23.01396],[-105.89173,23.0133],[-105.88999,23.01262],[-105.88821,23.01193],[-105.88612,23.01112],[-105.88413,23.01035],[-105.88171,23.00941],[-105.87809,23.008],[-105.87633,23.00732],[-105.87438,23.00654],[-105.87221,23.00572],[-105.86808,23.00411],[-105.86497,23.00332],[-105.86056,23.00249],[-105.85642,23.00172],[-105.85273,23.00102],[-105.84576,23.0027],[-105.84398,23.0016],[-105.84177,23.00025],[-105.83969,22.99897],[-105.83904,22.99858],[-105.83872,22.99478],[-105.83853,22.99228],[-105.83833,22.98985],[-105.83878,22.98526],[-105.83865,22.98438],[-105.83754,22.97612],[-105.8363,22.96685],[-105.83528,22.95943],[-105.83501,22.95745],[-105.83436,22.9527],[-105.83415,22.95114],[-105.83385,22.94897],[-105.82924,22.93418],[-105.82483,22.92967],[-105.82279,22.9276],[-105.82188,22.92667],[-105.82011,22.92488],[-105.817,22.92169],[-105.81118,22.91575],[-105.80993,22.91448],[-105.80917,22.91345],[-105.80838,22.91239],[-105.80793,22.90891],[-105.80525,22.90144],[-105.80443,22.89917],[-105.80384,22.89753],[-105.80313,22.89555],[-105.80206,22.89256],[-105.80114,22.89001],[-105.79993,22.88667],[-105.79935,22.88504],[-105.79858,22.88292],[-105.7979,22.88102],[-105.79678,22.87791],[-105.79561,22.87467],[-105.79493,22.87278],[-105.79366,22.86685],[-105.79284,22.86289],[-105.79243,22.86096],[-105.79166,22.85712],[-105.79124,22.85517],[-105.79085,22.85326],[-105.79046,22.85135],[-105.79004,22.84932],[-105.78966,22.84752],[-105.78936,22.84605],[-105.78914,22.84496],[-105.78862,22.84248],[-105.78826,22.84073],[-105.78781,22.8385],[-105.78755,22.83831]]}}
Línea 115.0 kV | LineString | 115.0 kV | 1 |  |  | CFE |  |  |  |  | OpenStreetMap | {"type":"Feature","properties":{},"geometry":{"type":"LineString","coordinates":[[-104.94045,21.56378],[-104.94283,21.56326],[-104.94667,21.56434],[-104.94924,21.56504],[-104.95302,21.56607],[-104.9583,21.56752],[-104.9615,21.5684],[-104.96461,21.56924],[-104.97283,21.57156],[-104.97458,21.57206],[-104.98089,21.57378],[-104.98146,21.57433],[-104.98306,21.57584],[-104.98524,21.57797],[-104.98575,21.57798],[-104.98824,21.578],[-104.98942,21.57802],[-104.9912,21.57804],[-104.9921,21.57805],[-104.99479,21.57809],[-104.99584,21.57953],[-104.99807,21.58255],[-104.9991,21.58405],[-105.00099,21.58664],[-105.00373,21.59051],[-105.00592,21.59351],[-105.00798,21.59636],[-105.00984,21.59896],[-105.01338,21.60398],[-105.01464,21.60573],[-105.01666,21.60853],[-105.01791,21.61026],[-105.02051,21.61385],[-105.02344,21.61794],[-105.02465,21.61952],[-105.02882,21.6253],[-105.03065,21.62775],[-105.03286,21.63069],[-105.0342,21.63246],[-105.03686,21.63599],[-105.03774,21.63715],[-105.03892,21.63876],[-105.04132,21.64195],[-105.04475,21.64648],[-105.04619,21.64846],[-105.0486,21.65176],[-105.05024,21.65398],[-105.05331,21.65814],[-105.05645,21.66241],[-105.05873,21.66551],[-105.06052,21.66795],[-105.06171,21.66949],[-105.06462,21.67329],[-105.06555,21.6745],[-105.0669,21.67627],[-105.06901,21.67899],[-105.07056,21.681],[-105.07189,21.68274],[-105.07373,21.68515],[-105.075,21.68678],[-105.07631,21.68846],[-105.07683,21.68916],[-105.08199,21.69591],[-105.08581,21.70083],[-105.08659,21.70189],[-105.08731,21.70281],[-105.08959,21.70578],[-105.09006,21.7064],[-105.09026,21.70667],[-105.09202,21.70894],[-105.09364,21.71108],[-105.09502,21.71282],[-105.09641,21.71464],[-105.0968,21.71515],[-105.09767,21.71628],[-105.09816,21.71693],[-105.09941,21.71855],[-105.10048,21.71994],[-105.10265,21.72427],[-105.10384,21.72664],[-105.10553,21.72997],[-105.10716,21.7333],[-105.1077,21.73437],[-105.10838,21.73572],[-105.10899,21.73693],[-105.1096,21.73815],[-105.11113,21.74121],[-105.11145,21.74187],[-105.11227,21.74351],[-105.11473,21.74655],[-105.11559,21.74761],[-105.1169,21.74921],[-105.11793,21.75048],[-105.1193,21.75214],[-105.12014,21.7532],[-105.1207,21.75389],[-105.12169,21.75511],[-105.12233,21.75589],[-105.12411,21.75803],[-105.12565,21.75991],[-105.12663,21.76113],[-105.12762,21.76235],[-105.12861,21.76357],[-105.12975,21.76497],[-105.13167,21.76735],[-105.13228,21.76839],[-105.13294,21.76952],[-105.13364,21.7707],[-105.1341,21.77151],[-105.13465,21.77246],[-105.13536,21.77366],[-105.13606,21.77485],[-105.1369,21.77627],[-105.13773,21.7777],[-105.13852,21.77905],[-105.13925,21.7803],[-105.13998,21.78156],[-105.14078,21.78293],[-105.14157,21.78426],[-105.14233,21.78555],[-105.14314,21.78691],[-105.14366,21.78782],[-105.14447,21.7892],[-105.14521,21.79046],[-105.14601,21.79183],[-105.14732,21.79404],[-105.14896,21.79682],[-105.15073,21.79987],[-105.15252,21.80291],[-105.15414,21.80571],[-105.15565,21.80826],[-105.1569,21.81041],[-105.15805,21.81237],[-105.16015,21.81406],[-105.16283,21.81622],[-105.16504,21.81799],[-105.1678,21.8202],[-105.17023,21.82214],[-105.17227,21.82378],[-105.1735,21.82477],[-105.17377,21.82499],[-105.17407,21.82602],[-105.17488,21.82891],[-105.1752,21.83003],[-105.17604,21.83306],[-105.17584,21.83315],[-105.17575,21.83295]]}}
Línea 115.0 kV | LineString | 115.0 kV | 1 |  |  | CFE |  |  |  |  | OpenStreetMap | {"type":"Feature","properties":{},"geometry":{"type":"LineString","coordinates":[[-104.9261,21.58317],[-104.92477,21.58246],[-104.92354,21.58169],[-104.9216,21.58043],[-104.91979,21.57922],[-104.91747,21.57772],[-104.91394,21.57542],[-104.91218,21.57429],[-104.90995,21.57286],[-104.90789,21.57151],[-104.90697,21.56944],[-104.90629,21.56804],[-104.9049,21.56495],[-104.90296,21.56075],[-104.90159,21.55774],[-104.89927,21.55254],[-104.89712,21.54782],[-104.89586,21.54517],[-104.89492,21.54308],[-104.89234,21.53996],[-104.89053,21.53776],[-104.88858,21.53543],[-104.88682,21.53327],[-104.88602,21.53186],[-104.88542,21.53085]]}}
Línea 115.0 kV | LineString | 115.0 kV | 1 |  |  | CFE |  |  |  |  | OpenStreetMap | {"type":"Feature","properties":{},"geometry":{"type":"LineString","coordinates":[[-104.94045,21.56378],[-104.93983,21.56243],[-104.9393,21.56226],[-104.93799,21.56179],[-104.93678,21.56134],[-104.93426,21.56042],[-104.93217,21.55965],[-104.93105,21.55924],[-104.9273,21.55785],[-104.92565,21.55722],[-104.92285,21.55624],[-104.9211,21.55559],[-104.91813,21.5545],[-104.91533,21.55347],[-104.91157,21.5521],[-104.91041,21.55167],[-104.90934,21.55127],[-104.90765,21.55065],[-104.90587,21.55],[-104.9049,21.54964],[-104.89859,21.54732],[-104.89509,21.54297],[-104.89445,21.54218],[-104.89246,21.53962],[-104.89214,21.53924],[-104.89061,21.53732],[-104.88898,21.53531],[-104.88811,21.5342],[-104.88728,21.53317],[-104.88617,21.53177],[-104.88542,21.53085]]}}
Línea 115.0 kV | LineString | 115.0 kV | 1 |  |  | CFE |  |  |  |  | OpenStreetMap | {"type":"Feature","properties":{},"geometry":{"type":"LineString","coordinates":[[-104.47932,21.06035],[-104.47805,21.06031],[-104.47505,21.05881],[-104.47299,21.05774],[-104.46999,21.0562],[-104.4651,21.05365],[-104.46174,21.05192],[-104.45895,21.05048],[-104.45606,21.04902],[-104.4526,21.04724],[-104.44947,21.04563],[-104.44619,21.04391],[-104.4429,21.04222],[-104.43933,21.04039],[-104.43505,21.03817],[-104.43245,21.03291],[-104.42947,21.03272],[-104.42582,21.03246],[-104.4218,21.03218],[-104.41796,21.03189],[-104.41414,21.03163],[-104.40904,21.03128],[-104.40655,21.03111],[-104.40347,21.03089],[-104.40056,21.03069],[-104.39672,21.03042],[-104.3922,21.0301],[-104.38845,21.02983],[-104.38396,21.02952],[-104.37952,21.02921],[-104.37512,21.02891],[-104.37166,21.02866],[-104.36798,21.02842],[-104.36326,21.02808],[-104.35858,21.0287],[-104.355,21.02918],[-104.3519,21.02957],[-104.34625,21.03033],[-104.34196,21.03089],[-104.336,21.03168],[-104.33182,21.03223],[-104.32531,21.03308],[-104.32007,21.03377],[-104.31589,21.03432],[-104.31174,21.03487],[-104.308,21.03536],[-104.30427,21.03585],[-104.30049,21.03635],[-104.29643,21.03691],[-104.2917,21.03751],[-104.28772,21.03804],[-104.28406,21.03783],[-104.2796,21.03757],[-104.27508,21.03732],[-104.2705,21.03707],[-104.26694,21.03686],[-104.26341,21.03666],[-104.26003,21.03646],[-104.25567,21.03618],[-104.25061,21.0359],[-104.24696,21.03568],[-104.24231,21.03547],[-104.23839,21.03522],[-104.23235,21.03493],[-104.22421,21.03446],[-104.21944,21.03414],[-104.21564,21.03397],[-104.21245,21.03375],[-104.20994,21.03361],[-104.20157,21.03317],[-104.1959,21.03281],[-104.1933,21.03208],[-104.18674,21.03033],[-104.18233,21.02906],[-104.17798,21.02786],[-104.17558,21.02719],[-104.17195,21.02613],[-104.16912,21.02533],[-104.16468,21.0241],[-104.1608,21.02305],[-104.15729,21.02208],[-104.15324,21.02095],[-104.14871,21.01967],[-104.14318,21.01815],[-104.14031,21.01735],[-104.13597,21.01613],[-104.13165,21.01494],[-104.12814,21.01395],[-104.12296,21.01252],[-104.12027,21.01178],[-104.11661,21.01074],[-104.11068,21.0091],[-104.10568,21.00773],[-104.09885,21.00582],[-104.09479,21.00469],[-104.09072,21.00356],[-104.08684,21.00248],[-104.0821,21.00117],[-104.07936,21.00112]]}}
Línea 115.0 kV | LineString | 115.0 kV | 1 |  |  | CFE |  |  |  |  | OpenStreetMap | {"type":"Feature","properties":{},"geometry":{"type":"LineString","coordinates":[[-104.72213,21.38334],[-104.72072,21.38218],[-104.71967,21.38113],[-104.71843,21.3799],[-104.71735,21.37883],[-104.71465,21.37606],[-104.71196,21.37323],[-104.70933,21.37049],[-104.70681,21.36788],[-104.70444,21.36541],[-104.70173,21.36259],[-104.69902,21.35979],[-104.69619,21.35684],[-104.69337,21.35389],[-104.69075,21.35123],[-104.68835,21.34878],[-104.68613,21.34651],[-104.68341,21.3437],[-104.6804,21.34053],[-104.67755,21.33753],[-104.67318,21.33292],[-104.66979,21.3294],[-104.66719,21.32669],[-104.66378,21.32316],[-104.66034,21.31958],[-104.65821,21.31739],[-104.65794,21.31573],[-104.65718,21.3106],[-104.65627,21.30486],[-104.65607,21.3038],[-104.65527,21.29974],[-104.65459,21.29642],[-104.65431,21.29506],[-104.65345,21.29075],[-104.65284,21.28768],[-104.6521,21.28392],[-104.65171,21.28202],[-104.65113,21.27918],[-104.65058,21.27636],[-104.64999,21.27348],[-104.64947,21.27091],[-104.64875,21.26741],[-104.6479,21.26309],[-104.64747,21.26097],[-104.6467,21.25715],[-104.64627,21.25497],[-104.64561,21.25175],[-104.64517,21.24955],[-104.6445,21.24617],[-104.64367,21.24216],[-104.64438,21.23431],[-104.64471,21.23049],[-104.6451,21.22514],[-104.64553,21.2195],[-104.64594,21.21505],[-104.6455,21.21323],[-104.64366,21.20919],[-104.64164,21.20604],[-104.63985,21.20328],[-104.63841,21.20103],[-104.63696,21.19877],[-104.63329,21.19309],[-104.62975,21.18757],[-104.62662,21.18192],[-104.62539,21.17968],[-104.62394,21.17706],[-104.6223,21.17412],[-104.62102,21.17176],[-104.61796,21.1663],[-104.61661,21.16384],[-104.61508,21.16116],[-104.61304,21.15741],[-104.61092,21.15357],[-104.60919,21.15046],[-104.6071,21.14669],[-104.60534,21.1435],[-104.60351,21.14022],[-104.60162,21.13682],[-104.59977,21.13349],[-104.59768,21.12974],[-104.59569,21.12612],[-104.59366,21.12243],[-104.59197,21.11942],[-104.58972,21.11532],[-104.58866,21.11341],[-104.58896,21.10986],[-104.58917,21.10702],[-104.58942,21.10377],[-104.58978,21.09995],[-104.59004,21.09648],[-104.59038,21.09234],[-104.5875,21.09042],[-104.58344,21.08772],[-104.58198,21.08674],[-104.57716,21.08429],[-104.575,21.08319],[-104.5724,21.08186],[-104.56943,21.08035],[-104.56665,21.07893],[-104.56337,21.07726],[-104.55986,21.07546],[-104.5567,21.07385],[-104.554,21.07247],[-104.55073,21.0708],[-104.54866,21.0697],[-104.54458,21.0675],[-104.54147,21.06584],[-104.53869,21.06435],[-104.53438,21.06381],[-104.52668,21.06283],[-104.52287,21.06235],[-104.51857,21.06183],[-104.51565,21.06143],[-104.5137,21.06116],[-104.50979,21.06112],[-104.50676,21.06104],[-104.50349,21.06095],[-104.49994,21.06084],[-104.49619,21.06076],[-104.49235,21.06066],[-104.48851,21.06058],[-104.48474,21.06048],[-104.48093,21.06039],[-104.47965,21.06038]]}}
Línea 115.0 kV | LineString | 115.0 kV | 1 |  |  | CFE |  |  |  |  | OpenStreetMap | {"type":"Feature","properties":{},"geometry":{"type":"LineString","coordinates":[[-104.72213,21.38334],[-104.72342,21.38438],[-104.72558,21.38615],[-104.72876,21.38873],[-104.73201,21.39138],[-104.73511,21.39384],[-104.73793,21.39614],[-104.74103,21.39868],[-104.7441,21.40114],[-104.74693,21.4034],[-104.74985,21.40585],[-104.75266,21.40815],[-104.75515,21.41015],[-104.75962,21.41377],[-104.76216,21.41583],[-104.7654,21.41843],[-104.76847,21.42092],[-104.77271,21.42438],[-104.77415,21.42554],[-104.77938,21.42975],[-104.78224,21.43206],[-104.78475,21.43412],[-104.78758,21.43643],[-104.7901,21.4385],[-104.79325,21.44103],[-104.79622,21.44342],[-104.79908,21.44576],[-104.80164,21.44783],[-104.80424,21.44995],[-104.80699,21.45221],[-104.81083,21.45532],[-104.81412,21.458],[-104.81716,21.46046],[-104.82008,21.46283],[-104.82311,21.4653],[-104.82607,21.4677],[-104.82952,21.4705],[-104.83258,21.47296],[-104.83593,21.47564],[-104.83728,21.47674],[-104.83929,21.47836],[-104.84219,21.48072],[-104.84482,21.48285]]}}
Línea 115.0 kV | LineString | 115.0 kV | 2 |  |  | CFE |  |  |  |  | OpenStreetMap | {"type":"Feature","properties":{},"geometry":{"type":"LineString","coordinates":[[-104.84482,21.48285],[-104.84369,21.48379],[-104.84267,21.48487],[-104.84255,21.48483],[-104.84257,21.48472]]}}
Línea 115.0 kV | LineString | 115.0 kV | 1 |  |  | CFE |  |  |  |  | OpenStreetMap | {"type":"Feature","properties":{},"geometry":{"type":"LineString","coordinates":[[-104.86998,21.50349],[-104.86967,21.50274],[-104.8686,21.50199],[-104.86674,21.50061],[-104.86313,21.49772],[-104.86048,21.49561],[-104.85699,21.49275],[-104.85332,21.48978],[-104.85033,21.48731],[-104.84801,21.48543],[-104.8451,21.48308],[-104.84482,21.48285]]}}
Línea 115.0 kV | LineString | 115.0 kV | 2 |  |  | CFE |  |  |  |  | OpenStreetMap | {"type":"Feature","properties":{},"geometry":{"type":"LineString","coordinates":[[-104.86998,21.50349],[-104.87015,21.50318],[-104.87117,21.50287],[-104.8724,21.50243],[-104.87368,21.50209],[-104.87336,21.50116],[-104.87307,21.50023],[-104.8727,21.49912],[-104.87358,21.49768],[-104.8748,21.49732],[-104.87587,21.49702],[-104.87703,21.49667],[-104.87827,21.49633],[-104.87937,21.49602],[-104.87979,21.49722],[-104.88009,21.49804],[-104.88047,21.49905],[-104.8808,21.50013],[-104.88117,21.50117],[-104.88152,21.5022],[-104.88185,21.50314],[-104.8822,21.50415],[-104.88266,21.50495],[-104.88279,21.50493]]}}
Línea 115.0 kV | LineString | 115.0 kV | 1 |  |  | CFE |  |  |  |  | OpenStreetMap | {"type":"Feature","properties":{},"geometry":{"type":"LineString","coordinates":[[-104.8816,21.52666],[-104.88129,21.52626],[-104.88089,21.52642],[-104.88032,21.52565],[-104.88003,21.52525],[-104.87974,21.52469],[-104.87945,21.52396],[-104.87907,21.52316],[-104.87869,21.52233],[-104.87841,21.52169],[-104.87804,21.52092],[-104.87609,21.51669],[-104.87511,21.51457],[-104.87416,21.51246],[-104.87272,21.50939],[-104.87076,21.50506],[-104.86998,21.50349]]}}
Línea 115.0 kV | LineString | 115.0 kV | 1 |  |  | CFE |  |  |  |  | OpenStreetMap | {"type":"Feature","properties":{},"geometry":{"type":"LineString","coordinates":[[-105.3723,20.77266],[-105.37276,20.77399]]}}
Línea 115.0 kV | LineString | 115.0 kV | 2 |  |  | CFE |  |  |  |  | OpenStreetMap | {"type":"Feature","properties":{},"geometry":{"type":"LineString","coordinates":[[-105.28981,20.76092],[-105.29004,20.76196],[-105.29026,20.76299],[-105.29101,20.764],[-105.29179,20.76501],[-105.29256,20.76602],[-105.29326,20.76695],[-105.2941,20.76803],[-105.29377,20.76897],[-105.29348,20.76981]]}}
Línea 115.0 kV | LineString | 115.0 kV | 2 |  |  | CFE |  |  |  |  | OpenStreetMap | {"type":"Feature","properties":{},"geometry":{"type":"LineString","coordinates":[[-105.19577,20.72155],[-105.19554,20.72129],[-105.19628,20.72121],[-105.19685,20.72196],[-105.19742,20.7227],[-105.19816,20.72376],[-105.19888,20.72487],[-105.19994,20.72554],[-105.20101,20.72624],[-105.20206,20.72694],[-105.20312,20.72762],[-105.204,20.72813],[-105.2049,20.72864],[-105.20581,20.72914],[-105.20954,20.72862],[-105.21005,20.7293],[-105.21058,20.72996],[-105.21122,20.73081],[-105.21187,20.73163],[-105.21259,20.73241],[-105.21342,20.73326],[-105.21425,20.7341],[-105.21509,20.73495],[-105.21592,20.7358],[-105.21675,20.73663],[-105.21764,20.73749],[-105.21846,20.73829],[-105.21932,20.73911],[-105.22018,20.73994],[-105.22104,20.74077],[-105.22189,20.7416],[-105.22275,20.74242],[-105.22361,20.74325],[-105.22434,20.74391],[-105.22507,20.74454],[-105.22577,20.74519],[-105.22824,20.74739],[-105.2331,20.75173],[-105.23562,20.75214],[-105.23673,20.75214],[-105.23785,20.75211],[-105.23875,20.7526],[-105.23918,20.75347],[-105.23952,20.75446],[-105.23985,20.75545],[-105.24017,20.75637],[-105.24051,20.75742],[-105.24086,20.75841],[-105.24119,20.7594],[-105.24153,20.76039],[-105.24187,20.76138],[-105.2422,20.76237],[-105.24322,20.76256],[-105.24421,20.76276],[-105.24528,20.76301],[-105.24635,20.76326],[-105.24741,20.76351],[-105.24847,20.76375],[-105.24953,20.76401],[-105.25055,20.76415],[-105.25158,20.76429],[-105.25259,20.76442],[-105.25362,20.76456],[-105.2547,20.7647],[-105.25574,20.76484],[-105.2568,20.76497],[-105.25787,20.7651],[-105.25812,20.76603],[-105.25836,20.76694],[-105.25863,20.76813],[-105.25889,20.76931],[-105.25915,20.77051],[-105.26029,20.77055],[-105.26144,20.77034],[-105.26254,20.76995],[-105.26365,20.76955],[-105.26476,20.76915],[-105.26587,20.76876],[-105.26642,20.76796],[-105.26714,20.76705],[-105.26766,20.76668],[-105.26855,20.76648],[-105.2698,20.7663],[-105.27094,20.7665],[-105.27193,20.76675],[-105.27294,20.76701],[-105.27393,20.76726],[-105.27493,20.76752],[-105.27594,20.76758],[-105.27705,20.76787],[-105.27806,20.76838],[-105.27853,20.76945],[-105.27903,20.77002],[-105.27996,20.77016],[-105.2809,20.77032],[-105.28125,20.7712],[-105.28164,20.77186],[-105.28274,20.77153],[-105.28349,20.77071],[-105.28475,20.77027],[-105.28582,20.76989],[-105.28673,20.76939],[-105.28736,20.76898],[-105.28825,20.76916],[-105.28915,20.76933],[-105.29018,20.76966],[-105.29133,20.7692],[-105.29208,20.76933],[-105.293,20.76964],[-105.29348,20.76981]]}}
Línea 115.0 kV | LineString | 115.0 kV | 1 |  |  | CFE |  |  |  |  | OpenStreetMap | {"type":"Feature","properties":{},"geometry":{"type":"LineString","coordinates":[[-105.21779,20.70475],[-105.2193,20.70359],[-105.21888,20.70308],[-105.21776,20.70113],[-105.21684,20.69939],[-105.21544,20.6969],[-105.21436,20.69497],[-105.21341,20.69325],[-105.21202,20.69073],[-105.21056,20.68818],[-105.20855,20.6845],[-105.20748,20.68263],[-105.20536,20.67877]]}}
Línea 115.0 kV | LineString | 115.0 kV | 2 |  |  | CFE |  |  |  |  | OpenStreetMap | {"type":"Feature","properties":{},"geometry":{"type":"LineString","coordinates":[[-105.19674,20.66963],[-105.19767,20.66634],[-105.19837,20.66366],[-105.19906,20.66099],[-105.19975,20.65829],[-105.20046,20.65561],[-105.20111,20.65296],[-105.20184,20.65017],[-105.20205,20.64711],[-105.20224,20.6446],[-105.20237,20.6426],[-105.20257,20.63961],[-105.20278,20.63651],[-105.20303,20.63313]]}}
Línea 115.0 kV | LineString | 115.0 kV | 1 |  |  | CFE |  |  |  |  | OpenStreetMap | {"type":"Feature","properties":{},"geometry":{"type":"LineString","coordinates":[[-105.20536,20.67877],[-105.20617,20.67572],[-105.20681,20.67329],[-105.20703,20.67245],[-105.20724,20.67168],[-105.20754,20.67058],[-105.20801,20.66877],[-105.20859,20.66663],[-105.20971,20.66244],[-105.21031,20.66022],[-105.21061,20.65906],[-105.21099,20.65763],[-105.21135,20.65626],[-105.2117,20.65501],[-105.21198,20.65396],[-105.21229,20.65273],[-105.21272,20.65117],[-105.21349,20.64836],[-105.21389,20.64685],[-105.21413,20.64588],[-105.2142,20.6456],[-105.21453,20.64432],[-105.21485,20.64312],[-105.21523,20.64168],[-105.21554,20.64049],[-105.21581,20.63951],[-105.21607,20.63853],[-105.21634,20.63753],[-105.21741,20.63674],[-105.21843,20.63587],[-105.21949,20.63502],[-105.2206,20.6341],[-105.22173,20.63316],[-105.22289,20.63218],[-105.22406,20.63122],[-105.22512,20.63032],[-105.22543,20.63005]]}}
Línea 115.0 kV | LineString | 115.0 kV | 2 |  |  | CFE |  |  |  |  | OpenStreetMap | {"type":"Feature","properties":{},"geometry":{"type":"LineString","coordinates":[[-105.20303,20.63313],[-105.20401,20.63315],[-105.20626,20.63395],[-105.20907,20.63496],[-105.21215,20.63606],[-105.21368,20.63661],[-105.21458,20.63609],[-105.21538,20.63562],[-105.21642,20.63501],[-105.21734,20.63448],[-105.21806,20.63495],[-105.21875,20.63541],[-105.21935,20.63493],[-105.21994,20.63444],[-105.22053,20.63397],[-105.22171,20.63302],[-105.22224,20.6326],[-105.22282,20.63211],[-105.22401,20.63114],[-105.22461,20.63063],[-105.22536,20.63],[-105.22562,20.62965],[-105.22581,20.62964]]}}
Línea 115.0 kV | LineString | 115.0 kV | 1 |  |  | CFE |  |  |  |  | OpenStreetMap | {"type":"Feature","properties":{},"geometry":{"type":"LineString","coordinates":[[-105.19566,20.72165],[-105.19541,20.72144],[-105.19523,20.72081]]}}
Línea 115.0 kV | LineString | 115.0 kV | 1 |  |  | CFE |  |  |  |  | OpenStreetMap | {"type":"Feature","properties":{},"geometry":{"type":"LineString","coordinates":[[-105.19558,20.7217],[-105.19541,20.72144],[-105.19507,20.72074],[-105.19477,20.71938]]}}
Línea 115.0 kV | LineString | 115.0 kV | 1 |  |  | CFE |  |  |  |  | OpenStreetMap | {"type":"Feature","properties":{},"geometry":{"type":"LineString","coordinates":[[-105.19521,20.72072],[-105.19477,20.71938]]}}
Línea 115.0 kV | LineString | 115.0 kV | 2 |  |  | CFE |  |  |  |  | OpenStreetMap | {"type":"Feature","properties":{},"geometry":{"type":"LineString","coordinates":[[-105.19477,20.71938],[-105.19436,20.71816],[-105.19696,20.71348],[-105.20152,20.71172],[-105.20435,20.71062],[-105.20728,20.70948],[-105.21135,20.70852],[-105.21345,20.70802],[-105.21519,20.70669],[-105.21779,20.70475]]}}
Línea 115.0 kV | LineString | 115.0 kV | 1 |  |  | CFE |  |  |  |  | OpenStreetMap | {"type":"Feature","properties":{},"geometry":{"type":"LineString","coordinates":[[-105.21779,20.70475],[-105.21821,20.70447],[-105.21895,20.70491],[-105.21959,20.70546],[-105.22019,20.70617],[-105.22092,20.70702],[-105.22148,20.70772],[-105.22188,20.70842],[-105.22226,20.70912],[-105.22265,20.70983],[-105.22304,20.7105],[-105.22412,20.71112],[-105.22504,20.71166],[-105.22602,20.71254],[-105.227,20.71305],[-105.22863,20.71324],[-105.23013,20.71387],[-105.2316,20.71444],[-105.23243,20.71475],[-105.23314,20.71497],[-105.23453,20.71566],[-105.23539,20.71592],[-105.23609,20.71609],[-105.23783,20.71656],[-105.23948,20.71677],[-105.2406,20.71746],[-105.24189,20.71826],[-105.24533,20.72],[-105.24777,20.72124],[-105.25005,20.7224],[-105.2527,20.72374],[-105.25348,20.72468],[-105.25614,20.7259],[-105.25931,20.72731],[-105.26149,20.72831],[-105.26304,20.72902]]}}
Línea 115.0 kV | LineString | 115.0 kV | 1 |  |  | CFE |  |  |  |  | OpenStreetMap | {"type":"Feature","properties":{},"geometry":{"type":"LineString","coordinates":[[-105.26304,20.72902],[-105.26337,20.72879],[-105.2647,20.72699]]}}
Línea 115.0 kV | LineString | 115.0 kV | 2 |  |  | CFE |  |  |  |  | OpenStreetMap | {"type":"Feature","properties":{},"geometry":{"type":"LineString","coordinates":[[-105.2647,20.72699],[-105.26665,20.7247],[-105.26854,20.72247],[-105.27043,20.72024],[-105.27231,20.71801],[-105.27424,20.71575],[-105.27613,20.71353],[-105.2781,20.71121],[-105.27967,20.70936],[-105.28027,20.7093]]}}
Línea 115.0 kV | LineString | 115.0 kV | 1 |  |  | CFE |  |  |  |  | OpenStreetMap | {"type":"Feature","properties":{},"geometry":{"type":"LineString","coordinates":[[-105.26304,20.72902],[-105.26308,20.72864],[-105.2647,20.72699]]}}
Línea 115.0 kV | LineString | 115.0 kV | 1 |  |  | CFE |  |  |  |  | OpenStreetMap | {"type":"Feature","properties":{},"geometry":{"type":"LineString","coordinates":[[-105.2772,20.74571],[-105.27695,20.7453],[-105.27646,20.7446],[-105.27624,20.74429],[-105.27568,20.74351],[-105.27488,20.74244],[-105.27403,20.74197],[-105.27235,20.74115],[-105.2711,20.74055],[-105.26972,20.73988],[-105.26874,20.739],[-105.26754,20.73794],[-105.26586,20.73639],[-105.26626,20.73338],[-105.26663,20.73063],[-105.26444,20.72965],[-105.26304,20.72902]]}}
Línea 115.0 kV | LineString | 115.0 kV | 1 |  |  | CFE |  |  |  |  | OpenStreetMap | {"type":"Feature","properties":{},"geometry":{"type":"LineString","coordinates":[[-105.28946,20.75949],[-105.28749,20.75985],[-105.28512,20.76027],[-105.28317,20.75862],[-105.28145,20.75717],[-105.28061,20.75692],[-105.27898,20.75634],[-105.27937,20.75516],[-105.2792,20.75403],[-105.27889,20.75279],[-105.27857,20.75153],[-105.27833,20.75032],[-105.27803,20.74899],[-105.27799,20.74796],[-105.27794,20.74681],[-105.27735,20.74589],[-105.2772,20.74571]]}}
Línea 115.0 kV | LineString | 115.0 kV | 1 |  |  | CFE |  |  |  |  | OpenStreetMap | {"type":"Feature","properties":{},"geometry":{"type":"LineString","coordinates":[[-105.28946,20.75949],[-105.29066,20.7585],[-105.29177,20.75752],[-105.29289,20.75661],[-105.29373,20.75537],[-105.29452,20.75425],[-105.29442,20.75353],[-105.29441,20.75231],[-105.29439,20.75124],[-105.29577,20.75062],[-105.29876,20.74928],[-105.30185,20.74791],[-105.30451,20.74671],[-105.30579,20.74716],[-105.30742,20.74771],[-105.30839,20.74808],[-105.30936,20.74846],[-105.31034,20.74883],[-105.31132,20.7492],[-105.31217,20.74952],[-105.31322,20.74992],[-105.31424,20.75031],[-105.31518,20.75066],[-105.31606,20.751],[-105.31698,20.75136],[-105.31896,20.75211],[-105.32078,20.7528],[-105.32265,20.75351],[-105.32448,20.7542],[-105.32648,20.75495],[-105.32838,20.75572],[-105.33015,20.75636],[-105.33137,20.75682],[-105.33183,20.75699],[-105.33306,20.75748],[-105.33412,20.75787],[-105.3367,20.75883],[-105.33822,20.75941],[-105.3412,20.76055],[-105.34169,20.76079]]}}
Línea 115.0 kV | LineString | 115.0 kV | 2 |  |  | CFE |  |  |  |  | OpenStreetMap | {"type":"Feature","properties":{},"geometry":{"type":"LineString","coordinates":[[-105.28929,20.76082],[-105.28972,20.76074],[-105.28946,20.75949]]}}
Línea 115.0 kV | LineString | 115.0 kV | 2 |  |  | CFE |  |  |  |  | OpenStreetMap | {"type":"Feature","properties":{},"geometry":{"type":"LineString","coordinates":[[-105.29348,20.76981],[-105.29403,20.76999],[-105.29505,20.77031],[-105.29616,20.77065],[-105.29716,20.77117],[-105.29828,20.77159],[-105.2994,20.77187],[-105.30037,20.77117],[-105.30137,20.7709],[-105.30247,20.77062],[-105.3037,20.77062],[-105.30487,20.77052],[-105.30599,20.77044],[-105.307,20.77005],[-105.30748,20.76895],[-105.30869,20.76864],[-105.3089,20.76951],[-105.30912,20.77045],[-105.30932,20.77138],[-105.30954,20.77231],[-105.31029,20.77365],[-105.31202,20.77405],[-105.31456,20.77526],[-105.31681,20.77513],[-105.31893,20.77499],[-105.32146,20.77464],[-105.32448,20.77427],[-105.32586,20.77648],[-105.32685,20.77778],[-105.32835,20.77943],[-105.33013,20.78136],[-105.331,20.78321],[-105.33353,20.78294],[-105.33846,20.78115],[-105.34284,20.78051],[-105.34484,20.77911],[-105.34791,20.77698],[-105.3509,20.77481],[-105.35335,20.77533],[-105.35552,20.77563],[-105.35828,20.776],[-105.36322,20.7748],[-105.36749,20.77374],[-105.36998,20.77311],[-105.37276,20.77399]]}}
Línea 115.0 kV | LineString | 115.0 kV | 1 |  |  | CFE |  |  |  |  | OpenStreetMap | {"type":"Feature","properties":{},"geometry":{"type":"LineString","coordinates":[[-105.28932,20.76095],[-105.28981,20.76092]]}}
Línea 115.0 kV | LineString | 115.0 kV | 1 |  |  | CFE |  |  |  |  | OpenStreetMap | {"type":"Feature","properties":{},"geometry":{"type":"LineString","coordinates":[[-105.28936,20.76111],[-105.28981,20.76092]]}}
Línea 115.0 kV | LineString | 115.0 kV | 1 |  |  | CFE |  |  |  |  | OpenStreetMap | {"type":"Feature","properties":{},"geometry":{"type":"LineString","coordinates":[[-104.86924,21.45628],[-104.87026,21.45333],[-104.87125,21.45032],[-104.87195,21.4483],[-104.87236,21.44706],[-104.87287,21.44544],[-104.8733,21.44409],[-104.87379,21.44249],[-104.87426,21.44109],[-104.87476,21.43958],[-104.87527,21.43796],[-104.8766,21.43378],[-104.87718,21.43211],[-104.87764,21.43081],[-104.87823,21.42911],[-104.87874,21.42757],[-104.87918,21.42623],[-104.87962,21.42489],[-104.88018,21.42321],[-104.88065,21.42174],[-104.88102,21.42058],[-104.88154,21.41902],[-104.88225,21.41684],[-104.8826,21.41575],[-104.88365,21.41254],[-104.88435,21.41043],[-104.88473,21.40923],[-104.88518,21.4079],[-104.88574,21.40624],[-104.88693,21.4025],[-104.88765,21.40025],[-104.88825,21.39851],[-104.88871,21.39709],[-104.88924,21.39546],[-104.88982,21.39372],[-104.8907,21.39116],[-104.89155,21.38844],[-104.89329,21.38299],[-104.8936,21.38208],[-104.89431,21.37994],[-104.8951,21.37752],[-104.89665,21.3727],[-104.8977,21.36955],[-104.8984,21.36743],[-104.89939,21.36442],[-104.89959,21.36358],[-104.9001,21.36201],[-104.90036,21.36115],[-104.90235,21.35514],[-104.90273,21.354],[-104.9041,21.34981],[-104.905,21.34699],[-104.90544,21.34565],[-104.90693,21.34113],[-104.90719,21.34034],[-104.90841,21.3365],[-104.9076,21.33182],[-104.90713,21.32937],[-104.90655,21.32674],[-104.90577,21.3232],[-104.90539,21.32118],[-104.90455,21.31733],[-104.90394,21.31467],[-104.9033,21.31157],[-104.90286,21.31039],[-104.90251,21.30868],[-104.90204,21.30634],[-104.90166,21.30459],[-104.9013,21.30312],[-104.90105,21.30185],[-104.90064,21.29984],[-104.90009,21.2972],[-104.89966,21.29538],[-104.89939,21.294],[-104.89897,21.29203],[-104.89865,21.29055],[-104.89821,21.28854],[-104.89779,21.28658],[-104.89725,21.28406],[-104.89654,21.28081],[-104.89597,21.27817],[-104.89543,21.27568],[-104.8951,21.27413],[-104.89462,21.27186],[-104.89424,21.27016],[-104.89381,21.26833],[-104.89339,21.26642],[-104.89316,21.26497],[-104.89278,21.26324],[-104.89243,21.26161],[-104.89342,21.26036],[-104.89616,21.25717],[-104.89815,21.25486],[-104.90071,21.25188],[-104.90212,21.25025],[-104.90294,21.24929],[-104.90302,21.24905]]}}
Línea 115.0 kV | LineString | 115.0 kV | 1 |  |  | CFE |  |  |  |  | OpenStreetMap | {"type":"Feature","properties":{},"geometry":{"type":"LineString","coordinates":[[-103.83782,20.91173],[-103.83769,20.91189]]}}
Línea 115.0 kV | LineString | 115.0 kV | 2 |  |  | CFE |  |  |  |  | OpenStreetMap | {"type":"Feature","properties":{},"geometry":{"type":"LineString","coordinates":[[-103.83944,20.91007],[-103.83782,20.91173]]}}
Línea 115.0 kV | LineString | 115.0 kV |  |  |  | CFE |  |  |  |  | OpenStreetMap | {"type":"Feature","properties":{},"geometry":{"type":"LineString","coordinates":[[-103.24304,20.44135],[-103.24485,20.44066]]}}
Línea 115.0 kV | LineString | 115.0 kV | 1 |  |  | CFE |  |  |  |  | OpenStreetMap | {"type":"Feature","properties":{},"geometry":{"type":"LineString","coordinates":[[-103.24491,20.44049],[-103.24471,20.44054],[-103.24433,20.43961],[-103.24394,20.43867],[-103.24355,20.43774],[-103.24315,20.43681],[-103.24275,20.43589],[-103.24237,20.43495],[-103.24199,20.43408],[-103.24144,20.43429]]}}
Línea 115.0 kV | LineString | 115.0 kV | 2 |  |  | CFE |  |  |  |  | OpenStreetMap | {"type":"Feature","properties":{},"geometry":{"type":"LineString","coordinates":[[-103.27338,20.50366],[-103.27285,20.50252],[-103.27235,20.50141],[-103.27181,20.50025],[-103.27384,20.49971],[-103.27371,20.4968],[-103.27359,20.49333],[-103.27173,20.49035]]}}
Línea 115.0 kV | LineString | 115.0 kV | 1 |  |  | CFE |  |  |  |  | OpenStreetMap | {"type":"Feature","properties":{},"geometry":{"type":"LineString","coordinates":[[-103.02225,20.39423],[-103.02201,20.39492],[-103.02184,20.39572],[-103.02174,20.39658],[-103.02164,20.39757],[-103.02154,20.39856],[-103.02145,20.39954],[-103.02134,20.40051],[-103.02124,20.40151],[-103.02114,20.40249],[-103.02156,20.40339],[-103.02199,20.40431],[-103.02232,20.4049],[-103.02281,20.40582],[-103.02328,20.40587]]}}
Línea 115.0 kV | LineString | 115.0 kV | 1 |  |  | CFE |  |  |  |  | OpenStreetMap | {"type":"Feature","properties":{},"geometry":{"type":"LineString","coordinates":[[-103.02344,20.39441],[-103.02271,20.39433],[-103.02225,20.39423],[-103.02131,20.39405],[-103.01939,20.39366]]}}
Línea 115.0 kV | LineString | 115.0 kV | 2 |  |  | CFE |  |  |  |  | OpenStreetMap | {"type":"Feature","properties":{},"geometry":{"type":"LineString","coordinates":[[-103.01939,20.39366],[-103.01698,20.3932],[-103.01377,20.39256],[-103.01056,20.39194],[-103.0082,20.39147],[-103.00683,20.39118],[-103.00518,20.39085],[-103.00181,20.3902],[-102.99846,20.38955],[-102.9954,20.38891],[-102.99244,20.38832],[-102.98921,20.3877],[-102.98578,20.38701],[-102.98244,20.38635],[-102.97924,20.38568],[-102.97597,20.38504],[-102.97292,20.38442],[-102.96928,20.38371],[-102.96592,20.38305],[-102.96251,20.38237],[-102.96102,20.3821],[-102.95963,20.3818],[-102.9564,20.38117],[-102.95337,20.38056],[-102.95143,20.38018],[-102.95087,20.38006]]}}
Línea 115.0 kV | LineString | 115.0 kV |  |  |  | CFE |  |  |  |  | OpenStreetMap | {"type":"Feature","properties":{},"geometry":{"type":"LineString","coordinates":[[-103.27404,20.50466],[-103.27399,20.50366],[-103.27338,20.50366]]}}
Línea 115.0 kV | LineString | 115.0 kV | 2 |  |  | CFE |  |  |  |  | OpenStreetMap | {"type":"Feature","properties":{},"geometry":{"type":"LineString","coordinates":[[-103.2946,20.55798],[-103.29366,20.55597],[-103.29203,20.55251],[-103.29057,20.54945],[-103.28925,20.54667],[-103.28792,20.54385],[-103.28658,20.54102],[-103.28523,20.5382],[-103.28392,20.53541],[-103.28259,20.5326],[-103.28195,20.53124],[-103.28125,20.52978],[-103.27997,20.52706],[-103.27854,20.52405],[-103.27721,20.52125],[-103.2758,20.51827],[-103.27445,20.51543],[-103.27434,20.51242],[-103.27422,20.50936],[-103.2741,20.50611],[-103.27404,20.50466]]}}
Línea 115.0 kV | LineString | 115.0 kV | 1 |  |  | CFE |  |  |  |  | OpenStreetMap | {"type":"Feature","properties":{},"geometry":{"type":"LineString","coordinates":[[-103.28778,20.56066],[-103.28845,20.56083],[-103.29219,20.56183],[-103.29492,20.56357],[-103.29777,20.56538],[-103.29817,20.56547]]}}
Línea 115.0 kV | LineString | 115.0 kV |  |  |  | CFE |  |  |  |  | OpenStreetMap | {"type":"Feature","properties":{},"geometry":{"type":"LineString","coordinates":[[-103.41914,20.60018],[-103.41636,20.5995],[-103.41331,20.59873],[-103.41007,20.59792],[-103.40683,20.59711],[-103.40609,20.59693]]}}
Línea 115.0 kV | LineString | 115.0 kV | 2 |  |  | CFE |  |  |  |  | OpenStreetMap | {"type":"Feature","properties":{},"geometry":{"type":"LineString","coordinates":[[-103.40609,20.59693],[-103.40526,20.59672],[-103.40358,20.59629],[-103.40034,20.59548],[-103.39729,20.59471],[-103.39502,20.59415],[-103.39357,20.59378],[-103.39225,20.59345],[-103.39089,20.59311],[-103.38883,20.59259],[-103.38768,20.5923],[-103.38647,20.592],[-103.38505,20.59165],[-103.38229,20.59095],[-103.37907,20.59016],[-103.37489,20.5891],[-103.3717,20.5883],[-103.36984,20.58783],[-103.36655,20.58679],[-103.36208,20.58541],[-103.35902,20.58445],[-103.35686,20.58378],[-103.35425,20.58296],[-103.35269,20.58246],[-103.34997,20.58159],[-103.34745,20.58105],[-103.34582,20.58051],[-103.34429,20.57999],[-103.34266,20.57945],[-103.33947,20.57841],[-103.33673,20.57749],[-103.33535,20.57706],[-103.33307,20.5764],[-103.33186,20.57598],[-103.33022,20.57546],[-103.32861,20.57497],[-103.32694,20.57448],[-103.32541,20.57396],[-103.3239,20.57354],[-103.32239,20.57302],[-103.32143,20.57273],[-103.32131,20.573],[-103.32062,20.57291],[-103.31996,20.57282],[-103.32004,20.57228],[-103.31903,20.57198],[-103.31739,20.57145],[-103.31558,20.5709],[-103.31326,20.57007],[-103.31205,20.56964],[-103.30948,20.569],[-103.30712,20.56826],[-103.30367,20.56718],[-103.30105,20.56636],[-103.29817,20.56547]]}}
Línea 115.0 kV | LineString | 115.0 kV | 1 |  |  | CFE |  |  |  |  | OpenStreetMap | {"type":"Feature","properties":{},"geometry":{"type":"LineString","coordinates":[[-103.40609,20.59693],[-103.40569,20.59761],[-103.40502,20.59866],[-103.40444,20.59958],[-103.40396,20.60068],[-103.40381,20.60295],[-103.40337,20.60453],[-103.40233,20.60573],[-103.40133,20.60695],[-103.40033,20.60815],[-103.39971,20.60893],[-103.39879,20.61006],[-103.39768,20.61142],[-103.39657,20.61277],[-103.39551,20.61409],[-103.39445,20.61539],[-103.39339,20.61669],[-103.39236,20.61795],[-103.39133,20.61922],[-103.39045,20.62031],[-103.3897,20.6212],[-103.38917,20.62187],[-103.38842,20.62278],[-103.38768,20.62368],[-103.38693,20.62459],[-103.38675,20.62458],[-103.38631,20.62513],[-103.38586,20.62569],[-103.38449,20.62737],[-103.38402,20.62799],[-103.3837,20.62843],[-103.38324,20.62909],[-103.38281,20.62969],[-103.38231,20.63037],[-103.38182,20.63103],[-103.38125,20.63183],[-103.37992,20.63366],[-103.37933,20.63446],[-103.3788,20.63521],[-103.37831,20.63589],[-103.3779,20.63655],[-103.37757,20.63709],[-103.37696,20.63784],[-103.37602,20.63746],[-103.37567,20.63823],[-103.37555,20.63853],[-103.37413,20.63801],[-103.37234,20.63732],[-103.37094,20.63677],[-103.36917,20.63609],[-103.3675,20.63546],[-103.36572,20.63479],[-103.36406,20.63416],[-103.36237,20.63353],[-103.36068,20.63289],[-103.35872,20.63216],[-103.35675,20.63142],[-103.35499,20.63076],[-103.35339,20.63015],[-103.35161,20.62948],[-103.34991,20.62884],[-103.34839,20.62824],[-103.34753,20.62883],[-103.34738,20.62912],[-103.34655,20.63045],[-103.34574,20.63176],[-103.34497,20.63303],[-103.34413,20.63439],[-103.34349,20.63544],[-103.34268,20.63659],[-103.34223,20.63727],[-103.34202,20.6377]]}}
Línea 115.0 kV | LineString | 115.0 kV | 2 |  |  | CFE |  |  |  |  | OpenStreetMap | {"type":"Feature","properties":{},"geometry":{"type":"LineString","coordinates":[[-104.00311,20.20479],[-104.00394,20.20634],[-104.00529,20.20827]]}}
Línea 115.0 kV | LineString | 115.0 kV | 1 |  |  | CFE |  |  |  |  | OpenStreetMap | {"type":"Feature","properties":{},"geometry":{"type":"LineString","coordinates":[[-103.84631,20.37814],[-103.84701,20.3778],[-103.84953,20.37656],[-103.8528,20.37497],[-103.85513,20.37382],[-103.85791,20.37244],[-103.86189,20.3705],[-103.86554,20.36869],[-103.86906,20.36696],[-103.87216,20.36543],[-103.87368,20.3647],[-103.87535,20.36253],[-103.87704,20.36027],[-103.87982,20.35671],[-103.88247,20.35331],[-103.88524,20.34966],[-103.88792,20.34621],[-103.88907,20.34471],[-103.89119,20.34198],[-103.89441,20.33776],[-103.89516,20.33203],[-103.89553,20.32904],[-103.89626,20.32349],[-103.89658,20.32121],[-103.89788,20.31964],[-103.90133,20.31575],[-103.90462,20.3117],[-103.90573,20.31041],[-103.90705,20.30881],[-103.90929,20.30616],[-103.91126,20.30382],[-103.91323,20.30148],[-103.91545,20.29884],[-103.91888,20.29484],[-103.92135,20.29185],[-103.92315,20.28975],[-103.92618,20.28615],[-103.92796,20.28406],[-103.92704,20.28143],[-103.92585,20.27795],[-103.92509,20.2757],[-103.92385,20.27211],[-103.92621,20.26977],[-103.92856,20.26741],[-103.93056,20.26537],[-103.93337,20.26253],[-103.9385,20.25739],[-103.94096,20.25494],[-103.94376,20.25212],[-103.94565,20.25021],[-103.94901,20.24683],[-103.95173,20.2441],[-103.95377,20.24206],[-103.95641,20.23907],[-103.95909,20.236],[-103.9622,20.23247],[-103.96415,20.23026],[-103.96633,20.22779],[-103.96907,20.2247],[-103.97113,20.22231],[-103.9734,20.22106],[-103.97713,20.21899],[-103.98061,20.21705],[-103.9833,20.21557],[-103.98614,20.21398],[-103.98865,20.21257],[-103.99236,20.21051],[-103.99468,20.20918],[-103.9982,20.20728],[-104.00092,20.20573],[-104.00238,20.20499],[-104.00311,20.20479]]}}
Línea 115.0 kV | LineString | 115.0 kV | 2 |  |  | CFE |  |  |  |  | OpenStreetMap | {"type":"Feature","properties":{},"geometry":{"type":"LineString","coordinates":[[-103.59617,20.44243],[-103.59817,20.44267],[-103.60175,20.44311],[-103.6061,20.44362],[-103.60888,20.44396],[-103.61182,20.44434],[-103.61583,20.44482],[-103.62084,20.44529],[-103.62485,20.44592],[-103.62781,20.44627],[-103.63201,20.44677],[-103.63622,20.4473],[-103.63936,20.44767],[-103.64493,20.44836],[-103.64819,20.44875],[-103.6524,20.44928],[-103.65617,20.44974],[-103.66178,20.45039],[-103.66818,20.45119],[-103.67139,20.45023],[-103.67361,20.44957],[-103.6771,20.44854],[-103.67823,20.4482],[-103.68542,20.44603],[-103.6889,20.44498],[-103.69172,20.44414],[-103.69405,20.44344],[-103.69715,20.44251],[-103.70056,20.44149],[-103.70567,20.43995],[-103.7087,20.43905],[-103.71246,20.43793],[-103.71608,20.43683],[-103.72196,20.43506],[-103.72311,20.43472],[-103.7301,20.43263],[-103.73394,20.43146],[-103.73751,20.43038],[-103.74038,20.42953],[-103.74414,20.42842],[-103.74606,20.42747],[-103.75039,20.42534],[-103.75298,20.42406],[-103.75538,20.42288],[-103.75775,20.42172],[-103.76015,20.42056],[-103.76281,20.41925],[-103.76533,20.41801],[-103.76756,20.41692],[-103.76942,20.41601],[-103.77213,20.41467],[-103.77433,20.41359],[-103.77716,20.4122],[-103.78004,20.41077],[-103.78363,20.40903],[-103.78694,20.4074],[-103.78999,20.4059],[-103.79261,20.40461],[-103.79521,20.40335],[-103.79829,20.40183],[-103.80145,20.40028],[-103.80453,20.39876],[-103.80576,20.39817],[-103.80762,20.39725],[-103.81072,20.39573],[-103.81376,20.39423],[-103.81661,20.39284],[-103.82135,20.39051],[-103.82432,20.38905],[-103.82709,20.38769]]}}
Línea 115.0 kV | LineString | 115.0 kV | 2 |  |  | CFE |  |  |  |  | OpenStreetMap | {"type":"Feature","properties":{},"geometry":{"type":"LineString","coordinates":[[-103.58013,20.43309],[-103.58322,20.43488],[-103.58678,20.43697],[-103.58995,20.43881],[-103.59378,20.44103],[-103.59617,20.44243]]}}
Línea 115.0 kV | LineString | 115.0 kV | 1 |  |  | CFE |  |  |  |  | OpenStreetMap | {"type":"Feature","properties":{},"geometry":{"type":"LineString","coordinates":[[-103.57362,20.4293],[-103.57678,20.43105],[-103.5778,20.43164],[-103.58013,20.43309]]}}
Línea 115.0 kV | LineString | 115.0 kV | 2 |  |  | CFE |  |  |  |  | OpenStreetMap | {"type":"Feature","properties":{},"geometry":{"type":"LineString","coordinates":[[-103.56673,20.42528],[-103.56979,20.42707],[-103.5722,20.42846],[-103.57362,20.4293]]}}
Línea 115.0 kV | LineString | 115.0 kV | 1 |  |  | CFE |  |  |  |  | OpenStreetMap | {"type":"Feature","properties":{},"geometry":{"type":"LineString","coordinates":[[-103.56017,20.4178],[-103.55999,20.41804],[-103.5596,20.42044],[-103.5604,20.42124],[-103.56121,20.42214],[-103.56276,20.42304],[-103.5647,20.42418],[-103.56673,20.42528]]}}
Línea 115.0 kV | LineString | 115.0 kV | 1 |  |  | CFE |  |  |  |  | OpenStreetMap | {"type":"Feature","properties":{},"geometry":{"type":"LineString","coordinates":[[-104.81524,20.39721],[-104.81513,20.39714],[-104.81523,20.39701],[-104.81742,20.39671],[-104.81896,20.39653],[-104.82041,20.39634],[-104.8226,20.39608],[-104.82383,20.39593],[-104.82553,20.39572],[-104.8295,20.39525],[-104.83298,20.39483],[-104.83422,20.39468],[-104.83547,20.39453],[-104.83954,20.39405],[-104.84135,20.39383],[-104.84227,20.39371],[-104.84426,20.39346],[-104.84609,20.39364],[-104.84822,20.39389],[-104.85066,20.39414],[-104.85324,20.39438],[-104.85539,20.39459],[-104.85778,20.39483],[-104.85998,20.3951],[-104.86152,20.39524],[-104.86327,20.39539],[-104.86472,20.39555],[-104.86829,20.3959],[-104.87488,20.3966],[-104.87632,20.39674],[-104.87681,20.39687],[-104.88461,20.39946],[-104.88812,20.40117],[-104.89013,20.4021],[-104.89252,20.40145],[-104.89694,20.40023],[-104.89952,20.39952],[-104.90098,20.39775],[-104.90364,20.39466],[-104.90714,20.39053],[-104.91735,20.37846],[-104.92149,20.37665],[-104.92669,20.37401],[-104.92914,20.37332],[-104.93416,20.37112],[-104.93794,20.36951],[-104.9433,20.36715],[-104.95088,20.36397],[-104.95565,20.36693],[-104.95944,20.3691],[-104.96157,20.37046],[-104.96465,20.37232],[-104.97695,20.37964],[-104.98011,20.3795],[-104.98287,20.37936],[-104.98948,20.37908],[-104.99146,20.379],[-104.99285,20.37895],[-104.99741,20.37877],[-105.00582,20.37842],[-105.01105,20.37814],[-105.01378,20.37805],[-105.01984,20.37779],[-105.02653,20.37751],[-105.03266,20.3772],[-105.03565,20.37711],[-105.03639,20.37699],[-105.04027,20.37632],[-105.04402,20.37572],[-105.0507,20.37458],[-105.05345,20.37411],[-105.05802,20.37334],[-105.06391,20.37232],[-105.06683,20.37182],[-105.07377,20.37164],[-105.07562,20.3716],[-105.0777,20.37154],[-105.08582,20.37135],[-105.08946,20.37196],[-105.09541,20.373],[-105.09677,20.37323],[-105.1019,20.37496],[-105.10646,20.37648],[-105.10789,20.37695]]}}
Línea 115.0 kV | LineString | 115.0 kV | 1 |  |  | CFE |  |  |  |  | OpenStreetMap | {"type":"Feature","properties":{},"geometry":{"type":"LineString","coordinates":[[-104.21327,19.78039],[-104.21561,19.77924],[-104.21775,19.77819],[-104.22009,19.77705],[-104.22243,19.77589],[-104.2247,19.77479],[-104.22718,19.77357],[-104.22948,19.77244],[-104.23196,19.77122],[-104.23366,19.7704],[-104.23626,19.77016],[-104.2393,19.76988],[-104.24225,19.7696],[-104.24526,19.76932],[-104.24827,19.76904],[-104.25156,19.76873],[-104.25443,19.76844],[-104.25737,19.76816],[-104.26029,19.76789],[-104.26193,19.76777],[-104.2632,19.76768],[-104.2648,19.76751],[-104.26626,19.76743],[-104.26921,19.76753],[-104.27063,19.76758],[-104.27217,19.76763],[-104.27375,19.76662],[-104.2758,19.76534],[-104.27777,19.76409],[-104.28007,19.76263],[-104.28185,19.76149],[-104.28328,19.7606],[-104.28513,19.75942],[-104.28794,19.75763],[-104.2903,19.75615],[-104.29286,19.75453],[-104.2953,19.75298],[-104.2976,19.75153],[-104.29992,19.75007],[-104.30256,19.74839],[-104.30538,19.7466],[-104.30791,19.745],[-104.31023,19.74353],[-104.31241,19.74239],[-104.31523,19.74092],[-104.31805,19.73947],[-104.32055,19.73817],[-104.32316,19.73681],[-104.32569,19.73549],[-104.32837,19.73412],[-104.33103,19.73272],[-104.33367,19.73136],[-104.33645,19.72991],[-104.33914,19.72852],[-104.34155,19.73008],[-104.34397,19.73162],[-104.34657,19.73327],[-104.34839,19.73444],[-104.35058,19.73584],[-104.35268,19.73717],[-104.35473,19.73848],[-104.35681,19.73981],[-104.35857,19.74095],[-104.35918,19.74211],[-104.3595,19.74269]]}}
Línea 115.0 kV | LineString | 115.0 kV | 2 |  |  | CFE |  |  |  |  | OpenStreetMap | {"type":"Feature","properties":{},"geometry":{"type":"LineString","coordinates":[[-104.21327,19.78039],[-104.21286,19.78264],[-104.21244,19.78487],[-104.212,19.78723],[-104.21157,19.78951],[-104.21121,19.7915],[-104.21174,19.79157]]}}
Línea 115.0 kV | LineString | 115.0 kV | 1 |  |  | CFE |  |  |  |  | OpenStreetMap | {"type":"Feature","properties":{},"geometry":{"type":"LineString","coordinates":[[-104.29652,19.84175],[-104.29611,19.84159],[-104.29333,19.84048],[-104.29065,19.83941],[-104.2882,19.8384],[-104.28578,19.83744],[-104.28355,19.83654],[-104.28168,19.8358],[-104.27949,19.83491],[-104.27699,19.83386],[-104.27435,19.83281],[-104.27165,19.83172],[-104.26894,19.83062],[-104.2663,19.82956],[-104.26404,19.82866],[-104.26303,19.82707],[-104.26141,19.82457],[-104.25969,19.8218],[-104.25823,19.81948],[-104.2567,19.81707],[-104.25492,19.81427],[-104.25339,19.81185],[-104.25209,19.80983],[-104.25064,19.80749],[-104.24927,19.80535],[-104.24771,19.80289],[-104.24662,19.80118],[-104.24504,19.7987],[-104.24344,19.79616],[-104.242,19.79388],[-104.24003,19.79285],[-104.23737,19.79147],[-104.23504,19.79028],[-104.23228,19.78884],[-104.22989,19.78761],[-104.22734,19.78629],[-104.22496,19.78506],[-104.22313,19.7841],[-104.22045,19.78272],[-104.218,19.7814],[-104.21569,19.7802],[-104.21327,19.78039]]}}
Línea 115.0 kV | LineString | 115.0 kV | 2 |  |  | CFE |  |  |  |  | OpenStreetMap | {"type":"Feature","properties":{},"geometry":{"type":"LineString","coordinates":[[-104.29652,19.84175],[-104.29761,19.84219],[-104.30027,19.84045],[-104.30269,19.83888],[-104.30538,19.83713],[-104.3081,19.83533],[-104.31067,19.83364],[-104.31286,19.83014],[-104.31466,19.82728],[-104.31768,19.82666],[-104.32057,19.82606],[-104.32379,19.82539],[-104.32703,19.82471],[-104.32993,19.82412],[-104.33291,19.8235],[-104.33395,19.82349],[-104.33448,19.82338]]}}
Línea 115.0 kV | LineString | 115.0 kV | 1 |  |  | CFE |  |  |  |  | OpenStreetMap | {"type":"Feature","properties":{},"geometry":{"type":"LineString","coordinates":[[-104.22704,20.06991],[-104.22756,20.0692],[-104.22894,20.06898],[-104.23138,20.06589],[-104.23321,20.06359],[-104.23511,20.0612],[-104.237,20.05882],[-104.23869,20.05668],[-104.2408,20.05402],[-104.24172,20.05353],[-104.24263,20.05303],[-104.2436,20.05252],[-104.24427,20.05164],[-104.24498,20.05078],[-104.24567,20.04988],[-104.24637,20.04899],[-104.24709,20.04809],[-104.24771,20.04717],[-104.24832,20.04627],[-104.24897,20.0453],[-104.24963,20.04434],[-104.25028,20.04337],[-104.25016,20.04254],[-104.25003,20.04161],[-104.25204,20.03856],[-104.25404,20.03552],[-104.25598,20.0326],[-104.25789,20.0297],[-104.25977,20.02685],[-104.26176,20.02384],[-104.26369,20.02093],[-104.2636,20.01863],[-104.26347,20.01557],[-104.26334,20.01254],[-104.26322,20.00948],[-104.2631,20.00643],[-104.26297,20.00338],[-104.26286,20.00024],[-104.26273,19.99724],[-104.26261,19.99416],[-104.26247,19.99057],[-104.26235,19.98768],[-104.26223,19.98465],[-104.26211,19.98161],[-104.26429,19.97985],[-104.26648,19.97808],[-104.26866,19.97631],[-104.27086,19.97453],[-104.27414,19.97189],[-104.27668,19.96983],[-104.27922,19.96777],[-104.28177,19.96571],[-104.28178,19.96271],[-104.28181,19.9597],[-104.28184,19.95667],[-104.28185,19.95367],[-104.28188,19.95071],[-104.28189,19.9476],[-104.28161,19.94334],[-104.28327,19.94019],[-104.28493,19.93703],[-104.28657,19.93389],[-104.28688,19.93086],[-104.28719,19.92796],[-104.28749,19.92514],[-104.28778,19.92224],[-104.28809,19.91932],[-104.28855,19.91479],[-104.28885,19.91184],[-104.28916,19.90884],[-104.28924,19.90804],[-104.28884,19.9054],[-104.28844,19.90274],[-104.28804,19.9001],[-104.28764,19.89744],[-104.28725,19.8948],[-104.28679,19.89186],[-104.28643,19.88944],[-104.28604,19.88677],[-104.28548,19.88364],[-104.28584,19.88178],[-104.2862,19.87993],[-104.28679,19.8769],[-104.28772,19.872],[-104.28839,19.86853],[-104.2888,19.86569],[-104.28918,19.86288],[-104.28956,19.86013],[-104.29022,19.85509],[-104.29048,19.85317],[-104.29087,19.85027],[-104.29031,19.84971],[-104.29129,19.84765],[-104.29225,19.84565],[-104.29449,19.84415],[-104.29526,19.84376],[-104.29652,19.84175]]}}
Línea 115.0 kV | LineString | 115.0 kV | 2 |  |  | CFE |  |  |  |  | OpenStreetMap | {"type":"Feature","properties":{},"geometry":{"type":"LineString","coordinates":[[-104.22704,20.06991],[-104.22749,20.07023]]}}
Línea 115.0 kV | LineString | 115.0 kV | 1 |  |  | CFE |  |  |  |  | OpenStreetMap | {"type":"Feature","properties":{},"geometry":{"type":"LineString","coordinates":[[-104.00311,20.20479],[-104.00368,20.20429],[-104.00658,20.20258],[-104.00959,20.20089],[-104.01238,20.19934],[-104.01548,20.19758],[-104.01801,20.19619],[-104.02063,20.19474],[-104.02368,20.19301],[-104.02654,20.19142],[-104.0293,20.18988],[-104.03176,20.18848],[-104.03257,20.18818],[-104.03607,20.18625],[-104.03778,20.18369],[-104.03906,20.18178],[-104.04071,20.17933],[-104.04226,20.17704],[-104.04467,20.17345],[-104.045,20.17271],[-104.04575,20.17163],[-104.04739,20.16916],[-104.04881,20.16704],[-104.05007,20.16372],[-104.05228,20.16123],[-104.05413,20.15917],[-104.05569,20.15683],[-104.05687,20.15507],[-104.0587,20.15236],[-104.06065,20.14943],[-104.06154,20.14816],[-104.06393,20.14463],[-104.06604,20.1415],[-104.06794,20.13865],[-104.06961,20.13618],[-104.07203,20.13258],[-104.07337,20.13061],[-104.07505,20.12808],[-104.07718,20.12492],[-104.0786,20.12281],[-104.08033,20.12025],[-104.08182,20.11804],[-104.08285,20.11649],[-104.08433,20.11432],[-104.0872,20.11003],[-104.08875,20.10773],[-104.0907,20.10485],[-104.09281,20.10168],[-104.09438,20.10057],[-104.09689,20.09879],[-104.0992,20.09712],[-104.10216,20.09501],[-104.10485,20.09309],[-104.10814,20.09075],[-104.11331,20.08712],[-104.11808,20.08717],[-104.12003,20.08717],[-104.12298,20.0872],[-104.12888,20.08726],[-104.13145,20.08726],[-104.13559,20.0836],[-104.13808,20.08135],[-104.1401,20.08167],[-104.14375,20.08224],[-104.14756,20.08282],[-104.15066,20.0833],[-104.15473,20.08392],[-104.15755,20.08435],[-104.16037,20.08479],[-104.16343,20.08526],[-104.16748,20.0859],[-104.16969,20.08624],[-104.17235,20.08665],[-104.17489,20.08704],[-104.17682,20.08735],[-104.17963,20.08777],[-104.1844,20.0885],[-104.18779,20.08757],[-104.19092,20.0867],[-104.19292,20.08614],[-104.19517,20.08551],[-104.2,20.08416],[-104.20112,20.08383],[-104.20346,20.0832],[-104.20538,20.08266],[-104.21042,20.08125],[-104.21239,20.0807],[-104.21429,20.07938],[-104.21718,20.07738],[-104.21944,20.07582],[-104.2223,20.07383],[-104.22438,20.07239],[-104.22635,20.07103],[-104.22704,20.06991]]}}
Línea 115.0 kV | LineString | 115.0 kV | 2 |  |  | CFE |  |  |  |  | OpenStreetMap | {"type":"Feature","properties":{},"geometry":{"type":"LineString","coordinates":[[-103.50203,19.70037],[-103.50088,19.70055],[-103.49996,19.70069]]}}
Línea 115.0 kV | LineString | 115.0 kV | 1 |  |  | CFE |  |  |  |  | OpenStreetMap | {"type":"Feature","properties":{},"geometry":{"type":"LineString","coordinates":[[-103.4862,19.66542],[-103.48564,19.6656],[-103.48608,19.66676],[-103.48682,19.66594],[-103.4877,19.66499],[-103.48816,19.66612],[-103.48871,19.66747],[-103.48983,19.67025],[-103.49106,19.67326],[-103.49221,19.67611],[-103.49333,19.67888],[-103.4939,19.68027],[-103.49465,19.68214],[-103.49571,19.68477],[-103.49688,19.68763],[-103.49794,19.69031],[-103.4992,19.69336],[-103.50038,19.69632],[-103.50148,19.699],[-103.50203,19.70037]]}}
Línea 115.0 kV | LineString | 115.0 kV | 1 |  |  | CFE |  |  |  |  | OpenStreetMap | {"type":"Feature","properties":{},"geometry":{"type":"LineString","coordinates":[[-103.57791,19.86114],[-103.57713,19.85905],[-103.57757,19.8589],[-103.57901,19.85856],[-103.58048,19.8582],[-103.58187,19.85786],[-103.5851,19.85709],[-103.58788,19.85641],[-103.59043,19.85578],[-103.59107,19.85534],[-103.5929,19.85405],[-103.59372,19.85346],[-103.59563,19.85208],[-103.59886,19.85081],[-103.59889,19.84971],[-103.59956,19.84923],[-103.60177,19.84762],[-103.60282,19.84685],[-103.60404,19.84598],[-103.60471,19.84547],[-103.60599,19.84453],[-103.60728,19.84361],[-103.60848,19.84272],[-103.60897,19.84237],[-103.61037,19.84137],[-103.6116,19.8405],[-103.61236,19.83995],[-103.61377,19.83896],[-103.61599,19.83734],[-103.61705,19.83656],[-103.61803,19.83584],[-103.6191,19.83508],[-103.62141,19.83341],[-103.62335,19.83199],[-103.62498,19.8308],[-103.6271,19.82924],[-103.62972,19.82734],[-103.63393,19.82429],[-103.63648,19.82244],[-103.6374,19.82177],[-103.64014,19.81978],[-103.64172,19.81863],[-103.64323,19.81753],[-103.64639,19.8139],[-103.64836,19.81314],[-103.65039,19.81234],[-103.65307,19.81038],[-103.65484,19.8091],[-103.65872,19.80629],[-103.66021,19.8052],[-103.66098,19.80418],[-103.66223,19.80254],[-103.66321,19.80126],[-103.66466,19.79937],[-103.66793,19.79502],[-103.66884,19.79382],[-103.67067,19.7914],[-103.67221,19.78937],[-103.67288,19.78848],[-103.67377,19.78731],[-103.67472,19.78605],[-103.67756,19.78231],[-103.67861,19.78092],[-103.67926,19.78006],[-103.68045,19.7785],[-103.6827,19.77561],[-103.68409,19.77377],[-103.68694,19.76997],[-103.68811,19.76845],[-103.69076,19.76495],[-103.69327,19.76165],[-103.69504,19.75934],[-103.69939,19.7536],[-103.70067,19.75191],[-103.70283,19.74906],[-103.70538,19.7457],[-103.70708,19.74347],[-103.70929,19.74056],[-103.71016,19.73983],[-103.71171,19.73877],[-103.71347,19.7375],[-103.71637,19.73546],[-103.71846,19.73397],[-103.72056,19.73249],[-103.72276,19.73093],[-103.72721,19.72778],[-103.72804,19.72718],[-103.72919,19.72637],[-103.73301,19.72365],[-103.73545,19.72191],[-103.73621,19.72138],[-103.73684,19.72093],[-103.73797,19.72014],[-103.73922,19.71926],[-103.74048,19.71835],[-103.7414,19.7177],[-103.74346,19.71624],[-103.74443,19.71555],[-103.74582,19.71456],[-103.74682,19.71385],[-103.74796,19.71304],[-103.74903,19.71229],[-103.75025,19.71142],[-103.75093,19.71094],[-103.753,19.70947],[-103.75505,19.70801],[-103.75607,19.70731],[-103.75765,19.70618],[-103.76422,19.70152],[-103.76591,19.70032],[-103.76735,19.6993],[-103.76899,19.69814],[-103.76986,19.69751],[-103.77102,19.6967],[-103.77307,19.69524],[-103.77512,19.69379],[-103.77635,19.69291],[-103.77759,19.69203],[-103.77941,19.69074],[-103.78048,19.68998],[-103.78493,19.68702],[-103.78648,19.6862],[-103.79099,19.68382],[-103.79241,19.68307],[-103.79503,19.68168],[-103.79624,19.68104],[-103.7966,19.68044]]}}
Línea 115.0 kV | LineString | 115.0 kV | 1 |  |  | CFE |  |  |  |  | OpenStreetMap | {"type":"Feature","properties":{},"geometry":{"type":"LineString","coordinates":[[-103.50203,19.70037],[-103.50272,19.70205],[-103.50395,19.7051],[-103.50515,19.70807],[-103.50635,19.71102],[-103.50753,19.71397],[-103.50874,19.71689],[-103.50995,19.71992],[-103.51113,19.7228],[-103.51236,19.72585],[-103.51362,19.72897],[-103.51504,19.73247],[-103.51592,19.73466],[-103.51709,19.73754],[-103.51825,19.74035],[-103.5193,19.74293],[-103.52048,19.74587],[-103.52167,19.74882],[-103.52285,19.7517],[-103.52405,19.75467],[-103.52525,19.75762],[-103.52644,19.76056],[-103.52749,19.76317],[-103.52894,19.7667],[-103.53039,19.77035],[-103.53108,19.77207],[-103.53307,19.77416],[-103.53427,19.77546],[-103.53774,19.77918],[-103.54062,19.78221],[-103.54225,19.78401],[-103.54648,19.78845],[-103.54796,19.79008],[-103.55107,19.79337],[-103.55331,19.79582],[-103.55671,19.79936],[-103.55854,19.80134],[-103.55982,19.8027],[-103.56005,19.80355],[-103.56082,19.80645],[-103.5615,19.809],[-103.56287,19.81413],[-103.56396,19.8183],[-103.56458,19.82041],[-103.56567,19.82444],[-103.5664,19.82684],[-103.56766,19.8314],[-103.5686,19.83441],[-103.57032,19.83986],[-103.57095,19.84176],[-103.57171,19.84404],[-103.57292,19.84739],[-103.57401,19.85046],[-103.57464,19.85222],[-103.57508,19.85346],[-103.57636,19.85702],[-103.5771,19.85906],[-103.57791,19.86114]]}}
Línea 115.0 kV | LineString | 115.0 kV | 2 |  |  | CFE |  |  |  |  | OpenStreetMap | {"type":"Feature","properties":{},"geometry":{"type":"LineString","coordinates":[[-103.58844,19.88831],[-103.58867,19.88824],[-103.58865,19.88812],[-103.58786,19.88805],[-103.58736,19.888],[-103.58661,19.8864],[-103.58619,19.88558],[-103.58578,19.88477],[-103.58537,19.88395],[-103.58508,19.88334],[-103.58472,19.88262],[-103.58433,19.88178],[-103.58394,19.88099],[-103.58361,19.88031],[-103.58363,19.87939],[-103.58365,19.87881],[-103.58368,19.87823],[-103.5837,19.87764],[-103.584,19.87667],[-103.58337,19.87522],[-103.58255,19.87311],[-103.58141,19.87015],[-103.58046,19.86771],[-103.57918,19.86443],[-103.57791,19.86114]]}}
Línea 115.0 kV | LineString | 115.0 kV | 1 |  |  | CFE |  |  |  |  | OpenStreetMap | {"type":"Feature","properties":{},"geometry":{"type":"LineString","coordinates":[[-103.55947,20.41899],[-103.55914,20.41943],[-103.55908,20.41997],[-103.55924,20.42083],[-103.55943,20.42169],[-103.55958,20.42254],[-103.55976,20.42342],[-103.55995,20.42431],[-103.5596,20.42516],[-103.56031,20.42568],[-103.56102,20.42622],[-103.56175,20.42675],[-103.56244,20.42728],[-103.56316,20.42782],[-103.56385,20.42834],[-103.56457,20.42888],[-103.5653,20.42942],[-103.56611,20.43004],[-103.56658,20.43039],[-103.56731,20.43093],[-103.56764,20.43127],[-103.56786,20.43168],[-103.56801,20.43244],[-103.56835,20.43304],[-103.56906,20.43343],[-103.5699,20.43355],[-103.57111,20.43364],[-103.5716,20.43367],[-103.57235,20.43382],[-103.57369,20.43426],[-103.57482,20.43462],[-103.57563,20.4349],[-103.57646,20.43517],[-103.57714,20.43535],[-103.57789,20.4353],[-103.57843,20.43499],[-103.57896,20.4343],[-103.57949,20.43357],[-103.58,20.43282],[-103.5805,20.43207],[-103.58081,20.43139],[-103.581,20.43067],[-103.58107,20.42979],[-103.58103,20.42884],[-103.58102,20.42761],[-103.58154,20.42683],[-103.58218,20.42623],[-103.58287,20.42558],[-103.58305,20.42469],[-103.58281,20.42399],[-103.58226,20.42315],[-103.58174,20.42247],[-103.58106,20.4212],[-103.58221,20.41743],[-103.58305,20.4147],[-103.58369,20.41262],[-103.58443,20.41018],[-103.58526,20.40743],[-103.58601,20.405],[-103.58673,20.40263],[-103.58763,20.39972],[-103.58854,20.39674],[-103.58942,20.39385],[-103.59035,20.39081],[-103.59127,20.38779],[-103.59222,20.38465],[-103.59313,20.38171],[-103.59387,20.37925],[-103.59481,20.37618],[-103.59573,20.37315],[-103.59669,20.37003],[-103.59764,20.3669],[-103.59851,20.36406],[-103.59944,20.36103],[-103.60038,20.35797],[-103.60129,20.35495],[-103.60223,20.3519],[-103.60312,20.34899],[-103.60405,20.34595],[-103.60497,20.3429],[-103.606,20.33953],[-103.60684,20.33679],[-103.60772,20.33386],[-103.60866,20.33082],[-103.60965,20.32759],[-103.61057,20.32455],[-103.61147,20.32159],[-103.61264,20.31775],[-103.61341,20.31525],[-103.61435,20.31213],[-103.61415,20.31015],[-103.61391,20.30772],[-103.6136,20.30465],[-103.61327,20.3016],[-103.61295,20.29845],[-103.61262,20.29529],[-103.6123,20.29213],[-103.61199,20.28897],[-103.61167,20.28583],[-103.61133,20.28258],[-103.61101,20.27942],[-103.61069,20.27628],[-103.6104,20.2736],[-103.60915,20.27133],[-103.60756,20.26856],[-103.60595,20.26565],[-103.60443,20.26294],[-103.60285,20.26015],[-103.60128,20.25734],[-103.5997,20.25454],[-103.59815,20.25184],[-103.59654,20.24896],[-103.59496,20.24615],[-103.59339,20.24331],[-103.59161,20.24017],[-103.58991,20.23712],[-103.58833,20.23433],[-103.58698,20.23194],[-103.58521,20.22879],[-103.58374,20.22619],[-103.5822,20.22349],[-103.58015,20.2198],[-103.57871,20.21723],[-103.57719,20.21451],[-103.57566,20.21177],[-103.5742,20.20922],[-103.57262,20.20643],[-103.57027,20.20223],[-103.56768,20.19757],[-103.56637,20.19528],[-103.5645,20.19187],[-103.56313,20.18938],[-103.56163,20.18665],[-103.56002,20.18388],[-103.55849,20.18127],[-103.55698,20.17856],[-103.55555,20.17601],[-103.55454,20.17421],[-103.5541,20.17073],[-103.55368,20.1674],[-103.5533,20.1645],[-103.55296,20.1618],[-103.55255,20.15857],[-103.55198,20.15403],[-103.5516,20.15104],[-103.55111,20.14719],[-103.55066,20.1435],[-103.55016,20.13966],[-103.54983,20.13682],[-103.54949,20.13442],[-103.54928,20.13256],[-103.5498,20.12963],[-103.55069,20.12461],[-103.55119,20.12185],[-103.55168,20.11907],[-103.55216,20.11633],[-103.55339,20.10955],[-103.5539,20.1067],[-103.55426,20.1046],[-103.55498,20.10064],[-103.55545,20.09805],[-103.55604,20.09468],[-103.55654,20.09192],[-103.55708,20.08891],[-103.55765,20.0857],[-103.55814,20.08296],[-103.55863,20.08015],[-103.55927,20.07649],[-103.55994,20.07286],[-103.56045,20.06996],[-103.56112,20.06618],[-103.56162,20.06342],[-103.56216,20.06035],[-103.56268,20.05745],[-103.56317,20.05471],[-103.56371,20.05168],[-103.56418,20.04909],[-103.56476,20.04584],[-103.56533,20.0426],[-103.56601,20.03885],[-103.5664,20.03664],[-103.56703,20.03307],[-103.56755,20.0302],[-103.56809,20.02714],[-103.56856,20.0245],[-103.56987,20.02258],[-103.57151,20.02016],[-103.57329,20.01755],[-103.57494,20.01511],[-103.57686,20.0123],[-103.57867,20.00963],[-103.58048,20.00695],[-103.58226,20.00435],[-103.58378,20.00209],[-103.58561,19.9994],[-103.58738,19.9968],[-103.58909,19.99429],[-103.59089,19.99163],[-103.59275,19.98888],[-103.59445,19.98638],[-103.59621,19.98379],[-103.59787,19.98135],[-103.59962,19.97878],[-103.60142,19.97611],[-103.60325,19.97345],[-103.60506,19.97075],[-103.60687,19.96808],[-103.60868,19.96543],[-103.61048,19.96275],[-103.61228,19.96018],[-103.61399,19.95766],[-103.61589,19.95486],[-103.61785,19.95193],[-103.61921,19.94988],[-103.61797,19.94737],[-103.61646,19.94434],[-103.6149,19.94116],[-103.61352,19.93838],[-103.61205,19.93543],[-103.61061,19.93252],[-103.6092,19.92966],[-103.60771,19.9267],[-103.60638,19.924],[-103.60496,19.92113],[-103.60355,19.91826],[-103.60211,19.91536],[-103.60076,19.91264],[-103.59935,19.9098],[-103.59793,19.90691],[-103.5965,19.90404],[-103.59509,19.90118],[-103.59367,19.89833],[-103.59226,19.89546],[-103.59082,19.89256],[-103.58942,19.88974],[-103.58872,19.88833],[-103.5885,19.88842]]}}
Línea 115.0 kV | LineString | 115.0 kV | 1 |  |  | CFE |  |  |  |  | OpenStreetMap | {"type":"Feature","properties":{},"geometry":{"type":"LineString","coordinates":[[-103.82709,20.38769],[-103.82789,20.38717],[-103.82942,20.38642],[-103.83306,20.38463],[-103.83619,20.3831],[-103.83933,20.38157],[-103.84287,20.37986],[-103.84563,20.37849],[-103.84631,20.37814]]}}
Línea 115.0 kV | LineString | 115.0 kV | 1 |  |  | CFE |  |  |  |  | OpenStreetMap | {"type":"Feature","properties":{},"geometry":{"type":"LineString","coordinates":[[-103.82789,20.38717],[-103.82853,20.38703],[-103.83073,20.38769],[-103.83324,20.38843],[-103.83502,20.38896],[-103.83775,20.38977],[-103.83996,20.39044],[-103.84209,20.39109],[-103.8441,20.39168],[-103.84626,20.39233]]}}
Línea 115.0 kV | LineString | 115.0 kV | 1 |  |  | CFE |  |  |  |  | OpenStreetMap | {"type":"Feature","properties":{},"geometry":{"type":"LineString","coordinates":[[-103.84626,20.39233],[-103.84849,20.39298],[-103.85054,20.3936],[-103.85296,20.39432],[-103.85515,20.39497],[-103.85678,20.39543],[-103.85832,20.39675],[-103.86025,20.39839],[-103.8619,20.39982],[-103.86355,20.40124],[-103.86515,20.40263],[-103.86686,20.40408],[-103.86853,20.40552],[-103.87047,20.40719],[-103.87196,20.40848],[-103.87332,20.40966],[-103.8751,20.41117],[-103.87674,20.41258],[-103.87841,20.41403],[-103.87996,20.41537],[-103.88169,20.41685],[-103.88358,20.41848],[-103.88515,20.41983],[-103.88676,20.42122],[-103.88845,20.42267],[-103.89007,20.42407],[-103.89149,20.42528],[-103.89305,20.42661],[-103.89503,20.42832],[-103.89629,20.42941],[-103.89771,20.43062],[-103.89939,20.43207],[-103.90087,20.43335],[-103.90235,20.43462],[-103.90455,20.43551],[-103.90659,20.43631],[-103.90866,20.43712],[-103.91059,20.4379],[-103.91264,20.43872],[-103.91474,20.43955],[-103.91667,20.44032],[-103.91861,20.44109],[-103.92049,20.44184],[-103.92288,20.44279],[-103.92498,20.44364],[-103.92744,20.44461],[-103.92928,20.44534],[-103.93146,20.44621],[-103.93345,20.447],[-103.93556,20.44784],[-103.93777,20.44872],[-103.93972,20.44949],[-103.94181,20.45033],[-103.94386,20.45115],[-103.94591,20.45197],[-103.94782,20.45273],[-103.95071,20.45387],[-103.95201,20.45439],[-103.95354,20.455],[-103.95524,20.45568],[-103.95669,20.45626],[-103.95815,20.45684],[-103.95951,20.45823],[-103.96097,20.45974],[-103.96246,20.46128],[-103.96398,20.46284],[-103.9655,20.46441],[-103.96706,20.46601],[-103.96874,20.46775],[-103.97027,20.46933],[-103.97179,20.47089],[-103.97323,20.47238],[-103.97474,20.47392],[-103.9762,20.47541],[-103.97763,20.47691],[-103.97936,20.4787],[-103.98083,20.48019],[-103.98206,20.48146],[-103.98387,20.48335],[-103.98523,20.48475],[-103.98657,20.48614],[-103.98793,20.48752],[-103.9893,20.48891],[-103.9907,20.49036],[-103.99244,20.49217],[-103.99388,20.49365],[-103.99553,20.49537],[-103.99727,20.49717],[-103.99869,20.49861],[-104.00003,20.50001],[-104.00154,20.50156],[-104.00269,20.50275],[-104.00398,20.50409],[-104.00607,20.50624],[-104.00796,20.50823],[-104.00928,20.50956],[-104.01082,20.51115],[-104.01245,20.51283],[-104.01382,20.51425],[-104.01519,20.51565],[-104.01647,20.51698],[-104.0181,20.5186],[-104.01964,20.52018],[-104.02099,20.52161],[-104.02232,20.52297],[-104.02234,20.525],[-104.02237,20.52742],[-104.02241,20.52934],[-104.02239,20.53077],[-104.02241,20.53294],[-104.02241,20.53486],[-104.02246,20.53752],[-104.02247,20.53903],[-104.02249,20.54061],[-104.0225,20.54214],[-104.02254,20.5443],[-104.02329,20.54551],[-104.02413,20.54685],[-104.02488,20.54798],[-104.02567,20.54921],[-104.0266,20.55067],[-104.02749,20.55209],[-104.02837,20.5535],[-104.02931,20.55492],[-104.03023,20.55638],[-104.0311,20.55774],[-104.03206,20.55924],[-104.03245,20.55986],[-104.03302,20.56077],[-104.03458,20.56059],[-104.03632,20.56036],[-104.03805,20.56013],[-104.03982,20.55992],[-104.04151,20.55971],[-104.04328,20.55948],[-104.04503,20.55924],[-104.04676,20.55898],[-104.04859,20.55878],[-104.04854,20.55831]]}}
Línea 115.0 kV | LineString | 115.0 kV | 1 |  |  | CFE |  |  |  |  | OpenStreetMap | {"type":"Feature","properties":{},"geometry":{"type":"LineString","coordinates":[[-103.8514,20.38261],[-103.85158,20.3824]]}}
Línea 115.0 kV | LineString | 115.0 kV | 1 |  |  | CFE |  |  |  |  | OpenStreetMap | {"type":"Feature","properties":{},"geometry":{"type":"LineString","coordinates":[[-103.8514,20.38261],[-103.85171,20.38249]]}}
Línea 115.0 kV | LineString | 115.0 kV | 2 |  |  | CFE |  |  |  |  | OpenStreetMap | {"type":"Feature","properties":{},"geometry":{"type":"LineString","coordinates":[[-103.84626,20.39233],[-103.84737,20.39024],[-103.84866,20.38779],[-103.85003,20.38519],[-103.8514,20.38261]]}}
Línea 115.0 kV | LineString | 115.0 kV | 1 |  |  | CFE |  |  |  |  | OpenStreetMap | {"type":"Feature","properties":{},"geometry":{"type":"LineString","coordinates":[[-104.62708,19.48649],[-104.62529,19.489],[-104.62342,19.49157],[-104.62183,19.49385],[-104.61959,19.49476],[-104.6181,19.49537],[-104.61667,19.49597],[-104.61533,19.49651],[-104.61324,19.49737],[-104.61214,19.49783],[-104.61014,19.49867],[-104.60839,19.49941],[-104.60701,19.49997],[-104.60541,19.50065],[-104.60403,19.50122],[-104.60266,19.50177],[-104.60127,19.50235],[-104.59987,19.50292],[-104.59837,19.50354],[-104.59696,19.50413],[-104.59548,19.50474],[-104.5941,19.50532],[-104.59268,19.5059],[-104.59127,19.50648],[-104.58988,19.50706],[-104.58849,19.50762],[-104.5873,19.50812],[-104.58597,19.50869],[-104.58389,19.50956],[-104.58234,19.51019],[-104.58058,19.51091],[-104.57896,19.51156],[-104.57748,19.51219],[-104.5759,19.51284],[-104.57434,19.51349],[-104.57294,19.51407],[-104.57225,19.51436],[-104.57145,19.51468],[-104.57009,19.51525],[-104.56934,19.51557],[-104.56862,19.51587],[-104.56798,19.51613],[-104.56579,19.51702],[-104.56501,19.51737],[-104.56347,19.518],[-104.56197,19.51862],[-104.55988,19.51949],[-104.55835,19.52012],[-104.55756,19.52044],[-104.5568,19.52077],[-104.55593,19.52113],[-104.55522,19.52143],[-104.55452,19.52171],[-104.55382,19.52199],[-104.55312,19.52228],[-104.55242,19.52257],[-104.55103,19.52315],[-104.5502,19.52349],[-104.54955,19.52375],[-104.54877,19.52408],[-104.54799,19.52441],[-104.54717,19.52474],[-104.54635,19.52509],[-104.54562,19.5254],[-104.54487,19.5257],[-104.54343,19.52632],[-104.54268,19.52661],[-104.54194,19.52692],[-104.5413,19.52719],[-104.54057,19.52748],[-104.53926,19.52802],[-104.53794,19.52856],[-104.53663,19.5291],[-104.53585,19.52943],[-104.53507,19.52974],[-104.52967,19.53195],[-104.52434,19.53421],[-104.52308,19.53515],[-104.52026,19.5373],[-104.51893,19.53831],[-104.51758,19.53933],[-104.51616,19.5404],[-104.5147,19.54152],[-104.51405,19.54203],[-104.51333,19.54258],[-104.51268,19.54306],[-104.51202,19.54356],[-104.51094,19.54438],[-104.50986,19.54583],[-104.50889,19.5472],[-104.50793,19.54856],[-104.5069,19.54918],[-104.50486,19.55035],[-104.50357,19.55109],[-104.50292,19.55146],[-104.50226,19.55184],[-104.50164,19.55218],[-104.50101,19.55254],[-104.49973,19.55327],[-104.49916,19.5536],[-104.49846,19.55399],[-104.49788,19.55432],[-104.4973,19.55553],[-104.49699,19.55617]]}}
Línea 115.0 kV | LineString | 115.0 kV | 1 |  |  | CFE |  |  |  |  | OpenStreetMap | {"type":"Feature","properties":{},"geometry":{"type":"LineString","coordinates":[[-104.4968,19.55619],[-104.49662,19.55645],[-104.49594,19.55774],[-104.49533,19.55894],[-104.49514,19.56076],[-104.495,19.56221],[-104.49483,19.56378],[-104.49466,19.56516],[-104.49454,19.56653],[-104.49437,19.56805],[-104.49423,19.56949],[-104.49403,19.57147],[-104.49391,19.57261],[-104.49376,19.5741],[-104.4936,19.57537],[-104.49284,19.57663],[-104.49205,19.57786],[-104.49134,19.57904],[-104.49062,19.58022],[-104.48988,19.58138],[-104.48909,19.58261],[-104.48827,19.58392],[-104.48751,19.58515],[-104.48678,19.58632],[-104.48597,19.58756],[-104.48511,19.58897],[-104.48434,19.59028],[-104.48361,19.59144],[-104.48288,19.59262],[-104.48212,19.59378],[-104.48141,19.59494],[-104.4807,19.5961],[-104.48015,19.59701],[-104.4797,19.59835],[-104.47924,19.59972],[-104.47882,19.60105],[-104.47836,19.60238],[-104.47795,19.60363],[-104.4775,19.60494],[-104.47609,19.60602],[-104.47498,19.60687],[-104.47375,19.60776],[-104.47145,19.60954],[-104.47032,19.61038],[-104.46921,19.61122],[-104.46807,19.61207],[-104.46695,19.61291],[-104.46582,19.6138],[-104.46312,19.61613],[-104.46221,19.61691],[-104.45957,19.6185],[-104.45795,19.6198],[-104.45598,19.62102],[-104.45428,19.62257],[-104.45354,19.62395],[-104.45315,19.62515],[-104.45273,19.62645],[-104.45237,19.62751],[-104.45193,19.62876],[-104.45072,19.63211],[-104.44879,19.63347],[-104.44804,19.63633],[-104.4468,19.63792],[-104.44634,19.63926],[-104.44597,19.64021],[-104.44563,19.64123],[-104.44521,19.64332],[-104.44508,19.64459],[-104.44493,19.64611],[-104.4448,19.64746],[-104.44463,19.64916],[-104.44449,19.65062],[-104.44432,19.65219],[-104.44418,19.65355],[-104.44403,19.65505],[-104.44392,19.65622],[-104.44378,19.65755],[-104.44362,19.65912],[-104.44345,19.66076],[-104.44334,19.66196],[-104.44317,19.66355],[-104.44302,19.66504],[-104.44228,19.67224],[-104.4416,19.67859],[-104.44126,19.68188],[-104.44107,19.68368],[-104.44104,19.68837],[-104.43897,19.69115],[-104.43605,19.69188],[-104.43504,19.69214],[-104.43086,19.69318],[-104.42602,19.69397],[-104.42165,19.69469],[-104.41426,19.69592],[-104.41147,19.69773],[-104.40848,19.69964],[-104.40172,19.70084],[-104.39953,19.70124],[-104.39564,19.7014],[-104.39176,19.70154],[-104.38662,19.7017],[-104.3844,19.69912],[-104.38256,19.69703],[-104.38019,19.69688],[-104.37209,19.69629],[-104.36759,19.69736],[-104.3593,19.69925],[-104.35559,19.70008],[-104.35325,19.70061],[-104.35175,19.70095],[-104.35055,19.70123],[-104.3489,19.7016],[-104.34742,19.70194],[-104.34601,19.70226],[-104.34455,19.7026],[-104.34286,19.70298],[-104.34128,19.70334],[-104.33999,19.70363],[-104.33847,19.70398],[-104.33881,19.70523],[-104.3391,19.70645],[-104.33943,19.70776],[-104.33972,19.7089],[-104.34008,19.71033],[-104.34041,19.71166],[-104.34077,19.71308],[-104.34114,19.71457],[-104.34146,19.7158],[-104.34181,19.7172],[-104.34215,19.71852],[-104.34253,19.72],[-104.3429,19.72152],[-104.34328,19.72301],[-104.3436,19.72427],[-104.34431,19.72561],[-104.34469,19.72633],[-104.34539,19.72771],[-104.34611,19.72909],[-104.34683,19.73047],[-104.34753,19.73184],[-104.34833,19.73335],[-104.34896,19.73459],[-104.35026,19.73542],[-104.35069,19.73569],[-104.35204,19.73655],[-104.35338,19.73741],[-104.35481,19.73832],[-104.35614,19.73917],[-104.35759,19.74008],[-104.35878,19.74082],[-104.35937,19.74221],[-104.35959,19.74265]]}}
Línea 115.0 kV | LineString | 115.0 kV | 2 |  |  | CFE |  |  |  |  | OpenStreetMap | {"type":"Feature","properties":{},"geometry":{"type":"LineString","coordinates":[[-103.90215,18.93882],[-103.90173,18.94123]]}}
Línea 115.0 kV | LineString | 115.0 kV | 1 |  |  | CFE |  |  |  |  | OpenStreetMap | {"type":"Feature","properties":{},"geometry":{"type":"LineString","coordinates":[[-104.23405,19.05212],[-104.23418,19.05142],[-104.23434,19.05077],[-104.234,19.05032],[-104.23353,19.04978],[-104.23254,19.04973],[-104.22863,19.04956],[-104.22693,19.04945],[-104.22441,19.04799],[-104.222,19.04664],[-104.21812,19.04449],[-104.21375,19.04113],[-104.21173,19.03955],[-104.20707,19.036],[-104.20485,19.03429],[-104.2026,19.03255],[-104.20038,19.03082],[-104.19747,19.02861],[-104.19349,19.02557],[-104.19174,19.02425],[-104.18566,19.02328],[-104.18105,19.02254],[-104.17383,19.02143],[-104.16995,19.02087],[-104.16638,19.02031],[-104.15689,19.01857],[-104.1509,19.01738],[-104.14823,19.01683],[-104.14427,19.01605],[-104.14091,19.01539],[-104.13799,19.01475],[-104.13337,19.01481],[-104.12828,19.01487],[-104.12602,19.0149],[-104.12176,19.01496],[-104.11606,19.01517],[-104.11341,19.01524],[-104.11047,19.01531],[-104.10782,19.01538],[-104.10444,19.01568],[-104.10055,19.01602],[-104.0962,19.0164],[-104.09338,19.01664],[-104.0904,19.01692],[-104.08775,19.01715],[-104.0845,19.01743],[-104.08127,19.01768],[-104.07942,19.01787],[-104.078,19.018],[-104.07217,19.01851],[-104.06356,19.01981],[-104.05887,19.02041],[-104.05675,19.02072],[-104.0531,19.02124],[-104.05096,19.02155],[-104.04556,19.02232],[-104.04243,19.02277],[-104.03982,19.02314],[-104.03311,19.0241],[-104.03178,19.02429],[-104.02981,19.02511],[-104.02111,19.02838],[-104.01406,19.03105],[-104.01008,19.03256],[-104.00818,19.03215],[-104.00319,19.03107],[-103.99751,19.02977],[-103.9946,19.02913],[-103.992,19.02856],[-103.9893,19.02796],[-103.98661,19.02737],[-103.984,19.0268],[-103.98147,19.02623],[-103.97924,19.02575],[-103.97324,19.02443],[-103.9701,19.02374],[-103.96729,19.02084],[-103.96631,19.01984],[-103.9642,19.01768],[-103.96189,19.01532],[-103.95863,19.01193],[-103.95402,19.00716],[-103.95235,19.00545],[-103.94708,19.00004],[-103.9458,18.99869],[-103.94284,18.99558],[-103.94077,18.99346],[-103.93892,18.99153],[-103.93692,18.98946],[-103.93402,18.98898],[-103.93085,18.98844],[-103.92702,18.98779],[-103.92341,18.98719],[-103.92011,18.98663],[-103.91862,18.98639],[-103.91383,18.98557],[-103.9112,18.98512],[-103.90842,18.98463],[-103.90563,18.98415],[-103.90332,18.98378],[-103.90022,18.98324],[-103.89791,18.98287],[-103.89557,18.98247],[-103.8938,18.98319],[-103.89267,18.98365],[-103.89094,18.98434],[-103.88766,18.98565],[-103.88359,18.98724],[-103.882,18.98704],[-103.87932,18.98672],[-103.8789,18.98611],[-103.87846,18.98549],[-103.87774,18.98449],[-103.87693,18.98324],[-103.87614,18.98201],[-103.87449,18.97942],[-103.87382,18.97844],[-103.87282,18.97912],[-103.87299,18.97933]]}}
Línea 115.0 kV | LineString | 115.0 kV | 1 |  |  | CFE |  |  |  |  | OpenStreetMap | {"type":"Feature","properties":{},"geometry":{"type":"LineString","coordinates":[[-104.00171,18.93828],[-104.00069,18.9378],[-103.99967,18.93731],[-103.99866,18.93683],[-103.99838,18.93678],[-103.99831,18.93658],[-103.99848,18.93659],[-103.99841,18.93547],[-103.9983,18.9342],[-103.99825,18.934]]}}
Línea 115.0 kV | LineString | 115.0 kV | 1 |  |  | CFE |  |  |  |  | OpenStreetMap | {"type":"Feature","properties":{},"geometry":{"type":"LineString","coordinates":[[-103.99851,18.9367],[-103.99853,18.93658],[-103.99841,18.93547],[-103.99833,18.93419],[-103.99836,18.93401]]}}
Línea 115.0 kV | LineString | 115.0 kV | 1 |  |  | CFE |  |  |  |  | OpenStreetMap | {"type":"Feature","properties":{},"geometry":{"type":"LineString","coordinates":[[-104.00177,18.93741],[-104.00126,18.93732],[-103.99851,18.9367],[-103.99376,18.93574],[-103.99011,18.93495],[-103.98748,18.93565],[-103.98622,18.93596],[-103.98496,18.93626],[-103.98383,18.93806],[-103.98129,18.93992],[-103.98028,18.94069],[-103.97851,18.942],[-103.97407,18.94528],[-103.97274,18.94619],[-103.97143,18.94714],[-103.96736,18.95023],[-103.96564,18.94917],[-103.96312,18.94779],[-103.96191,18.9471],[-103.95858,18.94522],[-103.95239,18.94171],[-103.95185,18.94141],[-103.94885,18.93974],[-103.94612,18.93967],[-103.94212,18.93957],[-103.93985,18.9395],[-103.93564,18.93946],[-103.93472,18.93944],[-103.93174,18.93938],[-103.92883,18.9393],[-103.9257,18.93926],[-103.92283,18.93925],[-103.91967,18.93919],[-103.91681,18.93912],[-103.91381,18.93911],[-103.91089,18.93907],[-103.90794,18.939],[-103.90458,18.93896],[-103.90266,18.93894],[-103.90215,18.93882]]}}
Línea 115.0 kV | LineString | 115.0 kV | 1 |  |  | CFE |  |  |  |  | OpenStreetMap | {"type":"Feature","properties":{},"geometry":{"type":"LineString","coordinates":[[-103.90173,18.94123],[-103.90131,18.94314],[-103.90079,18.94312],[-103.90078,18.94343]]}}
Línea 115.0 kV | LineString | 115.0 kV | 1 |  |  | CFE |  |  |  |  | OpenStreetMap | {"type":"Feature","properties":{},"geometry":{"type":"LineString","coordinates":[[-103.90173,18.94123],[-103.90145,18.94323],[-103.90088,18.94323],[-103.90088,18.94343]]}}
Línea 115.0 kV | LineString | 115.0 kV | 2 |  |  | CFE |  |  |  |  | OpenStreetMap | {"type":"Feature","properties":{},"geometry":{"type":"LineString","coordinates":[[-104.23403,19.05341],[-104.23405,19.05212]]}}
Línea 115.0 kV | LineString | 115.0 kV | 1 |  |  | CFE |  |  |  |  | OpenStreetMap | {"type":"Feature","properties":{},"geometry":{"type":"LineString","coordinates":[[-104.23398,19.05433],[-104.23397,19.05377],[-104.23403,19.05341]]}}
Línea 115.0 kV | LineString | 115.0 kV | 1 |  |  | CFE |  |  |  |  | OpenStreetMap | {"type":"Feature","properties":{},"geometry":{"type":"LineString","coordinates":[[-104.23406,19.05433],[-104.23407,19.05378],[-104.23403,19.05341]]}}
Línea 115.0 kV | LineString | 115.0 kV | 1 |  |  | CFE |  |  |  |  | OpenStreetMap | {"type":"Feature","properties":{},"geometry":{"type":"LineString","coordinates":[[-104.27354,19.07972],[-104.27264,19.07987],[-104.27248,19.07982]]}}
Línea 115.0 kV | LineString | 115.0 kV | 1 |  |  | CFE |  |  |  |  | OpenStreetMap | {"type":"Feature","properties":{},"geometry":{"type":"LineString","coordinates":[[-104.27351,19.07961],[-104.27262,19.07975],[-104.27248,19.07982]]}}
Línea 115.0 kV | LineString | 115.0 kV | 2 |  |  | CFE |  |  |  |  | OpenStreetMap | {"type":"Feature","properties":{},"geometry":{"type":"LineString","coordinates":[[-104.27552,19.05134],[-104.27523,19.05135],[-104.2718,19.05454],[-104.27103,19.05555],[-104.27101,19.05974],[-104.27099,19.06358],[-104.27126,19.06774],[-104.27227,19.07572],[-104.27248,19.07982]]}}
Línea 115.0 kV | LineString | 115.0 kV | 2 |  |  | CFE |  |  |  |  | OpenStreetMap | {"type":"Feature","properties":{},"geometry":{"type":"LineString","coordinates":[[-104.27558,19.05117],[-104.27527,19.05118],[-104.27392,19.05153],[-104.27303,19.05263],[-104.27173,19.05425],[-104.27059,19.05568],[-104.27059,19.05945],[-104.27067,19.06349],[-104.27069,19.06621],[-104.2707,19.06718],[-104.27191,19.07554],[-104.27137,19.08004]]}}
Línea 115.0 kV | LineString | 115.0 kV | 1 |  |  | CFE |  |  |  |  | OpenStreetMap | {"type":"Feature","properties":{},"geometry":{"type":"LineString","coordinates":[[-104.27465,19.0506],[-104.2752,19.05097],[-104.27561,19.05104]]}}
Línea 115.0 kV | LineString | 115.0 kV | 1 |  |  | CFE |  |  |  |  | OpenStreetMap | {"type":"Feature","properties":{},"geometry":{"type":"LineString","coordinates":[[-104.27465,19.0506],[-104.27481,19.05037]]}}
Línea 115.0 kV | LineString | 115.0 kV | 2 |  |  | CFE |  |  |  |  | OpenStreetMap | {"type":"Feature","properties":{},"geometry":{"type":"LineString","coordinates":[[-104.27465,19.0506],[-104.27292,19.05123],[-104.27158,19.05183],[-104.26944,19.05279],[-104.26611,19.05291],[-104.26378,19.05299],[-104.26027,19.0531],[-104.25648,19.05322],[-104.25282,19.05333],[-104.24892,19.05346],[-104.24502,19.05358],[-104.2426,19.05369]]}}
Línea 115.0 kV | LineString | 115.0 kV | 1 |  |  | CFE |  |  |  |  | OpenStreetMap | {"type":"Feature","properties":{},"geometry":{"type":"LineString","coordinates":[[-104.27137,19.08004],[-104.271,19.08277],[-104.27053,19.08632],[-104.26816,19.09118],[-104.26751,19.0914],[-104.26713,19.09163]]}}
Línea 115.0 kV | LineString | 115.0 kV | 1 |  |  | CFE |  |  |  |  | OpenStreetMap | {"type":"Feature","properties":{},"geometry":{"type":"LineString","coordinates":[[-104.27137,19.08004],[-104.27174,19.07957],[-104.27234,19.07947],[-104.27316,19.07929],[-104.27381,19.07916],[-104.27386,19.07938],[-104.27361,19.07954]]}}
Línea 115.0 kV | LineString | 115.0 kV | 2 |  |  | CFE |  |  |  |  | OpenStreetMap | {"type":"Feature","properties":{},"geometry":{"type":"LineString","coordinates":[[-104.27248,19.07982],[-104.27293,19.08201],[-104.27369,19.08211],[-104.27408,19.08433],[-104.27382,19.08528],[-104.27398,19.08867],[-104.2754,19.0898],[-104.27671,19.09085],[-104.28142,19.09355],[-104.2856,19.09597],[-104.2883,19.09754],[-104.2909,19.09903],[-104.29281,19.10012],[-104.29377,19.10061],[-104.29846,19.10272],[-104.30271,19.10466],[-104.3064,19.10634],[-104.31109,19.10841],[-104.31609,19.11073],[-104.31717,19.11113]]}}
Línea 115.0 kV | LineString | 115.0 kV | 1 |  |  | CFE |  |  |  |  | OpenStreetMap | {"type":"Feature","properties":{},"geometry":{"type":"LineString","coordinates":[[-104.34212,19.12248],[-104.34225,19.12235],[-104.34215,19.11973],[-104.34221,19.11716],[-104.3419,19.11703]]}}
Línea 115.0 kV | LineString | 115.0 kV | 1 |  |  | CFE |  |  |  |  | OpenStreetMap | {"type":"Feature","properties":{},"geometry":{"type":"LineString","coordinates":[[-104.34212,19.12248],[-104.34218,19.12231],[-104.34215,19.11973],[-104.34216,19.11725],[-104.34185,19.11712]]}}
Línea 115.0 kV | LineString | 115.0 kV | 2 |  |  | CFE |  |  |  |  | OpenStreetMap | {"type":"Feature","properties":{},"geometry":{"type":"LineString","coordinates":[[-104.34212,19.12248],[-104.34555,19.12404],[-104.3488,19.12547],[-104.35249,19.12718],[-104.35861,19.12986],[-104.36152,19.1312],[-104.36431,19.1324],[-104.36537,19.13247],[-104.37288,19.13303],[-104.37697,19.13338],[-104.38398,19.13393],[-104.3856,19.13409],[-104.38699,19.13266],[-104.38672,19.12903],[-104.38646,19.12562],[-104.38645,19.12513]]}}
Línea 115.0 kV | LineString | 115.0 kV | 1 |  |  | CFE |  |  |  |  | OpenStreetMap | {"type":"Feature","properties":{},"geometry":{"type":"LineString","coordinates":[[-104.71351,19.26053],[-104.71299,19.26056],[-104.71147,19.2608],[-104.70866,19.26125],[-104.70559,19.26175],[-104.70176,19.26236],[-104.69802,19.26296],[-104.69435,19.26355],[-104.69078,19.26412],[-104.68724,19.26468],[-104.68349,19.26527],[-104.67954,19.26592],[-104.67529,19.26662],[-104.67183,19.26716],[-104.67042,19.2674],[-104.66594,19.26811],[-104.66213,19.26871],[-104.65776,19.26942],[-104.65142,19.27044],[-104.64537,19.27142],[-104.64161,19.27201],[-104.63398,19.27324],[-104.63155,19.27362],[-104.62726,19.2743],[-104.624,19.27482],[-104.61865,19.27566],[-104.61634,19.27605],[-104.61351,19.2765],[-104.61161,19.27683],[-104.60201,19.27837],[-104.59644,19.27926],[-104.59329,19.27975],[-104.59227,19.27994],[-104.58968,19.27889],[-104.58625,19.2776],[-104.58389,19.2767],[-104.5812,19.27568],[-104.5764,19.27375],[-104.57207,19.27207],[-104.5707,19.27161],[-104.56592,19.26978],[-104.56327,19.26869],[-104.55948,19.26729],[-104.55803,19.26673],[-104.54791,19.2628],[-104.54559,19.26194],[-104.5448,19.26167],[-104.54433,19.26103],[-104.54191,19.25748],[-104.5391,19.25317],[-104.53672,19.24967],[-104.53407,19.2457],[-104.53144,19.24194],[-104.52776,19.23657],[-104.52682,19.2352],[-104.52238,19.22864],[-104.51987,19.22499],[-104.51657,19.22004],[-104.51508,19.21803],[-104.5138,19.21616],[-104.50985,19.21028],[-104.5082,19.20782],[-104.50527,19.20349],[-104.50225,19.19906],[-104.49956,19.19508],[-104.49421,19.18728],[-104.49244,19.18477],[-104.49076,19.18224],[-104.48921,19.17996],[-104.48714,19.1769],[-104.48549,19.17441],[-104.48142,19.16844],[-104.48068,19.16738],[-104.48013,19.16651],[-104.47795,19.16555],[-104.4758,19.16454],[-104.47369,19.16355],[-104.46721,19.16052],[-104.46486,19.15942],[-104.46106,19.15764],[-104.45716,19.15581],[-104.45329,19.154],[-104.451,19.15287],[-104.44719,19.15085],[-104.44391,19.14911],[-104.44062,19.14735],[-104.43781,19.14586],[-104.43431,19.14399],[-104.43158,19.14254],[-104.42492,19.139],[-104.4209,19.13686],[-104.41911,19.1367],[-104.41752,19.13656],[-104.41286,19.13612],[-104.4088,19.13566],[-104.39995,19.13223],[-104.39436,19.13011],[-104.39075,19.12872],[-104.38823,19.12775],[-104.3866,19.12552],[-104.38659,19.12513]]}}
Línea 115.0 kV | LineString | 115.0 kV | 2 |  |  | CFE |  |  |  |  | OpenStreetMap | {"type":"Feature","properties":{},"geometry":{"type":"LineString","coordinates":[[-104.62815,19.48847],[-104.6281,19.48821],[-104.62717,19.48662],[-104.62708,19.48649]]}}
Línea 115.0 kV | LineString | 115.0 kV | 1 |  |  | CFE |  |  |  |  | OpenStreetMap | {"type":"Feature","properties":{},"geometry":{"type":"LineString","coordinates":[[-103.83275,19.00602],[-103.83289,19.00578],[-103.83332,19.00484],[-103.8346,19.00222],[-103.83553,19.00031],[-103.83727,18.99673],[-103.83831,18.99464],[-103.83943,18.9923],[-103.84081,18.98946],[-103.84199,18.98719],[-103.84382,18.98568],[-103.84804,18.98218],[-103.85028,18.98034],[-103.85287,18.97819],[-103.85512,18.97634],[-103.85717,18.9746],[-103.85889,18.9732],[-103.86058,18.97179],[-103.86268,18.97004],[-103.8649,18.96818],[-103.86654,18.96685],[-103.86849,18.96524],[-103.87077,18.96335],[-103.87315,18.96141],[-103.878,18.95733],[-103.88045,18.9553],[-103.88276,18.95341],[-103.88494,18.9516],[-103.88697,18.94993],[-103.88908,18.94815],[-103.89139,18.94625],[-103.8936,18.9444],[-103.89597,18.94242],[-103.89835,18.94056],[-103.9004,18.93889],[-103.90215,18.93882]]}}
Línea 115.0 kV | LineString | 115.0 kV | 1 |  |  | Comisión Federal de Electricidad |  |  |  |  | OpenStreetMap | {"type":"Feature","properties":{},"geometry":{"type":"LineString","coordinates":[[-104.27347,19.08665],[-104.2737,19.08822],[-104.27397,19.09008],[-104.2744,19.09304],[-104.2747,19.09518],[-104.27502,19.09745],[-104.27552,19.10098],[-104.27595,19.10385],[-104.27512,19.10659],[-104.2743,19.10933],[-104.2734,19.11237],[-104.27038,19.1225],[-104.2692,19.12652],[-104.26812,19.13033],[-104.26703,19.13424],[-104.26614,19.13733],[-104.26518,19.14072],[-104.26395,19.14507],[-104.26245,19.15046],[-104.26151,19.15376],[-104.26074,19.15647],[-104.25866,19.16395],[-104.25759,19.16773],[-104.25567,19.1745],[-104.25464,19.17775],[-104.25389,19.18083],[-104.25329,19.18296],[-104.25258,19.18552],[-104.25137,19.18976],[-104.25025,19.19381],[-104.24804,19.19602],[-104.24702,19.19701],[-104.24393,19.20008],[-104.2417,19.2023],[-104.23534,19.20868],[-104.23329,19.21072],[-104.23126,19.21272],[-104.22794,19.21601],[-104.22724,19.21759],[-104.22549,19.22151],[-104.22395,19.22496],[-104.22158,19.23026],[-104.21933,19.23542],[-104.21386,19.23644],[-104.20989,19.2372],[-104.2032,19.23853],[-104.202,19.23873],[-104.19977,19.24063],[-104.19556,19.2442],[-104.19242,19.2469],[-104.19074,19.2483],[-104.18775,19.25082],[-104.18431,19.25383],[-104.18056,19.25697],[-104.17687,19.26016],[-104.17313,19.26334],[-104.17086,19.26526],[-104.16923,19.26758],[-104.16545,19.27295],[-104.16326,19.27602],[-104.16044,19.28007],[-104.15874,19.28259],[-104.15679,19.28539],[-104.15519,19.28766],[-104.15362,19.29168],[-104.15309,19.29474],[-104.15219,19.29631],[-104.14703,19.30093],[-104.14268,19.30548],[-104.14118,19.30761],[-104.13558,19.31183],[-104.13164,19.31407],[-104.12831,19.31604],[-104.12542,19.31765],[-104.11779,19.3193],[-104.11467,19.32419],[-104.11335,19.32618],[-104.11046,19.33075],[-104.10892,19.33317],[-104.10678,19.33652],[-104.10504,19.34097],[-104.10307,19.3475],[-104.10057,19.35355],[-104.0994,19.35641],[-104.09807,19.35959],[-104.09724,19.36106],[-104.09581,19.3636],[-104.09564,19.36398]]}}
Línea 115.0 kV | LineString | 115.0 kV | 1 |  |  | Comisión Federal de Electricidad |  |  |  |  | OpenStreetMap | {"type":"Feature","properties":{},"geometry":{"type":"LineString","coordinates":[[-104.20348,19.20934],[-104.20143,19.21177],[-104.19931,19.21428],[-104.1968,19.2173],[-104.19364,19.22114],[-104.19233,19.22265],[-104.19081,19.2245],[-104.18684,19.22925],[-104.18439,19.23211],[-104.18227,19.23474],[-104.17956,19.238],[-104.17525,19.24302],[-104.17338,19.24531],[-104.17138,19.24774],[-104.16875,19.25091],[-104.16598,19.25416],[-104.16335,19.25743],[-104.16161,19.25946],[-104.15553,19.26674],[-104.15298,19.26977],[-104.15153,19.27144],[-104.14947,19.27397],[-104.15042,19.27623],[-104.15171,19.27933],[-104.15329,19.28313],[-104.15429,19.28787],[-104.15075,19.29391],[-104.14885,19.29672],[-104.1469,19.29945],[-104.14575,19.30102],[-104.13779,19.30971],[-104.13534,19.31116],[-104.13142,19.31359],[-104.12816,19.31558],[-104.12637,19.3166],[-104.11733,19.32219],[-104.11466,19.32606],[-104.11345,19.32784],[-104.11099,19.33142],[-104.1097,19.33327],[-104.10746,19.3365],[-104.10543,19.3412],[-104.10275,19.34733],[-104.10134,19.35057],[-104.10067,19.35208],[-104.0989,19.3561],[-104.09711,19.36027],[-104.0956,19.36372],[-104.09557,19.36394]]}}
Línea 115.0 kV | LineString | 115.0 kV | 1 |  |  | Comisión Federal de Electricidad |  |  |  |  | OpenStreetMap | {"type":"Feature","properties":{},"geometry":{"type":"LineString","coordinates":[[-104.09574,19.36412],[-104.09562,19.3644],[-104.09522,19.36461],[-104.09404,19.36918],[-104.09336,19.37185],[-104.09314,19.3722]]}}
Línea 115.0 kV | LineString | 115.0 kV | 1 |  |  | Comisión Federal de Electricidad |  |  |  |  | OpenStreetMap | {"type":"Feature","properties":{},"geometry":{"type":"LineString","coordinates":[[-103.76002,19.28895],[-103.76024,19.2901],[-103.76194,19.29078],[-103.76399,19.29162],[-103.76576,19.29234],[-103.76663,19.2927],[-103.76754,19.29307],[-103.76854,19.29348],[-103.76957,19.2939],[-103.77049,19.29428],[-103.77147,19.2947],[-103.7725,19.29512],[-103.77345,19.29551],[-103.77416,19.29578],[-103.77561,19.2964],[-103.77644,19.29674],[-103.77747,19.29717],[-103.77836,19.29753],[-103.77924,19.2979],[-103.78019,19.2983],[-103.78134,19.29877],[-103.7823,19.29916],[-103.78339,19.2996],[-103.78549,19.30047],[-103.78733,19.30123],[-103.78906,19.30193],[-103.79183,19.30307],[-103.79412,19.30402],[-103.79613,19.30485],[-103.7982,19.3057],[-103.80028,19.30655],[-103.80244,19.30744],[-103.80389,19.30804],[-103.80548,19.30885],[-103.80785,19.30966],[-103.80966,19.31041],[-103.81196,19.31135],[-103.81305,19.3118],[-103.81661,19.31325],[-103.81809,19.31386],[-103.82237,19.31563],[-103.82425,19.3164],[-103.82703,19.31755],[-103.82908,19.31696],[-103.83288,19.31588],[-103.83505,19.31526],[-103.83737,19.3146],[-103.83967,19.31394],[-103.84187,19.3133],[-103.84451,19.31254],[-103.85251,19.31026],[-103.85621,19.30919],[-103.86116,19.30778],[-103.86712,19.30608],[-103.8683,19.30575],[-103.87488,19.30386],[-103.87906,19.30574],[-103.88257,19.30731],[-103.8851,19.30846],[-103.88984,19.31061],[-103.89416,19.31255],[-103.89704,19.31383],[-103.90246,19.31631],[-103.90727,19.31846],[-103.91358,19.32129],[-103.91815,19.32337],[-103.92043,19.32436],[-103.92504,19.32647],[-103.92845,19.32799],[-103.93093,19.32915],[-103.93171,19.3341],[-103.93232,19.33803],[-103.93292,19.34172],[-103.93393,19.34848],[-103.93458,19.35267],[-103.9355,19.35874],[-103.9358,19.36077],[-103.93614,19.36276],[-103.93765,19.36523],[-103.9407,19.36966],[-103.94346,19.37379],[-103.94571,19.37721],[-103.94707,19.37936],[-103.94962,19.38305],[-103.95325,19.38837],[-103.95692,19.39351],[-103.95914,19.39644],[-103.96161,19.39977],[-103.96408,19.40309],[-103.96597,19.40566],[-103.96777,19.40808],[-103.97603,19.40845],[-103.97953,19.40859],[-103.98224,19.40872],[-103.98502,19.40888],[-103.98722,19.40901],[-103.98919,19.40911],[-103.99984,19.40964],[-104.0048,19.40998],[-104.01153,19.41027],[-104.02225,19.41072],[-104.02865,19.41109],[-104.03373,19.41131],[-104.0379,19.41146],[-104.04331,19.41173],[-104.0479,19.41197],[-104.05207,19.41216],[-104.05413,19.40944],[-104.05698,19.40568],[-104.05796,19.40441],[-104.06124,19.40009],[-104.06459,19.39569],[-104.06816,19.39094],[-104.06969,19.38894],[-104.07263,19.38507],[-104.07504,19.38193],[-104.0765,19.37997],[-104.07817,19.37786],[-104.08048,19.37476],[-104.08098,19.37409],[-104.08313,19.3726],[-104.08482,19.37125],[-104.08877,19.36878],[-104.09089,19.36735],[-104.09288,19.36597],[-104.09518,19.36442],[-104.09565,19.36409]]}}
Línea 115.0 kV | LineString | 115.0 kV | 1 |  |  | Comisión Federal de Electricidad |  |  |  |  | OpenStreetMap | {"type":"Feature","properties":{},"geometry":{"type":"LineString","coordinates":[[-103.76002,19.28895],[-103.75914,19.28963],[-103.7581,19.28919],[-103.75686,19.28868],[-103.75561,19.28817],[-103.75477,19.28784],[-103.75367,19.28737],[-103.75169,19.28656],[-103.75117,19.2852],[-103.75191,19.28367],[-103.75266,19.28212],[-103.75334,19.28072],[-103.75379,19.27945]]}}
Línea 115.0 kV | LineString | 115.0 kV | 2 |  |  | Comisión Federal de Electricidad |  |  |  |  | OpenStreetMap | {"type":"Feature","properties":{},"geometry":{"type":"LineString","coordinates":[[-103.77162,19.27926],[-103.77074,19.27997],[-103.76772,19.2825],[-103.76513,19.28466],[-103.76252,19.28686],[-103.76002,19.28895]]}}
Línea 115.0 kV | LineString | 115.0 kV | 1 |  |  | Comisión Federal de Electricidad |  |  |  |  | OpenStreetMap | {"type":"Feature","properties":{},"geometry":{"type":"LineString","coordinates":[[-103.77436,19.27992],[-103.7734,19.27955],[-103.77157,19.27904]]}}
Línea 115.0 kV | LineString | 115.0 kV | 1 |  |  | CFE |  |  |  |  | OpenStreetMap | {"type":"Feature","properties":{},"geometry":{"type":"LineString","coordinates":[[-103.77435,19.27998],[-103.77338,19.2796],[-103.77157,19.27904]]}}
Línea 115.0 kV | LineString | 115.0 kV | 1 |  |  | CFE |  |  |  |  | OpenStreetMap | {"type":"Feature","properties":{},"geometry":{"type":"LineString","coordinates":[[-103.77426,19.28021],[-103.77326,19.27985],[-103.77162,19.27926]]}}
Línea 115.0 kV | LineString | 115.0 kV | 1 |  |  | CFE |  |  |  |  | OpenStreetMap | {"type":"Feature","properties":{},"geometry":{"type":"LineString","coordinates":[[-103.77431,19.28007],[-103.77333,19.2797],[-103.77162,19.27926]]}}
Línea 115.0 kV | LineString | 115.0 kV | 2 |  |  | Comisión Federal de Electricidad |  |  |  |  | OpenStreetMap | {"type":"Feature","properties":{},"geometry":{"type":"LineString","coordinates":[[-103.53998,19.26021],[-103.53664,19.25811],[-103.5338,19.25632]]}}
Línea 115.0 kV | LineString | 115.0 kV | 2 |  |  | Comisión Federal de Electricidad |  |  |  |  | OpenStreetMap | {"type":"Feature","properties":{},"geometry":{"type":"LineString","coordinates":[[-103.76425,19.25127],[-103.76602,19.24993],[-103.76837,19.24831],[-103.77093,19.24649],[-103.77325,19.24482],[-103.77582,19.2394],[-103.77705,19.23669],[-103.77817,19.23432],[-103.77936,19.23184],[-103.77805,19.22974],[-103.77661,19.22751],[-103.77503,19.22507],[-103.77329,19.22235],[-103.77131,19.21937],[-103.76947,19.21631],[-103.76818,19.21424],[-103.76602,19.21087],[-103.7644,19.20843],[-103.76246,19.20539],[-103.76107,19.20331],[-103.75947,19.2008],[-103.75749,19.19768],[-103.75546,19.19456],[-103.75338,19.19132],[-103.74994,19.18938],[-103.74766,19.18813]]}}
Línea 115.0 kV | LineString | 115.0 kV | 1 |  |  | Comisión Federal de Electricidad |  |  |  |  | OpenStreetMap | {"type":"Feature","properties":{},"geometry":{"type":"LineString","coordinates":[[-103.77708,19.10724],[-103.77768,19.10678],[-103.77845,19.10616],[-103.77888,19.1041],[-103.77886,19.10086],[-103.7788,19.09845],[-103.77873,19.0958],[-103.77868,19.09274],[-103.77859,19.09006],[-103.77851,19.08492],[-103.77835,19.0767],[-103.7783,19.07235],[-103.7839,19.06598],[-103.79105,19.05238],[-103.79271,19.04967],[-103.79482,19.04644],[-103.79575,19.045],[-103.79803,19.04133],[-103.80062,19.0373],[-103.80309,19.03345],[-103.80572,19.02927],[-103.80633,19.02835],[-103.80896,19.02459],[-103.81409,19.02308],[-103.81588,19.02258],[-103.81939,19.02033],[-103.82087,19.01934],[-103.82263,19.01819],[-103.82443,19.01703],[-103.82567,19.01626],[-103.8275,19.0151],[-103.82876,19.01426],[-103.82947,19.01279],[-103.8301,19.01148],[-103.83058,19.0105],[-103.83106,19.00953],[-103.83171,19.00821],[-103.83235,19.00688],[-103.83269,19.00615]]}}
Línea 115.0 kV | LineString | 115.0 kV | 1 |  |  | Comisión Federal de Electricidad |  |  |  |  | OpenStreetMap | {"type":"Feature","properties":{},"geometry":{"type":"LineString","coordinates":[[-103.74766,19.18813],[-103.74847,19.18722],[-103.74911,19.18649],[-103.74981,19.18561],[-103.75073,19.18446],[-103.75179,19.18315],[-103.75289,19.18177],[-103.75346,19.18059],[-103.75406,19.17938],[-103.75555,19.17636],[-103.75802,19.17126],[-103.75914,19.16911],[-103.76031,19.16658],[-103.76191,19.16332],[-103.76252,19.16205],[-103.76325,19.16053],[-103.7664,19.15405],[-103.7677,19.14887],[-103.76847,19.14577],[-103.77017,19.13898],[-103.77103,19.13554],[-103.77241,19.13],[-103.77295,19.1279],[-103.77328,19.12652],[-103.77354,19.12553],[-103.77382,19.12451],[-103.77425,19.12282],[-103.77468,19.12105],[-103.77503,19.11963],[-103.7769,19.11218],[-103.77776,19.10873],[-103.77675,19.10743],[-103.777,19.10728]]}}
Línea 115.0 kV | LineString | 115.0 kV | 1 |  |  | Comisión Federal de Electricidad |  |  |  |  | OpenStreetMap | {"type":"Feature","properties":{},"geometry":{"type":"LineString","coordinates":[[-103.74766,19.18813],[-103.74565,19.1907],[-103.74523,19.19122],[-103.74438,19.19227],[-103.74329,19.19363],[-103.74219,19.19499],[-103.74184,19.19542],[-103.7409,19.19656],[-103.73947,19.19833],[-103.73832,19.19974],[-103.73715,19.20119],[-103.73588,19.20274],[-103.73473,19.20415],[-103.73378,19.20532],[-103.73297,19.20631],[-103.73132,19.20835],[-103.73031,19.2096],[-103.72937,19.21075],[-103.72875,19.21153],[-103.72694,19.21374],[-103.72588,19.21503],[-103.72526,19.21577],[-103.72464,19.21655],[-103.72404,19.21731],[-103.72344,19.21806],[-103.72282,19.21881],[-103.72222,19.21956],[-103.72156,19.22033],[-103.72096,19.22108],[-103.71975,19.22258],[-103.71915,19.22331],[-103.71855,19.22406],[-103.71795,19.22481],[-103.71734,19.22554],[-103.71677,19.22623],[-103.71618,19.22696],[-103.71562,19.22766],[-103.71499,19.22843],[-103.71489,19.22836],[-103.71436,19.22904],[-103.71388,19.2297],[-103.71341,19.23038],[-103.71285,19.23114],[-103.71247,19.23167],[-103.71202,19.23229],[-103.71141,19.23186],[-103.71124,19.23209]]}}
Línea 115.0 kV | LineString | 115.0 kV | 2 |  |  | Comisión Federal de Electricidad |  |  |  |  | OpenStreetMap | {"type":"Feature","properties":{},"geometry":{"type":"LineString","coordinates":[[-103.7579,19.24205],[-103.75803,19.24246],[-103.7585,19.2446],[-103.76025,19.24663],[-103.76145,19.248],[-103.76254,19.24927],[-103.76402,19.25099],[-103.76425,19.25127]]}}
Línea 115.0 kV | LineString | 115.0 kV | 1 |  |  | CFE |  |  |  |  | OpenStreetMap | {"type":"Feature","properties":{},"geometry":{"type":"LineString","coordinates":[[-103.83266,19.00599],[-103.8328,19.00573],[-103.83322,19.00482],[-103.8312,19.00246],[-103.83022,19.00131],[-103.83028,18.99918],[-103.83032,18.9978],[-103.83039,18.99584],[-103.83045,18.99356],[-103.83051,18.99193],[-103.83055,18.99049],[-103.8306,18.98904],[-103.83065,18.98767],[-103.83072,18.98523],[-103.83076,18.98399],[-103.8308,18.98281],[-103.83085,18.98145],[-103.83088,18.98013],[-103.83095,18.97802],[-103.83101,18.97611],[-103.83112,18.97254],[-103.83149,18.96882],[-103.8318,18.96554],[-103.83206,18.9628],[-103.83223,18.96107],[-103.8324,18.95927],[-103.83252,18.958],[-103.83285,18.95469],[-103.83265,18.95291],[-103.83247,18.95099],[-103.83232,18.94956],[-103.83203,18.94678],[-103.83192,18.94558],[-103.83175,18.94413],[-103.83055,18.94074],[-103.82994,18.93903],[-103.82939,18.93749],[-103.82884,18.93594],[-103.82839,18.93468],[-103.82758,18.93246],[-103.82685,18.93042],[-103.82567,18.92706],[-103.82445,18.92362],[-103.82279,18.92192],[-103.82111,18.92022],[-103.81698,18.91763],[-103.81227,18.91475],[-103.81138,18.91348],[-103.81051,18.91222],[-103.80792,18.91113],[-103.80473,18.91106],[-103.79959,18.91103],[-103.79637,18.91097],[-103.79391,18.91092],[-103.79048,18.91093],[-103.78647,18.90873],[-103.78648,18.9023],[-103.78644,18.89889],[-103.78645,18.8968],[-103.78542,18.89137],[-103.78463,18.8899],[-103.78303,18.88695],[-103.78142,18.88478],[-103.77962,18.88229],[-103.77721,18.87896],[-103.77547,18.87656],[-103.77418,18.87481],[-103.77491,18.86996],[-103.77562,18.86518],[-103.77644,18.85962],[-103.77713,18.85498],[-103.77735,18.85345],[-103.77796,18.84936],[-103.77822,18.84763],[-103.77883,18.84352],[-103.77909,18.84174],[-103.77933,18.84013],[-103.77975,18.83746],[-103.78014,18.83483],[-103.78014,18.8317],[-103.78013,18.82882],[-103.78014,18.82587],[-103.78013,18.82278],[-103.78013,18.8198],[-103.78012,18.81623],[-103.77839,18.81284],[-103.77705,18.81017],[-103.7758,18.80774],[-103.77455,18.80528],[-103.77359,18.80338],[-103.77098,18.80261],[-103.76939,18.80214],[-103.76782,18.80168],[-103.7663,18.80118],[-103.76458,18.80069],[-103.76305,18.80022],[-103.76151,18.79976],[-103.7599,18.79926],[-103.75837,18.79882],[-103.75683,18.79832],[-103.75529,18.79784],[-103.75375,18.79738],[-103.75221,18.79693],[-103.75068,18.79646],[-103.74913,18.79599],[-103.74756,18.79549],[-103.74604,18.79506],[-103.74451,18.79456],[-103.74298,18.79411],[-103.74144,18.79361],[-103.7399,18.79315],[-103.73827,18.79266],[-103.73676,18.79221],[-103.73521,18.79171],[-103.73395,18.79134],[-103.7325,18.79089],[-103.73098,18.79044],[-103.72834,18.78962],[-103.726,18.78892],[-103.72454,18.78846],[-103.72274,18.78792],[-103.72092,18.78737],[-103.71929,18.78685],[-103.71776,18.78639],[-103.71587,18.78581],[-103.71256,18.78481],[-103.70877,18.77884],[-103.7059,18.77426],[-103.70201,18.76805],[-103.7003,18.76534],[-103.69864,18.76272],[-103.69724,18.76047],[-103.69488,18.75674],[-103.6921,18.7523],[-103.69028,18.74928],[-103.68868,18.7465],[-103.68704,18.74366],[-103.68517,18.74042],[-103.68344,18.73752],[-103.68177,18.73471],[-103.6801,18.73186],[-103.67854,18.7292],[-103.67892,18.72723],[-103.67921,18.72572],[-103.67949,18.7243],[-103.67976,18.72287],[-103.68003,18.72147],[-103.68031,18.72004],[-103.68058,18.71861],[-103.68085,18.71711],[-103.68116,18.7154],[-103.68021,18.71162],[-103.67856,18.71114],[-103.67793,18.71158]]}}
Línea 115.0 kV | LineString | 115.0 kV | 1 |  |  | CFE |  |  |  |  | OpenStreetMap | {"type":"Feature","properties":{},"geometry":{"type":"LineString","coordinates":[[-103.86846,18.98323],[-103.86848,18.98316],[-103.86893,18.98184],[-103.8696,18.97997],[-103.87032,18.97796],[-103.87126,18.97723],[-103.87221,18.97662],[-103.873,18.97748],[-103.87376,18.97838],[-103.87268,18.9791],[-103.8729,18.97939]]}}
Línea 115.0 kV | LineString | 115.0 kV | 1 |  |  | CFE |  |  |  |  | OpenStreetMap | {"type":"Feature","properties":{},"geometry":{"type":"LineString","coordinates":[[-103.83285,19.00605],[-103.83297,19.00582],[-103.83391,19.00624],[-103.83502,19.00672],[-103.83605,19.0058],[-103.83707,19.00486],[-103.83925,19.00241],[-103.84015,19.00115],[-103.84096,19.00002],[-103.84187,18.99872],[-103.84305,18.99707],[-103.84385,18.99595],[-103.84473,18.99473],[-103.84601,18.99295],[-103.84692,18.9917],[-103.84793,18.99032],[-103.84965,18.98798],[-103.8508,18.98643],[-103.85197,18.98486],[-103.85315,18.98328],[-103.85725,18.98143],[-103.85803,18.98055],[-103.85961,18.97867],[-103.86133,18.97933],[-103.86291,18.97991],[-103.86429,18.98044],[-103.86564,18.98097],[-103.86802,18.98274],[-103.86848,18.98316],[-103.86851,18.98319]]}}
Línea 115.0 kV | LineString | 115.0 kV | 1 |  |  | CFE |  |  |  |  | OpenStreetMap | {"type":"Feature","properties":{},"geometry":{"type":"LineString","coordinates":[[-103.53657,19.24458],[-103.53583,19.24472],[-103.53539,19.2448],[-103.53388,19.24402],[-103.52983,19.24196],[-103.52578,19.23988],[-103.5198,19.2368],[-103.5041,19.22877],[-103.50267,19.22806],[-103.50103,19.2272],[-103.49686,19.22503],[-103.4953,19.22422],[-103.49402,19.22357],[-103.49025,19.22165],[-103.48914,19.22107],[-103.48662,19.21979],[-103.48501,19.21897],[-103.48292,19.2179],[-103.48,19.21641],[-103.47648,19.21465],[-103.46964,19.21424],[-103.46478,19.21398],[-103.4624,19.21386],[-103.46022,19.21374],[-103.45897,19.21368],[-103.45669,19.21355],[-103.45284,19.21336],[-103.45135,19.21329],[-103.45064,19.21279],[-103.45038,19.21276]]}}
Línea 115.0 kV | LineString | 115.0 kV | 1 |  |  | CFE |  |  |  |  | OpenStreetMap | {"type":"Feature","properties":{},"geometry":{"type":"LineString","coordinates":[[-103.53998,19.26021],[-103.54027,19.2603],[-103.54029,19.26015],[-103.54046,19.25885],[-103.54059,19.25763],[-103.54077,19.25609],[-103.54088,19.25515],[-103.54101,19.25416],[-103.54092,19.25241],[-103.54063,19.25105],[-103.53964,19.24655],[-103.53874,19.24584],[-103.53709,19.24445],[-103.53668,19.24455]]}}
Línea 115.0 kV | LineString | 115.0 kV | 1 |  |  | CFE |  |  |  |  | OpenStreetMap | {"type":"Feature","properties":{},"geometry":{"type":"LineString","coordinates":[[-103.29817,20.56547],[-103.29664,20.56225],[-103.29523,20.55927],[-103.2946,20.55798]]}}
Línea 115.0 kV | LineString | 115.0 kV | 2 |  |  | CFE |  |  |  |  | OpenStreetMap | {"type":"Feature","properties":{},"geometry":{"type":"LineString","coordinates":[[-103.25696,20.46679],[-103.25532,20.4642],[-103.25362,20.46149],[-103.25211,20.45907],[-103.25027,20.45619],[-103.24838,20.45313],[-103.24721,20.45125],[-103.24603,20.44846],[-103.24479,20.44551],[-103.24374,20.44302],[-103.24304,20.44135]]}}
Línea 115.0 kV | LineString | 115.0 kV | 1 |  |  | CFE |  |  |  |  | OpenStreetMap | {"type":"Feature","properties":{},"geometry":{"type":"LineString","coordinates":[[-103.25985,20.4714],[-103.25851,20.46929],[-103.25696,20.46679]]}}
Línea 115.0 kV | LineString | 115.0 kV | 2 |  |  | CFE |  |  |  |  | OpenStreetMap | {"type":"Feature","properties":{},"geometry":{"type":"LineString","coordinates":[[-103.27173,20.49035],[-103.26996,20.48755],[-103.26846,20.48515],[-103.26649,20.48202],[-103.26478,20.47931],[-103.26308,20.47657],[-103.26148,20.47402],[-103.25985,20.4714]]}}
Línea 115.0 kV | LineString | 115.0 kV | 1 |  |  | CFE |  |  |  |  | OpenStreetMap | {"type":"Feature","properties":{},"geometry":{"type":"LineString","coordinates":[[-102.51026,20.5211],[-102.51022,20.52118],[-102.5093,20.52289],[-102.50729,20.52663],[-102.50595,20.52906],[-102.5052,20.53047],[-102.50345,20.53099],[-102.50182,20.53146],[-102.50027,20.5319],[-102.49885,20.53232],[-102.49663,20.53297],[-102.4949,20.53346],[-102.49349,20.53388],[-102.49167,20.53439],[-102.49016,20.53484],[-102.48825,20.5354],[-102.48635,20.53596],[-102.48139,20.53739],[-102.47702,20.53865],[-102.47566,20.53904],[-102.47412,20.53949],[-102.47232,20.54001],[-102.47068,20.54049],[-102.46911,20.54094],[-102.46755,20.54139],[-102.46622,20.54177],[-102.46467,20.54222],[-102.46312,20.54268],[-102.46159,20.54311],[-102.46028,20.54349],[-102.45829,20.54406],[-102.45673,20.54452],[-102.45557,20.54486],[-102.44972,20.54654],[-102.4486,20.54733],[-102.44722,20.5483],[-102.44551,20.54951],[-102.44317,20.55115],[-102.44174,20.55217],[-102.44049,20.55305],[-102.43917,20.55398],[-102.4379,20.55487],[-102.43661,20.55577],[-102.43535,20.55666],[-102.43407,20.55757],[-102.43279,20.55847],[-102.43152,20.55937],[-102.43026,20.56025],[-102.42899,20.56114],[-102.42769,20.56206],[-102.42649,20.56291],[-102.42498,20.56397],[-102.42382,20.56478],[-102.42331,20.56552],[-102.42241,20.56647],[-102.42146,20.56693],[-102.41931,20.56797],[-102.41781,20.56871],[-102.41636,20.56941],[-102.41354,20.57079],[-102.41188,20.5716],[-102.41039,20.57233],[-102.40905,20.57298],[-102.40729,20.57385],[-102.40563,20.57465],[-102.40395,20.57548],[-102.40223,20.57628],[-102.40052,20.57716],[-102.39885,20.57797],[-102.39718,20.57879],[-102.39541,20.57965],[-102.39474,20.58109],[-102.39414,20.58236],[-102.3935,20.58374],[-102.39282,20.5852],[-102.39215,20.58666],[-102.39143,20.58817],[-102.39069,20.58974],[-102.38991,20.59143],[-102.38933,20.59266],[-102.3886,20.59421],[-102.3879,20.59568],[-102.38728,20.597],[-102.38594,20.59988],[-102.38523,20.60142],[-102.38378,20.60452],[-102.38306,20.60605],[-102.38235,20.60756],[-102.38166,20.60903],[-102.38094,20.6106],[-102.38012,20.61233],[-102.37939,20.61388],[-102.37868,20.61544],[-102.37793,20.617],[-102.3773,20.61837],[-102.3765,20.62008],[-102.37574,20.6217],[-102.37513,20.62299],[-102.3744,20.62455],[-102.37368,20.62611],[-102.37291,20.62773],[-102.37206,20.62954],[-102.37129,20.63118],[-102.3705,20.63285],[-102.36993,20.63406],[-102.36922,20.63561],[-102.36844,20.63725],[-102.36763,20.63899],[-102.36687,20.64062],[-102.36615,20.64216],[-102.36546,20.64362],[-102.36484,20.64495],[-102.36422,20.64632],[-102.36265,20.64962],[-102.36108,20.65299],[-102.36026,20.65477],[-102.35954,20.65628],[-102.35888,20.65768],[-102.35815,20.65924],[-102.3574,20.66086],[-102.35658,20.66255],[-102.35584,20.66411],[-102.35507,20.66579],[-102.35431,20.6674],[-102.35356,20.66899],[-102.35286,20.67051],[-102.3521,20.67214],[-102.35136,20.67372],[-102.35062,20.67529],[-102.34991,20.67681],[-102.34919,20.67834],[-102.34849,20.67983],[-102.34807,20.6804],[-102.3476,20.68036]]}}
Línea 115.0 kV | LineString | 115.0 kV | 1 |  |  | CFE |  |  |  |  | OpenStreetMap | {"type":"Feature","properties":{},"geometry":{"type":"LineString","coordinates":[[-102.51023,20.52096],[-102.5103,20.52103],[-102.51111,20.52186],[-102.51211,20.52286],[-102.51295,20.52372],[-102.51421,20.52503],[-102.51722,20.52521],[-102.51744,20.52498]]}}
Línea 115.0 kV | LineString | 115.0 kV | 1 |  |  | CFE |  |  |  |  | OpenStreetMap | {"type":"Feature","properties":{},"geometry":{"type":"LineString","coordinates":[[-102.51015,20.52112],[-102.51022,20.52118],[-102.5111,20.52208],[-102.51206,20.52317],[-102.51393,20.52521],[-102.51718,20.52533],[-102.51752,20.52505]]}}
Línea 115.0 kV | LineString | 115.0 kV | 1 |  |  | CFE |  |  |  |  | OpenStreetMap | {"type":"Feature","properties":{},"geometry":{"type":"LineString","coordinates":[[-102.5176,20.52512],[-102.51719,20.5256],[-102.51486,20.5263],[-102.51349,20.52516],[-102.51077,20.52288],[-102.50971,20.52036],[-102.50629,20.51772],[-102.5023,20.51464],[-102.49845,20.51167],[-102.49479,20.50887],[-102.49156,20.50638],[-102.48816,20.50377],[-102.48467,20.50109],[-102.48145,20.4986],[-102.47836,20.49623],[-102.47487,20.49355],[-102.47122,20.49075],[-102.46752,20.4879],[-102.46402,20.4852],[-102.46083,20.48275],[-102.45778,20.48041],[-102.45444,20.47783],[-102.45106,20.47524],[-102.44761,20.47259],[-102.44443,20.47013],[-102.44102,20.46752],[-102.43747,20.4648],[-102.43406,20.46217],[-102.43147,20.46017],[-102.42765,20.45809],[-102.42341,20.45577],[-102.41945,20.45359],[-102.41552,20.45144],[-102.41154,20.44926],[-102.40755,20.44706],[-102.40358,20.4449],[-102.40025,20.44306],[-102.39625,20.44087],[-102.39303,20.43862],[-102.38969,20.43627],[-102.38567,20.43345],[-102.38177,20.43069],[-102.37841,20.42833],[-102.3754,20.42623],[-102.37173,20.42364],[-102.36853,20.42138],[-102.36445,20.41853],[-102.36097,20.4161],[-102.35752,20.41368],[-102.35381,20.41107],[-102.34999,20.40838],[-102.34642,20.40588],[-102.3458,20.40545],[-102.3453,20.4051],[-102.34468,20.40466],[-102.34369,20.40396],[-102.34106,20.40289],[-102.33844,20.40185],[-102.33656,20.40045],[-102.33558,20.39778],[-102.3321,20.39466],[-102.32882,20.39177],[-102.32609,20.38936],[-102.32337,20.38694],[-102.32024,20.38417],[-102.31688,20.38119],[-102.31287,20.37763],[-102.31015,20.37523],[-102.30683,20.37229],[-102.30349,20.36932],[-102.30064,20.3668],[-102.29767,20.36417],[-102.29518,20.36197],[-102.29284,20.35863],[-102.29245,20.35849]]}}
Línea 115.0 kV | LineString | 115.0 kV | 1 |  |  | CFE |  |  |  |  | OpenStreetMap | {"type":"Feature","properties":{},"geometry":{"type":"LineString","coordinates":[[-102.68571,20.29541],[-102.68556,20.29509],[-102.68436,20.29529],[-102.68467,20.29712],[-102.6848,20.29789],[-102.68492,20.29856],[-102.68408,20.29876],[-102.68325,20.29894],[-102.68245,20.29912],[-102.6816,20.29933],[-102.68077,20.29952],[-102.67984,20.29973],[-102.67962,20.30007],[-102.67984,20.30135],[-102.68006,20.30264],[-102.68027,20.30393],[-102.68049,20.30523],[-102.67914,20.3055],[-102.67788,20.30576],[-102.67664,20.30601],[-102.67544,20.30626],[-102.67552,20.30773],[-102.67562,20.30918],[-102.6757,20.31053],[-102.67581,20.31199],[-102.6759,20.31352],[-102.676,20.31488],[-102.67608,20.31614],[-102.67469,20.31644],[-102.67357,20.31671],[-102.67271,20.31693],[-102.67159,20.31778],[-102.67035,20.31876],[-102.66893,20.31985],[-102.6671,20.32129],[-102.66588,20.32223],[-102.66469,20.32316],[-102.66341,20.32413],[-102.66227,20.32504],[-102.66103,20.32601],[-102.65959,20.32712],[-102.65842,20.32801],[-102.65727,20.3289],[-102.65604,20.32985],[-102.65462,20.33095],[-102.6533,20.33197],[-102.6521,20.33291],[-102.65038,20.33425],[-102.6491,20.33525],[-102.64769,20.33635],[-102.64657,20.33722],[-102.64535,20.33816],[-102.6441,20.33913],[-102.64286,20.34009],[-102.6416,20.34107],[-102.64035,20.34205],[-102.63921,20.34293],[-102.63797,20.3439],[-102.63678,20.34482],[-102.63421,20.34682],[-102.63232,20.34829],[-102.63048,20.34972],[-102.62864,20.35115],[-102.62752,20.35202],[-102.62626,20.353],[-102.62492,20.35405],[-102.62381,20.35491],[-102.62239,20.356],[-102.62114,20.35697],[-102.61991,20.35791],[-102.61866,20.3589],[-102.61738,20.3599],[-102.61605,20.36093],[-102.61485,20.36185],[-102.61357,20.36286],[-102.6124,20.36378],[-102.61116,20.36472],[-102.60997,20.36565],[-102.60873,20.36662],[-102.60746,20.36761],[-102.60621,20.36857],[-102.60495,20.36955],[-102.6037,20.37052],[-102.60237,20.37156],[-102.60113,20.37252],[-102.59976,20.37358],[-102.59859,20.37449],[-102.59737,20.37543],[-102.59599,20.37648],[-102.59479,20.37744],[-102.59356,20.37839],[-102.5923,20.37937],[-102.59099,20.38038],[-102.58981,20.3813],[-102.58857,20.38228],[-102.5873,20.38326],[-102.58603,20.38423],[-102.58485,20.38516],[-102.58358,20.38614],[-102.58238,20.38707],[-102.58106,20.3881],[-102.57973,20.38913],[-102.57861,20.39],[-102.57736,20.39098],[-102.57601,20.39201],[-102.57476,20.39298],[-102.57352,20.39397],[-102.57196,20.39517],[-102.57067,20.39617],[-102.56942,20.39715],[-102.56829,20.39809],[-102.567,20.39917],[-102.5658,20.40018],[-102.56456,20.40122],[-102.56353,20.4021],[-102.56231,20.40311],[-102.5611,20.40414],[-102.56023,20.40487],[-102.55895,20.40595],[-102.55754,20.40713],[-102.55566,20.40871],[-102.5541,20.41002],[-102.55108,20.41256],[-102.55002,20.41345],[-102.54796,20.41516],[-102.54746,20.4158],[-102.54613,20.41755],[-102.54519,20.41877],[-102.54432,20.4199],[-102.54386,20.4205],[-102.54321,20.42136],[-102.5434,20.42256],[-102.54354,20.4235],[-102.5438,20.42533],[-102.54417,20.42775],[-102.54443,20.42937],[-102.54497,20.43281],[-102.54516,20.43423],[-102.54535,20.43547],[-102.54572,20.43801],[-102.54631,20.44198],[-102.5468,20.44527],[-102.54718,20.44772],[-102.54763,20.45067],[-102.54799,20.45305],[-102.54834,20.45531],[-102.54685,20.45715],[-102.54557,20.45873],[-102.54411,20.46055],[-102.54316,20.46173],[-102.54212,20.46304],[-102.5412,20.4642],[-102.54026,20.46536],[-102.53958,20.46665],[-102.53887,20.46797],[-102.53812,20.46934],[-102.53739,20.47071],[-102.53662,20.47215],[-102.53582,20.47363],[-102.53508,20.47501],[-102.5343,20.47646],[-102.53353,20.47789],[-102.53283,20.47918],[-102.5321,20.48053],[-102.53142,20.4818],[-102.53068,20.48317],[-102.52996,20.4845],[-102.52923,20.48586],[-102.5285,20.48721],[-102.52775,20.4886],[-102.52702,20.48997],[-102.52629,20.49131],[-102.52556,20.49268],[-102.52479,20.49412],[-102.52405,20.4955],[-102.52341,20.49668],[-102.52272,20.49796],[-102.52203,20.49924],[-102.5214,20.5004],[-102.52066,20.5018],[-102.51988,20.50324],[-102.5192,20.50448],[-102.51843,20.50591],[-102.51769,20.50732],[-102.51695,20.50863],[-102.51629,20.50993],[-102.51553,20.51131],[-102.51483,20.51263],[-102.51413,20.51392],[-102.51334,20.5154],[-102.51251,20.51692],[-102.5116,20.51861],[-102.51085,20.51998],[-102.5103,20.52103],[-102.51026,20.5211]]}}
Línea 115.0 kV | LineString | 115.0 kV | 1 |  |  | CFE |  |  |  |  | OpenStreetMap | {"type":"Feature","properties":{},"geometry":{"type":"LineString","coordinates":[[-102.50985,19.78308],[-102.51004,19.78338],[-102.50945,19.78381],[-102.50779,19.78505],[-102.50275,19.79081],[-102.50155,19.79219],[-102.49993,19.79407],[-102.49854,19.79568],[-102.49723,19.79719],[-102.49585,19.79878],[-102.49474,19.80007],[-102.49347,19.80154],[-102.49216,19.80305],[-102.4912,19.80415],[-102.48985,19.80564],[-102.48853,19.80723],[-102.48754,19.80839],[-102.48669,19.80937],[-102.4853,19.81097],[-102.48441,19.81202],[-102.48236,19.81435],[-102.48071,19.81626],[-102.47876,19.81851],[-102.47752,19.81993],[-102.47549,19.82229],[-102.47417,19.82379],[-102.47268,19.82549],[-102.4701,19.82846],[-102.46716,19.83185],[-102.46613,19.83303],[-102.4649,19.83444],[-102.46015,19.83988],[-102.45922,19.84095],[-102.45779,19.84258],[-102.45663,19.84391],[-102.45528,19.84545],[-102.45387,19.84706],[-102.45304,19.84811],[-102.45183,19.84944],[-102.4509,19.85045],[-102.44996,19.85152],[-102.44841,19.85224],[-102.44691,19.85293],[-102.44522,19.85371],[-102.4438,19.85437],[-102.44195,19.85523],[-102.44061,19.85585],[-102.43903,19.85658],[-102.43744,19.8573],[-102.43582,19.85806],[-102.43408,19.85887],[-102.43205,19.85979],[-102.43047,19.86051],[-102.42892,19.86124],[-102.42672,19.86228],[-102.42532,19.86292],[-102.42355,19.86374],[-102.4226,19.86417],[-102.42051,19.86515],[-102.41878,19.86595],[-102.41683,19.86686],[-102.41632,19.86861],[-102.41579,19.87043],[-102.4154,19.87181],[-102.41473,19.87407],[-102.41434,19.87538],[-102.41385,19.87708],[-102.41335,19.87869],[-102.413,19.87992],[-102.41273,19.88086],[-102.41229,19.88238],[-102.41129,19.88574],[-102.41095,19.88701],[-102.4104,19.88885],[-102.40995,19.8904],[-102.40953,19.89186],[-102.40881,19.89435],[-102.40814,19.89665],[-102.40757,19.89859],[-102.40699,19.90062],[-102.40621,19.90333],[-102.40588,19.90446],[-102.40539,19.90616],[-102.4049,19.90781],[-102.40453,19.90913],[-102.40382,19.91156],[-102.40302,19.91431],[-102.40267,19.91552],[-102.40213,19.9174],[-102.40154,19.91941],[-102.40102,19.92122],[-102.40047,19.92308],[-102.39996,19.92483],[-102.39934,19.92692],[-102.39886,19.92861],[-102.39835,19.93034],[-102.39779,19.9323],[-102.39726,19.93412],[-102.39673,19.93592],[-102.39617,19.93784],[-102.3956,19.93979],[-102.39506,19.94163],[-102.39454,19.94337],[-102.39403,19.94511],[-102.39348,19.94701],[-102.39295,19.94884],[-102.39238,19.95075],[-102.39173,19.95285],[-102.39125,19.95448],[-102.39069,19.9563],[-102.38937,19.95713],[-102.38849,19.95766],[-102.3858,19.95931],[-102.38407,19.96037],[-102.3826,19.96128],[-102.38183,19.96175],[-102.37693,19.96477],[-102.37546,19.96565],[-102.37403,19.96652],[-102.37227,19.9676],[-102.37074,19.96855],[-102.36914,19.96953],[-102.36751,19.97052],[-102.366,19.97145],[-102.36508,19.972],[-102.36335,19.97305],[-102.36329,19.97308]]}}
Línea 115.0 kV | LineString | 115.0 kV | 1 |  |  | CFE |  |  |  |  | OpenStreetMap | {"type":"Feature","properties":{},"geometry":{"type":"LineString","coordinates":[[-102.33962,19.95941],[-102.33971,19.95903],[-102.34436,19.95879],[-102.34559,19.95968],[-102.34678,19.96054],[-102.34795,19.96138],[-102.35072,19.96338],[-102.35143,19.96389],[-102.35279,19.96487],[-102.35396,19.96572],[-102.35478,19.96631],[-102.35666,19.96768],[-102.3586,19.96908],[-102.35989,19.97],[-102.36045,19.97042],[-102.36139,19.9711],[-102.36254,19.97193],[-102.36318,19.9728],[-102.36335,19.97305],[-102.36341,19.97313]]}}
Línea 115.0 kV | LineString | 115.0 kV | 1 |  |  | CFE |  |  |  |  | OpenStreetMap | {"type":"Feature","properties":{},"geometry":{"type":"LineString","coordinates":[[-102.3633,19.97318],[-102.36324,19.97312],[-102.36305,19.97288],[-102.36243,19.97204],[-102.36131,19.97122],[-102.36035,19.97052],[-102.35979,19.97012],[-102.35849,19.96918],[-102.35656,19.9678],[-102.35467,19.96642],[-102.35386,19.96583],[-102.3527,19.96499],[-102.35133,19.964],[-102.35062,19.96349],[-102.34786,19.96149],[-102.3467,19.96065],[-102.34551,19.95979],[-102.34432,19.95893],[-102.33981,19.95907],[-102.33972,19.95944]]}}
Línea 115.0 kV | LineString | 115.0 kV | 1 |  |  | CFE |  |  |  |  | OpenStreetMap | {"type":"Feature","properties":{},"geometry":{"type":"LineString","coordinates":[[-102.36329,19.97308],[-102.36324,19.97312],[-102.36161,19.9741],[-102.35996,19.97514],[-102.35834,19.97614],[-102.35667,19.97714],[-102.35511,19.9781],[-102.35338,19.97916],[-102.3518,19.98013],[-102.35021,19.9811],[-102.34863,19.98206],[-102.34711,19.98301],[-102.34562,19.98389],[-102.344,19.98489],[-102.34234,19.98592],[-102.34077,19.98688],[-102.33934,19.98778],[-102.33759,19.98884],[-102.33589,19.98988],[-102.33429,19.99084],[-102.33267,19.99183],[-102.33096,19.99289],[-102.32939,19.99386],[-102.32777,19.99485],[-102.32617,19.99584],[-102.32486,19.99664],[-102.32338,19.99752],[-102.32152,19.99869],[-102.32097,19.99886],[-102.32096,19.99895],[-102.32117,19.99896]]}}
Línea 115.0 kV | LineString | 115.0 kV | 1 |  |  | CFE |  |  |  |  | OpenStreetMap | {"type":"Feature","properties":{},"geometry":{"type":"LineString","coordinates":[[-102.28792,20.01504],[-102.28803,20.01517],[-102.28917,20.01554],[-102.2902,20.01586],[-102.29238,20.01656],[-102.29427,20.01541],[-102.29592,20.01439],[-102.29715,20.01365],[-102.29893,20.01256],[-102.3005,20.0116],[-102.30187,20.01074],[-102.30307,20.00998],[-102.30475,20.00896],[-102.30706,20.00755],[-102.30899,20.00637],[-102.31076,20.0053],[-102.31179,20.00467],[-102.31262,20.00416],[-102.31376,20.00347],[-102.31583,20.00218],[-102.31755,20.0011],[-102.32096,19.99904],[-102.32117,19.99907]]}}
Línea 115.0 kV | LineString | 115.0 kV | 1 |  |  | CFE |  |  |  |  | OpenStreetMap | {"type":"Feature","properties":{},"geometry":{"type":"LineString","coordinates":[[-102.24503,19.94436],[-102.24555,19.94403],[-102.24564,19.94413],[-102.24642,19.94511],[-102.24719,19.94606],[-102.24794,19.94699],[-102.24865,19.94792],[-102.2494,19.94886],[-102.25008,19.94971],[-102.25135,19.94956],[-102.25258,19.94938],[-102.25425,19.94914],[-102.25573,19.94892],[-102.25702,19.94873],[-102.25821,19.94853],[-102.25889,19.94826],[-102.25963,19.94765],[-102.26007,19.94654],[-102.26026,19.94612],[-102.26006,19.9451],[-102.25987,19.94421],[-102.25965,19.94321],[-102.25972,19.94243],[-102.26012,19.94161],[-102.26094,19.94067],[-102.26199,19.93946],[-102.26292,19.93838],[-102.26387,19.9373],[-102.2648,19.93622],[-102.26581,19.93506],[-102.26676,19.93399],[-102.268,19.93299],[-102.26944,19.93243],[-102.27075,19.93216],[-102.27181,19.93192],[-102.27311,19.93162],[-102.27451,19.9317],[-102.27555,19.93182],[-102.27669,19.9321],[-102.27783,19.93237],[-102.27937,19.93241],[-102.28089,19.93192],[-102.28204,19.93154],[-102.2835,19.93107],[-102.28476,19.93064],[-102.28587,19.9303],[-102.28743,19.92982],[-102.28878,19.9294],[-102.29028,19.92895],[-102.29183,19.9285],[-102.293,19.92816],[-102.29444,19.92842],[-102.29536,19.92918],[-102.29633,19.92999],[-102.29725,19.93077],[-102.29826,19.93161],[-102.29954,19.93234],[-102.30062,19.93268],[-102.30184,19.93274],[-102.3034,19.93276],[-102.30493,19.93278],[-102.30635,19.93284],[-102.30777,19.93286],[-102.30919,19.93292],[-102.3106,19.93297],[-102.31202,19.933],[-102.31344,19.93305],[-102.31497,19.9331],[-102.31638,19.93315],[-102.3178,19.93318],[-102.31869,19.93395],[-102.31936,19.93475],[-102.32003,19.9354],[-102.32122,19.93612],[-102.32212,19.93668],[-102.32321,19.93628],[-102.32465,19.93574],[-102.32602,19.93523],[-102.32735,19.93474],[-102.32866,19.93425],[-102.3301,19.93372],[-102.3313,19.93333],[-102.33247,19.93309],[-102.33358,19.93295],[-102.33483,19.93281],[-102.33603,19.93267],[-102.33775,19.9366],[-102.33788,19.93814],[-102.33807,19.94023],[-102.3382,19.94182],[-102.33835,19.94357],[-102.33847,19.945],[-102.33856,19.94617],[-102.33874,19.94869],[-102.33905,19.95218],[-102.33914,19.95324],[-102.33933,19.9554],[-102.33949,19.9573],[-102.33956,19.95898],[-102.33942,19.95937]]}}
Línea 115.0 kV | LineString | 115.0 kV | 1 |  |  | CFE |  |  |  |  | OpenStreetMap | {"type":"Feature","properties":{},"geometry":{"type":"LineString","coordinates":[[-102.50872,20.00451],[-102.5057,20.00397],[-102.50138,20.00318],[-102.49751,20.00248],[-102.49295,20.00167],[-102.48745,20.00065],[-102.48306,19.99985],[-102.47683,19.99872],[-102.47279,19.99799],[-102.46723,19.99697],[-102.4632,19.99624],[-102.46013,19.99568],[-102.45627,19.99499],[-102.45201,19.99421],[-102.44646,19.9932],[-102.44353,19.99267],[-102.43996,19.99202],[-102.4359,19.99129],[-102.4321,19.99058],[-102.42816,19.98987],[-102.42474,19.98925],[-102.41976,19.98832],[-102.41521,19.98752],[-102.41127,19.98752],[-102.40743,19.98752],[-102.40316,19.98751],[-102.39828,19.98751],[-102.39431,19.98752],[-102.38963,19.98752],[-102.38573,19.98753],[-102.38196,19.98752],[-102.38008,19.98398],[-102.37821,19.98049],[-102.37536,19.97508],[-102.37344,19.97149],[-102.37272,19.97034],[-102.37188,19.96904],[-102.37119,19.96797],[-102.37036,19.96669],[-102.36914,19.96476],[-102.36835,19.96356],[-102.36759,19.96235],[-102.36676,19.96106],[-102.36611,19.96004],[-102.36489,19.95972],[-102.36146,19.95879],[-102.35854,19.958],[-102.35536,19.95713],[-102.35205,19.95624],[-102.34819,19.95519],[-102.34721,19.95571],[-102.34595,19.9564],[-102.34453,19.95712],[-102.34343,19.95771],[-102.34249,19.9582],[-102.34122,19.95887],[-102.34018,19.95894],[-102.33956,19.95898],[-102.33952,19.95939]]}}
Línea 115.0 kV | LineString | 115.0 kV | 2 |  |  | CFE |  |  |  |  | OpenStreetMap | {"type":"Feature","properties":{},"geometry":{"type":"LineString","coordinates":[[-102.62045,19.96836],[-102.62044,19.96906],[-102.61762,19.97055],[-102.61406,19.97074],[-102.60952,19.97098],[-102.60077,19.97145],[-102.59671,19.97167],[-102.59156,19.97196],[-102.58703,19.97219],[-102.58334,19.97239],[-102.581,19.97252],[-102.57885,19.97263],[-102.57471,19.97284],[-102.57261,19.97385],[-102.56922,19.97548],[-102.56494,19.97753],[-102.56146,19.97921],[-102.55732,19.9812],[-102.55373,19.98292],[-102.54969,19.98485],[-102.54611,19.98657],[-102.54291,19.98811],[-102.53877,19.9901],[-102.53528,19.99176],[-102.53126,19.99369],[-102.52771,19.9954],[-102.52394,19.9972],[-102.52054,19.99883],[-102.51551,20.00124],[-102.51244,20.00272],[-102.50872,20.00451]]}}
Línea 115.0 kV | LineString | 115.0 kV | 1 |  |  | CFE |  |  |  |  | OpenStreetMap | {"type":"Feature","properties":{},"geometry":{"type":"LineString","coordinates":[[-102.50872,20.00451],[-102.50533,20.0064],[-102.50221,20.00816],[-102.49997,20.00871],[-102.49725,20.01],[-102.49375,20.01168],[-102.48992,20.01351],[-102.48619,20.0153],[-102.48348,20.0166],[-102.47868,20.0189],[-102.47446,20.02091],[-102.47421,20.02367],[-102.47391,20.02706],[-102.47356,20.03065],[-102.47323,20.03438],[-102.47297,20.03705],[-102.47267,20.04048],[-102.47236,20.04392],[-102.47202,20.04766],[-102.47165,20.05152],[-102.4713,20.05541],[-102.47092,20.0596],[-102.47057,20.06341],[-102.47023,20.06699],[-102.46989,20.071],[-102.4695,20.07506],[-102.46914,20.07906],[-102.4687,20.08363],[-102.46837,20.08747],[-102.46948,20.09025],[-102.47136,20.09487],[-102.47333,20.09979],[-102.47461,20.10293],[-102.47602,20.10646],[-102.47816,20.11166],[-102.47982,20.11582],[-102.48142,20.11974],[-102.48289,20.12338],[-102.48435,20.12701],[-102.48578,20.13052],[-102.48731,20.13428],[-102.48909,20.13871],[-102.49102,20.14348],[-102.49179,20.14537],[-102.49072,20.15048],[-102.48992,20.15422],[-102.48949,20.1563],[-102.48822,20.15658],[-102.48769,20.15927],[-102.48706,20.16262],[-102.48641,20.16603],[-102.4858,20.16939],[-102.48502,20.17338],[-102.48442,20.17649],[-102.48438,20.17861],[-102.48434,20.18073],[-102.48365,20.18394],[-102.48283,20.18786],[-102.48204,20.19163],[-102.4812,20.19556],[-102.48038,20.19944],[-102.47959,20.20322],[-102.47878,20.20706],[-102.47795,20.21104],[-102.4772,20.21462],[-102.47646,20.21799],[-102.47575,20.22144],[-102.47518,20.22415],[-102.47473,20.2263],[-102.47459,20.22697],[-102.47444,20.22766],[-102.47476,20.23072],[-102.47515,20.2346],[-102.47557,20.23852],[-102.47598,20.24257],[-102.47637,20.24634],[-102.47679,20.2504],[-102.47721,20.25435],[-102.47648,20.2573],[-102.47639,20.25765]]}}
Línea 115.0 kV | LineString | 115.0 kV | 1 |  |  | CFE |  |  |  |  | OpenStreetMap | {"type":"Feature","properties":{},"geometry":{"type":"LineString","coordinates":[[-102.49249,20.22134],[-102.49292,20.22053],[-102.49381,20.219],[-102.49469,20.21745],[-102.49671,20.21834],[-102.49924,20.21947],[-102.50085,20.22019],[-102.50289,20.2211],[-102.50482,20.22196],[-102.50691,20.22288],[-102.50902,20.22383]]}}
Línea 115.0 kV | LineString | 115.0 kV | 2 |  |  | CFE |  |  |  |  | OpenStreetMap | {"type":"Feature","properties":{},"geometry":{"type":"LineString","coordinates":[[-102.50902,20.22383],[-102.51149,20.22491],[-102.51446,20.22621],[-102.51804,20.22778],[-102.52137,20.22923],[-102.52466,20.23067],[-102.52807,20.23215],[-102.53077,20.23334],[-102.53372,20.23462],[-102.53653,20.23583],[-102.53785,20.23608],[-102.54019,20.2365],[-102.54369,20.2371],[-102.54736,20.23774],[-102.55094,20.23837],[-102.55456,20.239],[-102.55812,20.23962],[-102.5617,20.24025],[-102.56479,20.2408],[-102.56763,20.24226],[-102.57063,20.24384],[-102.57387,20.24553],[-102.57711,20.24723],[-102.58032,20.2489],[-102.58311,20.25036],[-102.58363,20.25233],[-102.58427,20.25496],[-102.58524,20.25866],[-102.58584,20.2611],[-102.58649,20.26365],[-102.58736,20.26708],[-102.58821,20.27043],[-102.5891,20.27392],[-102.58977,20.2766],[-102.59055,20.2796],[-102.59151,20.28345],[-102.5924,20.28691],[-102.5933,20.2904],[-102.59697,20.29048],[-102.60096,20.29059],[-102.60496,20.29068],[-102.60783,20.29076],[-102.6115,20.29084],[-102.61521,20.29094],[-102.61891,20.29103],[-102.62269,20.29112],[-102.62641,20.29122],[-102.63013,20.2913],[-102.63369,20.2914],[-102.63784,20.2915],[-102.64189,20.2916],[-102.6455,20.2917],[-102.64918,20.29179],[-102.65295,20.29188],[-102.65691,20.29198],[-102.66026,20.29206],[-102.66432,20.29216],[-102.6675,20.29226],[-102.67063,20.29105],[-102.67402,20.28976],[-102.67703,20.28862],[-102.68076,20.28988],[-102.68465,20.29118],[-102.68513,20.29362],[-102.68537,20.29478],[-102.6858,20.2948],[-102.6859,20.29538]]}}
Línea 115.0 kV | LineString | 115.0 kV | 2 |  |  | CFE |  |  |  |  | OpenStreetMap | {"type":"Feature","properties":{},"geometry":{"type":"LineString","coordinates":[[-102.48328,20.24115],[-102.48199,20.24431],[-102.48061,20.2477],[-102.47923,20.251],[-102.47771,20.25468],[-102.47663,20.25729],[-102.47652,20.25768]]}}
Línea 115.0 kV | LineString | 115.0 kV | 1 |  |  | CFE |  |  |  |  | OpenStreetMap | {"type":"Feature","properties":{},"geometry":{"type":"LineString","coordinates":[[-102.48328,20.24115],[-102.4841,20.23959],[-102.48471,20.23844],[-102.48555,20.23679],[-102.48591,20.23609],[-102.48711,20.23547],[-102.48878,20.23458],[-102.49215,20.23278],[-102.49535,20.23106],[-102.49864,20.22931],[-102.50208,20.22749],[-102.50546,20.22571],[-102.50902,20.22383]]}}
Línea 115.0 kV | LineString | 115.0 kV | 1 |  |  | CFE |  |  |  |  | OpenStreetMap | {"type":"Feature","properties":{},"geometry":{"type":"LineString","coordinates":[[-102.37378,20.10966],[-102.37442,20.11052],[-102.37535,20.11207],[-102.3759,20.113],[-102.37656,20.1141],[-102.3773,20.11534],[-102.37828,20.11699],[-102.37921,20.11854],[-102.38009,20.12005],[-102.38096,20.12148],[-102.38196,20.12316],[-102.38346,20.12481],[-102.38524,20.12679],[-102.38643,20.12811],[-102.38796,20.12981],[-102.38933,20.13132],[-102.3908,20.13294],[-102.39195,20.13422],[-102.3933,20.13574],[-102.39463,20.13724],[-102.39691,20.13975],[-102.39804,20.141],[-102.39926,20.14237],[-102.40006,20.14327],[-102.4015,20.14485],[-102.40269,20.14619],[-102.40397,20.14759],[-102.40527,20.14905],[-102.40643,20.15036],[-102.40701,20.15099],[-102.40833,20.15246],[-102.40933,20.15357],[-102.41026,20.1546],[-102.41148,20.15597],[-102.41304,20.1577],[-102.41394,20.1587],[-102.4152,20.16013],[-102.41644,20.16149],[-102.41766,20.16287],[-102.4189,20.16423],[-102.42012,20.16562],[-102.42178,20.16746],[-102.42303,20.16886],[-102.42429,20.17025],[-102.42553,20.17163],[-102.42678,20.17303],[-102.42804,20.17442],[-102.42923,20.17576],[-102.43047,20.17714],[-102.43168,20.17853],[-102.43298,20.17991],[-102.43346,20.18047],[-102.43416,20.18126],[-102.43533,20.18256],[-102.43676,20.18412],[-102.4379,20.18541],[-102.44117,20.18902],[-102.44237,20.19037],[-102.44364,20.19177],[-102.44471,20.19298],[-102.44605,20.19444],[-102.4473,20.19584],[-102.45133,20.20029],[-102.45214,20.2012],[-102.45277,20.2019],[-102.45392,20.20317],[-102.45518,20.20459],[-102.45645,20.20599],[-102.45773,20.20741],[-102.45895,20.20877],[-102.46,20.20991],[-102.46133,20.2114],[-102.46266,20.21288],[-102.464,20.21434],[-102.46538,20.21588],[-102.46665,20.21726],[-102.46783,20.21857],[-102.46928,20.22018],[-102.47058,20.22162],[-102.47197,20.22315],[-102.47288,20.22414],[-102.47347,20.22481],[-102.47444,20.22569],[-102.47514,20.22631],[-102.47573,20.22688],[-102.47629,20.22739],[-102.47768,20.22863],[-102.479,20.22985],[-102.48035,20.23107],[-102.48167,20.23227],[-102.48309,20.23356],[-102.48465,20.23499],[-102.4844,20.23618],[-102.48403,20.23773],[-102.48372,20.23908],[-102.48328,20.24115]]}}
Línea 115.0 kV | LineString | 115.0 kV | 1 |  |  | CFE |  |  |  |  | OpenStreetMap | {"type":"Feature","properties":{},"geometry":{"type":"LineString","coordinates":[[-102.37378,20.10966],[-102.37392,20.10965]]}}
Línea 115.0 kV | LineString | 115.0 kV | 1 |  |  | CFE |  |  |  |  | OpenStreetMap | {"type":"Feature","properties":{},"geometry":{"type":"LineString","coordinates":[[-102.28367,20.01397],[-102.28373,20.0138],[-102.28481,20.01414],[-102.2859,20.01448],[-102.28623,20.01452]]}}
Línea 115.0 kV | LineString | 115.0 kV | 2 |  |  | CFE |  |  |  |  | OpenStreetMap | {"type":"Feature","properties":{},"geometry":{"type":"LineString","coordinates":[[-102.28623,20.01452],[-102.28701,20.01475],[-102.28792,20.01504]]}}
Línea 115.0 kV | LineString | 115.0 kV | 1 |  |  | CFE |  |  |  |  | OpenStreetMap | {"type":"Feature","properties":{},"geometry":{"type":"LineString","coordinates":[[-102.28792,20.01504],[-102.28863,20.01632],[-102.28964,20.01707],[-102.29066,20.01783],[-102.29199,20.01883],[-102.29392,20.02026],[-102.29515,20.02118],[-102.29667,20.02233],[-102.29746,20.02258],[-102.2982,20.02282],[-102.29923,20.02315],[-102.29953,20.02364],[-102.29973,20.02402],[-102.30012,20.02488],[-102.30113,20.02566],[-102.30252,20.0267],[-102.304,20.02779],[-102.30554,20.02896],[-102.30699,20.03003],[-102.30847,20.03115],[-102.30997,20.03227],[-102.3114,20.0333],[-102.31289,20.03444],[-102.31442,20.03558],[-102.31592,20.03671],[-102.31717,20.03765],[-102.31869,20.03877],[-102.32019,20.03991],[-102.32167,20.04101],[-102.32282,20.04186],[-102.32367,20.04249],[-102.32466,20.04322],[-102.32614,20.04436],[-102.3278,20.04564],[-102.32966,20.04703],[-102.33116,20.04816],[-102.33265,20.04927],[-102.33416,20.05039],[-102.33562,20.0515],[-102.33712,20.05262],[-102.33864,20.05374],[-102.34012,20.05487],[-102.34131,20.05674],[-102.34255,20.05875],[-102.34352,20.06028],[-102.34494,20.06259],[-102.34604,20.06432],[-102.34736,20.06641],[-102.34858,20.06839],[-102.3498,20.07034],[-102.35103,20.07231],[-102.35199,20.07384],[-102.35322,20.07579],[-102.35443,20.07774],[-102.35564,20.07969],[-102.35686,20.08161],[-102.35802,20.08348],[-102.35895,20.08497],[-102.36002,20.08668],[-102.36094,20.08814],[-102.36197,20.08978],[-102.36328,20.09187],[-102.36409,20.09315],[-102.365,20.0947],[-102.36598,20.09635],[-102.3672,20.09841],[-102.36875,20.10101],[-102.36954,20.10234],[-102.37019,20.10344],[-102.37086,20.10456],[-102.37196,20.10639],[-102.37289,20.10796],[-102.37362,20.10918],[-102.37378,20.10966]]}}
Línea 115.0 kV | LineString | 115.0 kV | 1 |  |  | CFE |  |  |  |  | OpenStreetMap | {"type":"Feature","properties":{},"geometry":{"type":"LineString","coordinates":[[-102.28356,20.0141],[-102.28325,20.014],[-102.28328,20.01323],[-102.28343,20.01243],[-102.28374,20.01266],[-102.28478,20.01344],[-102.28623,20.01452]]}}
Línea 115.0 kV | LineString | 115.0 kV | 2 |  |  | CFE |  |  |  |  | OpenStreetMap | {"type":"Feature","properties":{},"geometry":{"type":"LineString","coordinates":[[-102.27108,19.9643],[-102.2723,19.96459]]}}
Línea 115.0 kV | LineString | 115.0 kV | 1 |  |  | CFE |  |  |  |  | OpenStreetMap | {"type":"Feature","properties":{},"geometry":{"type":"LineString","coordinates":[[-102.2723,19.96459],[-102.27353,19.96487],[-102.27422,19.96464],[-102.27551,19.96499],[-102.27679,19.96529],[-102.27665,19.96617],[-102.27679,19.9662],[-102.27678,19.96606]]}}
Línea 115.0 kV | LineString | 115.0 kV | 1 |  |  | CFE |  |  |  |  | OpenStreetMap | {"type":"Feature","properties":{},"geometry":{"type":"LineString","coordinates":[[-102.2723,19.96459],[-102.27352,19.9649],[-102.27421,19.96467],[-102.27551,19.96499],[-102.27675,19.96531],[-102.27662,19.96619],[-102.27686,19.96622],[-102.27689,19.96607]]}}
Línea 115.0 kV | LineString | 115.0 kV | 1 |  |  | CFE |  |  |  |  | OpenStreetMap | {"type":"Feature","properties":{},"geometry":{"type":"LineString","coordinates":[[-102.26931,19.96475],[-102.2699,19.96402],[-102.27108,19.9643]]}}
Línea 115.0 kV | LineString | 115.0 kV | 1 |  |  | CFE |  |  |  |  | OpenStreetMap | {"type":"Feature","properties":{},"geometry":{"type":"LineString","coordinates":[[-102.26931,19.96475],[-102.26992,19.96404],[-102.27108,19.9643]]}}
Línea 115.0 kV | LineString | 115.0 kV | 2 |  |  | CFE |  |  |  |  | OpenStreetMap | {"type":"Feature","properties":{},"geometry":{"type":"LineString","coordinates":[[-102.26623,19.96857],[-102.267,19.96764],[-102.26778,19.96664],[-102.26861,19.96566],[-102.26931,19.96475]]}}
Línea 115.0 kV | LineString | 115.0 kV | 1 |  |  | CFE |  |  |  |  | OpenStreetMap | {"type":"Feature","properties":{},"geometry":{"type":"LineString","coordinates":[[-102.26623,19.96857],[-102.26548,19.96963],[-102.2643,19.97013],[-102.26401,19.9724],[-102.26381,19.97451],[-102.26351,19.97718],[-102.26327,19.97919],[-102.26309,19.98089],[-102.26298,19.98188],[-102.26284,19.98307],[-102.26272,19.98422],[-102.26258,19.98544],[-102.26244,19.98684],[-102.26232,19.988],[-102.26219,19.98912],[-102.26207,19.99026],[-102.26195,19.99143],[-102.26187,19.99231],[-102.26235,19.99298],[-102.26282,19.9936],[-102.26334,19.99426],[-102.26396,19.99512],[-102.26481,19.99628],[-102.26584,19.99767],[-102.26723,19.99954],[-102.26857,20.00131],[-102.26996,20.00237],[-102.27156,20.00356],[-102.27318,20.00477],[-102.27471,20.00588],[-102.27588,20.00679],[-102.27748,20.008],[-102.27895,20.00909],[-102.28046,20.01021],[-102.28179,20.0112],[-102.28306,20.01215],[-102.28338,20.01239],[-102.28321,20.01322],[-102.28321,20.01409],[-102.28352,20.0142]]}}
Línea 115.0 kV | LineString | 115.0 kV |  |  |  | CFE |  |  |  |  | OpenStreetMap | {"type":"Feature","properties":{},"geometry":{"type":"LineString","coordinates":[[-102.25971,19.96448],[-102.25932,19.96466],[-102.25952,19.96571],[-102.25974,19.96639]]}}
Línea 115.0 kV | LineString | 115.0 kV | 1 |  |  | CFE |  |  |  |  | OpenStreetMap | {"type":"Feature","properties":{},"geometry":{"type":"LineString","coordinates":[[-102.25971,19.96448],[-102.25995,19.96444],[-102.2611,19.96591],[-102.26196,19.96704],[-102.26318,19.96865],[-102.26427,19.97008],[-102.26547,19.96961],[-102.26623,19.96857]]}}
Línea 115.0 kV | LineString | 115.0 kV | 1 |  |  | CFE |  |  |  |  | OpenStreetMap | {"type":"Feature","properties":{},"geometry":{"type":"LineString","coordinates":[[-102.24533,19.94451],[-102.24578,19.94504],[-102.24627,19.94561],[-102.24667,19.94613],[-102.24662,19.94678],[-102.24701,19.9473],[-102.24798,19.94861],[-102.24919,19.9502],[-102.25017,19.9515],[-102.25127,19.95294],[-102.25242,19.95447],[-102.25346,19.95584],[-102.25464,19.9574],[-102.25609,19.95931],[-102.2572,19.96077],[-102.25816,19.96202],[-102.25907,19.96325],[-102.25971,19.96448]]}}
Línea 115.0 kV | LineString | 115.0 kV | 1 |  |  | CFE |  |  |  |  | OpenStreetMap | {"type":"Feature","properties":{},"geometry":{"type":"LineString","coordinates":[[-102.24499,19.9443],[-102.24513,19.94422]]}}
Línea 115.0 kV | LineString | 115.0 kV | 1 |  |  | CFE |  |  |  |  | OpenStreetMap | {"type":"Feature","properties":{},"geometry":{"type":"LineString","coordinates":[[-102.24524,19.94463],[-102.24533,19.94451]]}}
Línea 115.0 kV | LineString | 115.0 kV | 1 |  |  | CFE |  |  |  |  | OpenStreetMap | {"type":"Feature","properties":{},"geometry":{"type":"LineString","coordinates":[[-102.24513,19.94422],[-102.24528,19.94435],[-102.24533,19.94451]]}}
Línea 115.0 kV | LineString | 115.0 kV | 1 |  |  | CFE |  |  |  |  | OpenStreetMap | {"type":"Feature","properties":{},"geometry":{"type":"LineString","coordinates":[[-103.38175,19.66909],[-103.38129,19.66893],[-103.37986,19.66844],[-103.37744,19.66762],[-103.37601,19.66712],[-103.37431,19.66653],[-103.3728,19.66602],[-103.37162,19.66562],[-103.37009,19.66509],[-103.36866,19.66459],[-103.36723,19.6641],[-103.36588,19.66365],[-103.36435,19.66312],[-103.36306,19.66368],[-103.36167,19.66427],[-103.36029,19.66485],[-103.35888,19.66545],[-103.35748,19.66605],[-103.3561,19.66664],[-103.3547,19.66722],[-103.35331,19.66781],[-103.35193,19.66839],[-103.35056,19.66899],[-103.34915,19.66958],[-103.34772,19.67018],[-103.34639,19.67074],[-103.34492,19.67136],[-103.34354,19.67195],[-103.34221,19.67252],[-103.3408,19.67312],[-103.33927,19.67377],[-103.33813,19.67425],[-103.33726,19.67462],[-103.33637,19.675],[-103.33522,19.67564],[-103.33398,19.67633],[-103.33267,19.67707],[-103.3316,19.67766],[-103.33034,19.67837],[-103.32884,19.6792],[-103.32749,19.67996],[-103.32541,19.68112],[-103.32359,19.68131],[-103.32018,19.68172],[-103.31802,19.68193],[-103.31667,19.68208],[-103.31536,19.68223],[-103.31368,19.68242],[-103.31204,19.6826],[-103.31053,19.68276],[-103.30867,19.68298],[-103.30633,19.68325],[-103.30412,19.6835],[-103.30277,19.68365],[-103.29989,19.68398],[-103.29832,19.68414],[-103.29651,19.68434],[-103.29609,19.6846],[-103.29421,19.6858],[-103.29294,19.68664],[-103.29148,19.68755],[-103.28993,19.68853],[-103.28835,19.68938],[-103.28685,19.69018],[-103.28491,19.69122],[-103.28186,19.69178],[-103.27851,19.69047],[-103.27488,19.68908],[-103.27371,19.68862],[-103.27279,19.68855],[-103.27113,19.68841],[-103.26938,19.68832],[-103.26944,19.68779]]}}
Línea 115.0 kV | LineString | 115.0 kV | 1 |  |  | CFE |  |  |  |  | OpenStreetMap | {"type":"Feature","properties":{},"geometry":{"type":"LineString","coordinates":[[-103.44349,19.55915],[-103.44332,19.55842],[-103.44277,19.55617],[-103.44257,19.55457],[-103.44216,19.55076],[-103.44185,19.54797],[-103.44152,19.54664],[-103.44116,19.54508],[-103.44078,19.54346],[-103.44033,19.54154],[-103.43995,19.53986],[-103.43963,19.53854],[-103.43904,19.53624],[-103.43871,19.53487],[-103.4381,19.53283],[-103.43722,19.52857],[-103.43735,19.52832],[-103.43721,19.52819]]}}
Línea 115.0 kV | LineString | 115.0 kV | 1 |  |  | CFE |  |  |  |  | OpenStreetMap | {"type":"Feature","properties":{},"geometry":{"type":"LineString","coordinates":[[-103.38175,19.66909],[-103.38008,19.67042],[-103.37987,19.67059]]}}
Línea 115.0 kV | LineString | 115.0 kV | 1 |  |  | CFE |  |  |  |  | OpenStreetMap | {"type":"Feature","properties":{},"geometry":{"type":"LineString","coordinates":[[-103.48723,19.66372],[-103.48631,19.66157],[-103.48526,19.65897],[-103.48397,19.65577],[-103.48244,19.65203],[-103.48126,19.64908],[-103.48036,19.64682],[-103.47922,19.64407],[-103.47798,19.64096],[-103.47682,19.6381],[-103.47581,19.63558],[-103.47451,19.63237],[-103.47328,19.62935],[-103.47193,19.62598],[-103.47094,19.62356],[-103.46954,19.6201],[-103.46829,19.61701],[-103.46705,19.61398],[-103.46592,19.61114],[-103.46462,19.60793],[-103.46321,19.6044],[-103.46186,19.60105],[-103.46055,19.59787],[-103.45951,19.59527],[-103.45822,19.59209],[-103.45681,19.58856],[-103.45562,19.58562],[-103.45444,19.58269],[-103.45321,19.57967],[-103.4521,19.57689],[-103.45094,19.57404],[-103.44976,19.57112],[-103.44857,19.56814],[-103.44738,19.56526],[-103.44616,19.56218],[-103.44584,19.56139],[-103.4455,19.56056],[-103.44451,19.55985],[-103.44349,19.55915]]}}
Línea 115.0 kV | LineString | 115.0 kV | 1 |  |  | CFE |  |  |  |  | OpenStreetMap | {"type":"Feature","properties":{},"geometry":{"type":"LineString","coordinates":[[-103.48453,19.66391],[-103.4848,19.66279],[-103.48386,19.66132],[-103.48298,19.65994],[-103.48225,19.65879],[-103.48136,19.65739],[-103.48044,19.65596],[-103.47961,19.65463],[-103.47872,19.65324],[-103.4776,19.65148],[-103.47668,19.65001],[-103.47582,19.64867],[-103.47561,19.64835],[-103.47411,19.646],[-103.47237,19.64328],[-103.47104,19.64117],[-103.47009,19.63966],[-103.46962,19.63895],[-103.46912,19.63751],[-103.46865,19.63614],[-103.4678,19.63371],[-103.46741,19.63256],[-103.46694,19.63119],[-103.46621,19.62908],[-103.46566,19.62749],[-103.46509,19.62586],[-103.4644,19.62389],[-103.4637,19.6219],[-103.46325,19.6206],[-103.46266,19.61887],[-103.46194,19.61682],[-103.46131,19.61501],[-103.46076,19.61341],[-103.4602,19.61175],[-103.4596,19.61005],[-103.45849,19.60686],[-103.45786,19.60502],[-103.45656,19.60127],[-103.45592,19.59948],[-103.4552,19.59742],[-103.45463,19.59579],[-103.454,19.59394],[-103.4534,19.5922],[-103.45162,19.58712],[-103.45107,19.58555],[-103.45056,19.58407],[-103.44985,19.58202],[-103.44909,19.57987],[-103.44854,19.57828],[-103.44779,19.57614],[-103.44728,19.57456],[-103.44677,19.57257],[-103.44637,19.57097],[-103.44599,19.56941],[-103.44556,19.56765],[-103.44507,19.56563],[-103.4446,19.56368],[-103.44411,19.56166],[-103.44375,19.56022],[-103.44349,19.55915]]}}
Línea 115.0 kV | LineString | 115.0 kV | 1 |  |  | CFE |  |  |  |  | OpenStreetMap | {"type":"Feature","properties":{},"geometry":{"type":"LineString","coordinates":[[-103.48453,19.66391],[-103.4851,19.66269],[-103.48441,19.66151],[-103.48296,19.66044],[-103.48139,19.6593],[-103.48082,19.65889],[-103.47886,19.65748],[-103.47693,19.6561],[-103.47397,19.65403],[-103.47325,19.65349],[-103.4687,19.64972],[-103.46703,19.64838],[-103.46626,19.64772],[-103.46397,19.64585],[-103.46221,19.64441],[-103.46067,19.64316],[-103.45959,19.64225],[-103.45862,19.64147],[-103.45686,19.64004],[-103.455,19.63851],[-103.45381,19.63754],[-103.45285,19.63675],[-103.45128,19.63546],[-103.44985,19.63432],[-103.44783,19.63266],[-103.44597,19.63117],[-103.44419,19.62969],[-103.44291,19.62864],[-103.44198,19.62789],[-103.44011,19.6286],[-103.43866,19.62915],[-103.43683,19.62982],[-103.43527,19.63091],[-103.43465,19.63136],[-103.43356,19.63212],[-103.43245,19.63284]]}}
Línea 115.0 kV | LineString | 115.0 kV | 2 |  |  | CFE |  |  |  |  | OpenStreetMap | {"type":"Feature","properties":{},"geometry":{"type":"LineString","coordinates":[[-103.48612,19.66524],[-103.48539,19.66548],[-103.48453,19.66391]]}}
Línea 115.0 kV | LineString | 115.0 kV | 2 |  |  | CFE |  |  |  |  | OpenStreetMap | {"type":"Feature","properties":{},"geometry":{"type":"LineString","coordinates":[[-103.48605,19.66506],[-103.48545,19.66515],[-103.48495,19.66397],[-103.48534,19.66282],[-103.48457,19.6614],[-103.48344,19.65929],[-103.48185,19.65635],[-103.48036,19.65358],[-103.47864,19.65041],[-103.47721,19.64775],[-103.47594,19.64541],[-103.47471,19.64312],[-103.4732,19.64031],[-103.47159,19.63963],[-103.46976,19.63885],[-103.46688,19.63763],[-103.46428,19.63651],[-103.46201,19.63556],[-103.45871,19.63415],[-103.45636,19.63316],[-103.45344,19.63192],[-103.45056,19.6307],[-103.44796,19.62959],[-103.44459,19.62816],[-103.44138,19.6268],[-103.43926,19.62831],[-103.43694,19.62996],[-103.43434,19.6318],[-103.43159,19.63376],[-103.42971,19.63506],[-103.4275,19.63663],[-103.4252,19.63825],[-103.4227,19.64004],[-103.42016,19.64185],[-103.41805,19.64333],[-103.41593,19.64487],[-103.41387,19.64634],[-103.41122,19.64819],[-103.40875,19.64996],[-103.40663,19.65145],[-103.4048,19.65274],[-103.40255,19.65434],[-103.40014,19.65605],[-103.3977,19.65777],[-103.39519,19.65956],[-103.39279,19.66127],[-103.39014,19.66314],[-103.3881,19.66459],[-103.38605,19.66603],[-103.38406,19.66746],[-103.38175,19.66909]]}}
Línea 115.0 kV | LineString | 115.0 kV | 2 |  |  | CFE |  |  |  |  | OpenStreetMap | {"type":"Feature","properties":{},"geometry":{"type":"LineString","coordinates":[[-102.76695,20.78316],[-102.76967,20.78451],[-102.77246,20.78589],[-102.77526,20.7873],[-102.77822,20.78877],[-102.78095,20.79011],[-102.78355,20.79141],[-102.78388,20.79403],[-102.78422,20.79677],[-102.78611,20.79793],[-102.78869,20.79956],[-102.78891,20.80002]]}}
Línea 115.0 kV | LineString | 115.0 kV | 1 |  |  | CFE |  |  |  |  | OpenStreetMap | {"type":"Feature","properties":{},"geometry":{"type":"LineString","coordinates":[[-102.68608,20.29534],[-102.68605,20.29481],[-102.68571,20.29389],[-102.68545,20.29242],[-102.68522,20.29102],[-102.68517,20.29061],[-102.68571,20.29004],[-102.68666,20.28905],[-102.68753,20.28818],[-102.68834,20.2873],[-102.68916,20.28644],[-102.69,20.28558],[-102.69081,20.28474],[-102.6914,20.28413],[-102.69254,20.283],[-102.69191,20.28163],[-102.69134,20.28038],[-102.69071,20.27903],[-102.69013,20.27776],[-102.68954,20.27649],[-102.68895,20.27521],[-102.68839,20.27401],[-102.6878,20.27273],[-102.68748,20.27132],[-102.68717,20.26996],[-102.6869,20.26879],[-102.68659,20.26748],[-102.68625,20.266],[-102.68589,20.26441],[-102.68554,20.26288],[-102.68521,20.2614],[-102.68478,20.25954],[-102.68461,20.25878],[-102.68422,20.25714],[-102.68393,20.2558],[-102.68363,20.25445],[-102.68338,20.25335],[-102.683,20.25176],[-102.68272,20.25042],[-102.68239,20.24903],[-102.68211,20.2478],[-102.68183,20.24659],[-102.68164,20.24573],[-102.68141,20.24435],[-102.68119,20.24303],[-102.68098,20.24172],[-102.68075,20.24026],[-102.68051,20.23882],[-102.68027,20.23734],[-102.68005,20.23589],[-102.67982,20.23447],[-102.67954,20.23278],[-102.67932,20.23136],[-102.67909,20.22995],[-102.67887,20.2286],[-102.67868,20.22738],[-102.67885,20.22595],[-102.6791,20.22382],[-102.67926,20.22253],[-102.67946,20.22093],[-102.67965,20.21941],[-102.6798,20.21813],[-102.67995,20.21682],[-102.68011,20.21549],[-102.68027,20.21418],[-102.68044,20.21286],[-102.68061,20.21141],[-102.68078,20.20997],[-102.68096,20.20849],[-102.68114,20.20699],[-102.68092,20.20572],[-102.68065,20.20421],[-102.68041,20.20287],[-102.68018,20.20154],[-102.67995,20.2003],[-102.6797,20.19885],[-102.67945,20.19744],[-102.6792,20.19603],[-102.67897,20.19468],[-102.6787,20.19322],[-102.67847,20.19183],[-102.67822,20.19043],[-102.678,20.1891],[-102.67775,20.18767],[-102.67752,20.18648],[-102.67726,20.18502],[-102.67704,20.18368],[-102.67713,20.18237],[-102.6772,20.18095],[-102.67729,20.1795],[-102.67737,20.17815],[-102.67744,20.17679],[-102.67753,20.17543],[-102.67761,20.17393],[-102.67771,20.17244],[-102.67781,20.17095],[-102.67864,20.16956],[-102.67934,20.16843],[-102.67994,20.16743],[-102.68066,20.16624],[-102.68148,20.16489],[-102.68223,20.16364],[-102.68308,20.16221],[-102.68377,20.16111],[-102.68426,20.1598],[-102.68476,20.1585],[-102.68528,20.1572],[-102.68577,20.15596],[-102.68631,20.15458],[-102.68678,20.15336],[-102.68729,20.15203],[-102.68782,20.15068],[-102.68836,20.14929],[-102.6888,20.14819],[-102.68921,20.14715],[-102.68962,20.14604],[-102.69008,20.14491],[-102.6906,20.14356],[-102.69112,20.14221],[-102.69165,20.14088],[-102.69216,20.13959],[-102.69264,20.13832],[-102.69312,20.13708],[-102.69359,20.13586],[-102.69398,20.13487],[-102.69446,20.13366],[-102.69498,20.13234],[-102.69544,20.13114],[-102.69595,20.12985],[-102.69646,20.12853],[-102.69697,20.12722],[-102.69751,20.12583],[-102.69801,20.12454],[-102.69853,20.12321],[-102.69906,20.12186],[-102.69954,20.12062],[-102.70007,20.11924],[-102.70059,20.11793],[-102.70107,20.11665],[-102.70158,20.11536],[-102.70213,20.11395],[-102.70265,20.11264],[-102.70314,20.11139],[-102.70364,20.11007],[-102.70414,20.10882],[-102.70464,20.10752],[-102.70512,20.10628],[-102.70554,20.1052],[-102.70591,20.10421],[-102.70632,20.10321],[-102.7068,20.10197],[-102.7073,20.10072],[-102.70779,20.0995],[-102.70829,20.09819],[-102.70878,20.09694],[-102.70933,20.09549],[-102.70984,20.0942],[-102.71028,20.09306],[-102.71065,20.09209],[-102.7123,20.08807],[-102.71293,20.08668],[-102.71381,20.08472],[-102.71426,20.08278],[-102.7137,20.0819]]}}
Línea 115.0 kV | LineString | 115.0 kV | 2 |  |  | CFE |  |  |  |  | OpenStreetMap | {"type":"Feature","properties":{},"geometry":{"type":"LineString","coordinates":[[-102.76394,20.50623],[-102.76481,20.50606]]}}
Línea 115.0 kV | LineString | 115.0 kV | 1 |  |  | CFE |  |  |  |  | OpenStreetMap | {"type":"Feature","properties":{},"geometry":{"type":"LineString","coordinates":[[-102.72937,20.33641],[-102.73024,20.33634],[-102.73136,20.33625],[-102.73253,20.33613],[-102.73366,20.33602],[-102.73478,20.33593],[-102.73599,20.33579],[-102.73687,20.33665],[-102.73767,20.33745],[-102.73882,20.3373],[-102.73999,20.33717],[-102.74131,20.33713],[-102.74211,20.33707],[-102.74286,20.337],[-102.74297,20.33815],[-102.74329,20.33853],[-102.7443,20.33847],[-102.74511,20.33842],[-102.74629,20.33834],[-102.74756,20.33826],[-102.74882,20.33819],[-102.7491,20.3386]]}}
Línea 115.0 kV | LineString | 115.0 kV | 1 |  |  | CFE |  |  |  |  | OpenStreetMap | {"type":"Feature","properties":{},"geometry":{"type":"LineString","coordinates":[[-102.68626,20.29531],[-102.68618,20.29479],[-102.68675,20.29506],[-102.68714,20.29662],[-102.68756,20.29815],[-102.68925,20.29866],[-102.69093,20.29916],[-102.69269,20.29969],[-102.69434,20.30017],[-102.69595,20.30065],[-102.69979,20.302],[-102.70112,20.30312],[-102.70274,20.30445],[-102.70462,20.30423],[-102.70696,20.30392],[-102.70939,20.30464],[-102.71048,20.30496],[-102.71333,20.30581],[-102.7157,20.30651],[-102.71619,20.30665],[-102.71761,20.30769],[-102.71933,20.30893],[-102.72139,20.31042],[-102.72451,20.31268],[-102.72662,20.3142],[-102.72698,20.31707],[-102.72714,20.31837],[-102.72733,20.31999],[-102.72752,20.32152],[-102.72769,20.32296],[-102.72792,20.32484],[-102.7281,20.32637],[-102.7283,20.328],[-102.72851,20.32969],[-102.7287,20.33123],[-102.72892,20.33285],[-102.72919,20.33447],[-102.72933,20.33521],[-102.72937,20.33641]]}}
Línea 115.0 kV | LineString | 115.0 kV | 1 |  |  | CFE |  |  |  |  | OpenStreetMap | {"type":"Feature","properties":{},"geometry":{"type":"LineString","coordinates":[[-102.74639,20.57287],[-102.74616,20.57372]]}}
Línea 115.0 kV | LineString | 115.0 kV | 2 |  |  | CFE |  |  |  |  | OpenStreetMap | {"type":"Feature","properties":{},"geometry":{"type":"LineString","coordinates":[[-102.72882,20.33521],[-102.7292,20.33829],[-102.72967,20.34231],[-102.73016,20.34631],[-102.73064,20.35034],[-102.73114,20.35437],[-102.73164,20.35836],[-102.73211,20.36235],[-102.73257,20.36616],[-102.73306,20.37025],[-102.73358,20.37424],[-102.73403,20.37826],[-102.73454,20.38231],[-102.73499,20.38608],[-102.73548,20.39014],[-102.73598,20.39415],[-102.73639,20.39777],[-102.73691,20.40221],[-102.73735,20.40583],[-102.73768,20.40861],[-102.73898,20.41286],[-102.74009,20.41648],[-102.74056,20.418],[-102.74077,20.4187],[-102.74107,20.41968],[-102.74182,20.42213],[-102.74284,20.42548],[-102.74385,20.4288],[-102.74503,20.43268],[-102.74591,20.43557],[-102.74701,20.43918],[-102.74801,20.44245],[-102.74917,20.44606],[-102.75037,20.4501],[-102.75135,20.45333],[-102.75247,20.45701],[-102.75372,20.46108],[-102.75486,20.4648],[-102.75611,20.46886],[-102.75719,20.47241],[-102.75836,20.47629],[-102.75932,20.47951],[-102.7603,20.48272],[-102.76141,20.48637],[-102.76257,20.49017],[-102.76273,20.49401],[-102.76297,20.49789],[-102.76322,20.50165],[-102.76359,20.50564]]}}
Línea 115.0 kV | LineString | 115.0 kV | 1 |  |  | CFE |  |  |  |  | OpenStreetMap | {"type":"Feature","properties":{},"geometry":{"type":"LineString","coordinates":[[-102.74609,20.57342],[-102.74616,20.57372]]}}
Línea 115.0 kV | LineString | 115.0 kV | 1 |  |  | Comisión Federal de Electricidad |  |  |  |  | OpenStreetMap | {"type":"Feature","properties":{},"geometry":{"type":"LineString","coordinates":[[-102.78145,20.34398],[-102.78212,20.34392]]}}
Línea 115.0 kV | LineString | 115.0 kV | 1 |  |  | CFE |  |  |  |  | OpenStreetMap | {"type":"Feature","properties":{},"geometry":{"type":"LineString","coordinates":[[-102.72937,20.33641],[-102.72948,20.33762],[-102.72967,20.33923],[-102.72987,20.34089],[-102.73007,20.34257],[-102.73027,20.34418],[-102.73047,20.34579],[-102.73062,20.34715],[-102.73079,20.34854],[-102.73101,20.35043],[-102.73122,20.35205],[-102.73138,20.35357],[-102.73159,20.35519],[-102.73172,20.35627],[-102.73193,20.35789],[-102.73213,20.35963],[-102.73233,20.3612],[-102.73248,20.36255],[-102.73267,20.36408],[-102.73281,20.36524],[-102.73297,20.36659],[-102.7332,20.36838],[-102.73339,20.37],[-102.73358,20.37161],[-102.73376,20.37314],[-102.73396,20.37467],[-102.73412,20.37613],[-102.73431,20.37766],[-102.73451,20.3793],[-102.7347,20.38089],[-102.73492,20.3826],[-102.73507,20.38385],[-102.73528,20.38556],[-102.73548,20.38719],[-102.73566,20.3888],[-102.73586,20.39042],[-102.73605,20.39203],[-102.73625,20.39365],[-102.73649,20.39565],[-102.73668,20.39723],[-102.73683,20.39881],[-102.73709,20.40101],[-102.73729,20.40263],[-102.73771,20.4061],[-102.73801,20.40854],[-102.73831,20.40954],[-102.7389,20.41147],[-102.7394,20.41312],[-102.73991,20.41469],[-102.74037,20.41624],[-102.74084,20.41782],[-102.7413,20.41937],[-102.74179,20.42093],[-102.74227,20.42245],[-102.74279,20.42412],[-102.74324,20.42567],[-102.74372,20.42725],[-102.7442,20.42881],[-102.74461,20.43013],[-102.74506,20.43157],[-102.74548,20.433],[-102.74593,20.43453],[-102.74637,20.43593],[-102.74683,20.43742],[-102.74714,20.43846],[-102.74762,20.44002],[-102.74807,20.44149],[-102.74858,20.44317],[-102.74906,20.44479],[-102.7496,20.44646],[-102.75005,20.44782],[-102.75052,20.44938],[-102.75098,20.45093],[-102.75146,20.45253],[-102.75191,20.454],[-102.75234,20.45541],[-102.7527,20.45669],[-102.75315,20.45808],[-102.75361,20.45957],[-102.75405,20.46104],[-102.75451,20.46251],[-102.75499,20.46409],[-102.75547,20.46565],[-102.75592,20.46715],[-102.75638,20.46864],[-102.7568,20.47011],[-102.75734,20.47183],[-102.75783,20.47332],[-102.75826,20.47488],[-102.75873,20.47644],[-102.75914,20.47773],[-102.75954,20.47909],[-102.75998,20.48057],[-102.76048,20.48211],[-102.7609,20.48348],[-102.76129,20.48478],[-102.76171,20.48616],[-102.76213,20.48754],[-102.76256,20.48896],[-102.76292,20.49011],[-102.763,20.49137],[-102.76309,20.49275],[-102.76318,20.49421],[-102.76328,20.49583],[-102.76336,20.49743],[-102.76344,20.49909],[-102.76355,20.50065],[-102.76366,20.5021],[-102.76375,20.50377],[-102.76386,20.50504],[-102.76394,20.50623]]}}
Línea 115.0 kV | LineString | 115.0 kV | 1 |  |  | CFE |  |  |  |  | OpenStreetMap | {"type":"Feature","properties":{},"geometry":{"type":"LineString","coordinates":[[-102.76359,20.50564],[-102.76366,20.5063]]}}
Línea 115.0 kV | LineString | 115.0 kV | 1 |  |  | CFE |  |  |  |  | OpenStreetMap | {"type":"Feature","properties":{},"geometry":{"type":"LineString","coordinates":[[-102.76366,20.5063],[-102.76387,20.50983]]}}
Línea 115.0 kV | LineString | 115.0 kV | 2 |  |  | CFE |  |  |  |  | OpenStreetMap | {"type":"Feature","properties":{},"geometry":{"type":"LineString","coordinates":[[-102.74616,20.57372],[-102.74496,20.57715],[-102.74405,20.58023],[-102.7426,20.58498],[-102.74211,20.58672],[-102.74023,20.5914],[-102.73925,20.59378],[-102.73724,20.59878],[-102.73628,20.60117],[-102.73419,20.60637],[-102.73351,20.60805],[-102.73282,20.60973],[-102.73044,20.61564],[-102.72826,20.6199],[-102.72697,20.62238],[-102.72496,20.62638],[-102.72342,20.62936],[-102.72179,20.63257],[-102.72048,20.6351],[-102.71865,20.63871],[-102.71717,20.64154],[-102.71705,20.6447],[-102.71689,20.64805],[-102.71666,20.6523],[-102.71652,20.65579],[-102.71635,20.65937],[-102.71615,20.6636],[-102.71597,20.66707],[-102.71581,20.67054],[-102.71563,20.67432],[-102.71549,20.67724],[-102.71534,20.68046],[-102.71517,20.68405],[-102.71394,20.68748],[-102.71261,20.6911],[-102.71115,20.69515],[-102.70995,20.69849],[-102.70863,20.70216],[-102.7072,20.7061],[-102.70593,20.70962],[-102.70482,20.71277],[-102.70439,20.71392],[-102.70399,20.71502],[-102.70348,20.71647],[-102.70526,20.72004],[-102.70718,20.72377],[-102.70864,20.72672],[-102.71071,20.73075],[-102.71226,20.73381],[-102.71399,20.73724],[-102.71547,20.74015],[-102.71705,20.74325],[-102.71877,20.74667],[-102.72149,20.74871],[-102.72421,20.75078],[-102.72836,20.752],[-102.73177,20.75299],[-102.73564,20.75411],[-102.73968,20.7553],[-102.74349,20.7564],[-102.74788,20.7577],[-102.75165,20.75878],[-102.75569,20.75995],[-102.75933,20.76103],[-102.76329,20.76218],[-102.76726,20.76335],[-102.77151,20.76459],[-102.77513,20.76564],[-102.77855,20.76664],[-102.78183,20.76759],[-102.78295,20.76953],[-102.78403,20.77136],[-102.78612,20.775],[-102.78808,20.77836],[-102.78986,20.78141],[-102.79097,20.78332],[-102.79181,20.78562],[-102.79189,20.78922],[-102.79197,20.79265],[-102.79206,20.79632],[-102.79211,20.79894],[-102.7921,20.79958],[-102.79112,20.79997],[-102.78984,20.8005],[-102.78883,20.8009],[-102.78844,20.79994],[-102.78863,20.79987],[-102.78873,20.8001]]}}
Línea 115.0 kV | LineString | 115.0 kV | 2 |  |  | CFE |  |  |  |  | OpenStreetMap | {"type":"Feature","properties":{},"geometry":{"type":"LineString","coordinates":[[-102.76387,20.50983],[-102.7641,20.51347],[-102.76302,20.51697],[-102.76191,20.52067],[-102.76071,20.52472],[-102.75961,20.52845],[-102.75849,20.53213],[-102.75734,20.53606],[-102.75617,20.53987],[-102.75506,20.54362],[-102.75388,20.54743],[-102.75275,20.55136],[-102.75156,20.55522],[-102.75055,20.55857],[-102.7495,20.56208],[-102.74832,20.56598],[-102.74716,20.56989],[-102.74639,20.57287]]}}
Línea 115.0 kV | LineString | 115.0 kV | 2 |  |  | Comisión Federal de Electricidad |  |  |  |  | OpenStreetMap | {"type":"Feature","properties":{},"geometry":{"type":"LineString","coordinates":[[-102.7491,20.3386],[-102.74925,20.33991],[-102.74943,20.34121],[-102.74958,20.34248],[-102.75046,20.34288],[-102.75144,20.34333],[-102.75267,20.34374],[-102.75392,20.34416],[-102.7552,20.3446],[-102.75647,20.34496],[-102.75778,20.3452],[-102.75912,20.34532],[-102.76045,20.34544],[-102.76175,20.34555],[-102.76298,20.34567],[-102.76417,20.3458],[-102.76519,20.346],[-102.76649,20.34624],[-102.76783,20.34642],[-102.76918,20.34658],[-102.77052,20.34641],[-102.77168,20.34581],[-102.77256,20.34528],[-102.77345,20.34476],[-102.7744,20.34432],[-102.77526,20.34412],[-102.77612,20.34399],[-102.77672,20.34416],[-102.77722,20.34423],[-102.77848,20.34439],[-102.77924,20.34428],[-102.78034,20.34415],[-102.78145,20.34398]]}}
Línea 115.0 kV | LineString | 115.0 kV | 1 |  |  | CFE |  |  |  |  | OpenStreetMap | {"type":"Feature","properties":{},"geometry":{"type":"LineString","coordinates":[[-102.67972,20.16004],[-102.67987,20.16009],[-102.68096,20.16041],[-102.68216,20.16077],[-102.6835,20.16117],[-102.68489,20.1616],[-102.68667,20.16214],[-102.68851,20.16269],[-102.69034,20.16325],[-102.69216,20.16381],[-102.69397,20.16436],[-102.69554,20.16483],[-102.69651,20.16511],[-102.69835,20.16531],[-102.70024,20.1655],[-102.70168,20.16565],[-102.70212,20.16666]]}}
Línea 115.0 kV | LineString | 115.0 kV | 2 |  |  | CFE |  |  |  |  | OpenStreetMap | {"type":"Feature","properties":{},"geometry":{"type":"LineString","coordinates":[[-102.68664,20.29555],[-102.68667,20.29582],[-102.68689,20.29697],[-102.68746,20.3],[-102.68806,20.30311],[-102.68876,20.30624],[-102.69361,20.30668],[-102.69579,20.30687],[-102.69881,20.30713],[-102.70083,20.3073],[-102.7037,20.30756],[-102.70625,20.30778],[-102.71227,20.30831],[-102.71483,20.30855],[-102.71872,20.30889],[-102.72159,20.31095],[-102.72424,20.31288],[-102.72627,20.31435],[-102.72679,20.31847],[-102.72724,20.32233],[-102.72775,20.32645],[-102.72822,20.33032],[-102.72872,20.33444],[-102.72882,20.33521]]}}
Línea 115.0 kV | LineString | 115.0 kV | 1 |  |  | CFE |  |  |  |  | OpenStreetMap | {"type":"Feature","properties":{},"geometry":{"type":"LineString","coordinates":[[-102.74904,20.33747],[-102.74903,20.33725],[-102.74872,20.33727],[-102.74882,20.33809],[-102.7491,20.3386]]}}
Línea 115.0 kV | LineString | 115.0 kV | 1 |  |  | CFE |  |  |  |  | OpenStreetMap | {"type":"Feature","properties":{},"geometry":{"type":"LineString","coordinates":[[-102.76359,20.50564],[-102.76387,20.50983]]}}
Línea 115.0 kV | LineString | 115.0 kV | 2 |  |  | CFE |  |  |  |  | OpenStreetMap | {"type":"Feature","properties":{},"geometry":{"type":"LineString","coordinates":[[-102.72882,20.33521],[-102.72918,20.33521],[-102.73261,20.33523],[-102.73593,20.33528],[-102.73943,20.33532],[-102.7422,20.33533],[-102.74543,20.33536],[-102.74902,20.3354],[-102.74914,20.33674],[-102.7492,20.33746]]}}
Línea 115.0 kV | LineString | 115.0 kV | 1 |  |  | CFE |  |  |  |  | OpenStreetMap | {"type":"Feature","properties":{},"geometry":{"type":"LineString","coordinates":[[-102.74639,20.57287],[-102.74612,20.57332]]}}
Línea 115.0 kV | LineString | 115.0 kV | 2 |  |  | CFE |  |  |  |  | OpenStreetMap | {"type":"Feature","properties":{},"geometry":{"type":"LineString","coordinates":[[-102.76366,20.5063],[-102.76394,20.50623]]}}
Línea 115.0 kV | LineString | 115.0 kV | 1 |  |  | CFE |  |  |  |  | OpenStreetMap | {"type":"Feature","properties":{},"geometry":{"type":"LineString","coordinates":[[-102.76394,20.50623],[-102.76408,20.50793],[-102.76419,20.50937],[-102.76425,20.51083],[-102.76435,20.51226],[-102.76441,20.51352],[-102.76402,20.51494],[-102.76353,20.51647],[-102.76307,20.51804],[-102.76261,20.51959],[-102.76215,20.52116],[-102.76169,20.52269],[-102.76118,20.52427],[-102.76076,20.52565],[-102.76027,20.52722],[-102.75984,20.52873],[-102.75939,20.53023],[-102.75895,20.5318],[-102.75845,20.53336],[-102.75797,20.53492],[-102.75751,20.5365],[-102.75703,20.53813],[-102.75662,20.53952],[-102.75623,20.54079],[-102.75587,20.54196],[-102.7555,20.5431],[-102.75504,20.54468],[-102.75457,20.54615],[-102.75411,20.54781],[-102.7536,20.54954],[-102.7531,20.55126],[-102.75265,20.55276],[-102.75228,20.55404],[-102.7518,20.55557],[-102.75139,20.5569],[-102.75083,20.5587],[-102.7504,20.56016],[-102.75007,20.56124],[-102.7497,20.56256],[-102.74913,20.56447],[-102.74875,20.56578],[-102.7483,20.56735],[-102.74783,20.56891],[-102.74736,20.57047],[-102.74689,20.57202],[-102.74646,20.57344],[-102.74574,20.57587],[-102.74526,20.57741],[-102.7448,20.57909],[-102.74435,20.58053],[-102.74297,20.58506],[-102.74245,20.58676],[-102.74191,20.59139],[-102.74139,20.59569],[-102.74089,20.59982],[-102.74025,20.60512],[-102.73892,20.60729],[-102.73797,20.60887],[-102.73526,20.61331],[-102.73383,20.61567],[-102.73253,20.61779],[-102.72901,20.62344],[-102.72709,20.62644],[-102.72602,20.62819],[-102.72536,20.62928],[-102.72359,20.63209],[-102.7229,20.63318],[-102.7221,20.63449],[-102.71908,20.6393],[-102.71831,20.64054],[-102.71771,20.64148],[-102.71678,20.64299],[-102.71672,20.64426],[-102.71658,20.64668],[-102.71636,20.6515],[-102.71631,20.65278],[-102.71626,20.65402],[-102.71619,20.65563],[-102.71613,20.65697],[-102.71558,20.65828],[-102.715,20.65964],[-102.71427,20.66145],[-102.71367,20.66296],[-102.71307,20.6644],[-102.7125,20.66579],[-102.71189,20.6673],[-102.71125,20.66882],[-102.7108,20.66985],[-102.71017,20.67148],[-102.7096,20.67283],[-102.70897,20.67445],[-102.70838,20.6759],[-102.70774,20.67745],[-102.70714,20.67891],[-102.70651,20.68052],[-102.706,20.68173],[-102.70587,20.68312],[-102.70572,20.68473],[-102.70554,20.68663],[-102.70538,20.68831],[-102.70523,20.68986],[-102.70506,20.69167],[-102.70479,20.69451],[-102.7047,20.69559],[-102.70452,20.69739],[-102.70438,20.69896],[-102.70424,20.7005],[-102.70409,20.70194],[-102.70398,20.70338],[-102.70382,20.70491],[-102.70366,20.70652],[-102.7035,20.70831],[-102.70339,20.70968],[-102.70327,20.71077],[-102.70314,20.71223],[-102.70299,20.7138],[-102.70282,20.7154],[-102.70267,20.71698],[-102.7032,20.71833],[-102.70382,20.71993],[-102.70452,20.7218],[-102.70506,20.72316],[-102.70558,20.72454],[-102.7063,20.72641],[-102.70686,20.72787],[-102.70813,20.73121],[-102.70853,20.73226],[-102.70903,20.73353],[-102.70965,20.73516],[-102.71015,20.7365],[-102.71072,20.73796],[-102.71127,20.7394],[-102.71167,20.74048],[-102.71245,20.74144],[-102.71327,20.74249],[-102.71407,20.74348],[-102.71495,20.74457],[-102.71603,20.74595],[-102.71688,20.74703],[-102.71769,20.74804],[-102.71895,20.7496],[-102.71996,20.75087],[-102.72106,20.75227],[-102.72286,20.75452],[-102.7241,20.75611],[-102.72551,20.75785],[-102.7267,20.75937],[-102.72784,20.76083],[-102.72849,20.76162],[-102.72943,20.7628],[-102.73061,20.76429],[-102.73325,20.76763],[-102.73424,20.76887],[-102.73512,20.76999],[-102.73676,20.77206],[-102.73848,20.77421],[-102.73936,20.77533],[-102.74054,20.7763],[-102.74182,20.77738],[-102.74304,20.77838],[-102.7441,20.77923],[-102.74639,20.78114],[-102.7477,20.78224],[-102.7488,20.78313],[-102.75049,20.78305],[-102.75213,20.78297],[-102.75386,20.78289],[-102.75559,20.78282],[-102.75736,20.78274],[-102.75898,20.78268],[-102.76039,20.7826],[-102.76211,20.78253],[-102.76375,20.78246],[-102.76539,20.78239],[-102.76695,20.78316]]}}
Línea 115.0 kV | LineString | 115.0 kV | 1 |  |  | CFE |  |  |  |  | OpenStreetMap | {"type":"Feature","properties":{},"geometry":{"type":"LineString","coordinates":[[-102.68619,20.29532],[-102.68605,20.29481],[-102.68596,20.29416],[-102.6855,20.29103],[-102.68521,20.28907],[-102.68507,20.28796],[-102.68489,20.28671],[-102.68466,20.28521],[-102.68446,20.28377],[-102.68425,20.28234],[-102.68405,20.28099],[-102.68386,20.27964],[-102.68368,20.27839],[-102.68349,20.27706],[-102.68331,20.27579],[-102.68312,20.27454],[-102.68292,20.2731],[-102.68274,20.27175],[-102.68254,20.2704],[-102.68233,20.26897],[-102.68214,20.26755],[-102.68197,20.26637],[-102.68169,20.26449],[-102.68141,20.26257],[-102.68119,20.261],[-102.68098,20.25957],[-102.6808,20.25823],[-102.68059,20.25687],[-102.6804,20.25554],[-102.68019,20.25401],[-102.68002,20.2529],[-102.67978,20.25123],[-102.67958,20.24979],[-102.67939,20.24845],[-102.6792,20.24721],[-102.67899,20.24577],[-102.67881,20.24452],[-102.67861,20.24308],[-102.6784,20.24165],[-102.67824,20.2404],[-102.67792,20.23833],[-102.6777,20.23672],[-102.67752,20.23546],[-102.67723,20.23341],[-102.67699,20.23176],[-102.67679,20.23048],[-102.6766,20.2291],[-102.6764,20.22772],[-102.67619,20.22624],[-102.67602,20.22511],[-102.67581,20.22367],[-102.67553,20.22162],[-102.67534,20.22028],[-102.67511,20.21875],[-102.6749,20.21726],[-102.67469,20.21588],[-102.67449,20.21444],[-102.67429,20.21301],[-102.67412,20.21189],[-102.67397,20.21082],[-102.67365,20.20848],[-102.67328,20.20601],[-102.67309,20.20466],[-102.67289,20.20323],[-102.67258,20.20099],[-102.67223,20.19866],[-102.67201,20.19722],[-102.67164,20.19455],[-102.67145,20.19321],[-102.67124,20.19176],[-102.67103,20.19033],[-102.67092,20.18953],[-102.67071,20.1881],[-102.67042,20.18608],[-102.67013,20.18406],[-102.66989,20.18244],[-102.6704,20.18135],[-102.67104,20.17989],[-102.67173,20.17835],[-102.67241,20.17681],[-102.67313,20.17523],[-102.6738,20.17373],[-102.6745,20.17214],[-102.6752,20.17055],[-102.67587,20.16904],[-102.67654,20.16755],[-102.67725,20.16597],[-102.6778,20.16473],[-102.67851,20.16314],[-102.67922,20.16156],[-102.67987,20.16009],[-102.6799,20.16002],[-102.68055,20.15854],[-102.68124,20.15698],[-102.682,20.15526],[-102.68272,20.15367],[-102.68346,20.15199],[-102.68417,20.1504],[-102.68543,20.14758],[-102.68615,20.14597],[-102.68688,20.14431],[-102.6876,20.1427],[-102.68832,20.14109],[-102.68883,20.13991],[-102.68957,20.13828],[-102.69028,20.13671],[-102.69097,20.13512],[-102.69176,20.13338],[-102.69231,20.13211],[-102.69287,20.13085],[-102.69333,20.12982],[-102.69399,20.12834],[-102.69472,20.12672],[-102.69539,20.12522],[-102.69602,20.1238],[-102.69667,20.12234],[-102.6974,20.1207],[-102.6981,20.11912],[-102.69876,20.11761],[-102.69949,20.11602],[-102.70018,20.11444],[-102.70096,20.11269],[-102.70161,20.11119],[-102.70236,20.10956],[-102.70304,20.10801],[-102.70375,20.10641],[-102.70444,20.10482],[-102.70515,20.10326],[-102.70602,20.10133],[-102.70673,20.09976],[-102.70743,20.09816],[-102.70795,20.09698],[-102.70873,20.09525],[-102.70971,20.09302],[-102.71083,20.09052],[-102.71185,20.08825],[-102.71227,20.08723],[-102.71314,20.08532],[-102.71371,20.08405],[-102.71419,20.08297],[-102.71375,20.0822],[-102.7136,20.08195]]}}
Línea 115.0 kV | LineString | 115.0 kV | 1 |  |  | CFE |  |  |  |  | OpenStreetMap | {"type":"Feature","properties":{},"geometry":{"type":"LineString","coordinates":[[-102.66338,19.80227],[-102.66308,19.80218],[-102.66197,19.80217],[-102.65988,19.80214],[-102.65793,19.80211],[-102.65599,19.80208],[-102.65406,19.80205],[-102.65205,19.80202],[-102.65004,19.80199],[-102.64796,19.80196],[-102.64621,19.80177],[-102.6444,19.80157],[-102.64258,19.80138],[-102.64086,19.8012],[-102.6389,19.80099],[-102.63709,19.8008],[-102.63585,19.80066],[-102.63451,19.80051],[-102.63316,19.80037],[-102.63172,19.80021],[-102.63044,19.80008],[-102.62905,19.79993],[-102.62766,19.79978],[-102.62636,19.79963],[-102.62525,19.79951],[-102.62312,19.79928],[-102.62101,19.79905],[-102.61872,19.7988],[-102.6175,19.79866],[-102.61613,19.7985],[-102.6148,19.79837],[-102.61344,19.79823],[-102.61212,19.79809],[-102.61097,19.79796],[-102.60958,19.79781],[-102.60823,19.79766],[-102.6069,19.79752],[-102.60552,19.79737],[-102.60422,19.79723],[-102.60303,19.7971],[-102.60157,19.79695],[-102.59996,19.79677],[-102.59834,19.79659],[-102.5971,19.79638],[-102.59598,19.79626],[-102.59481,19.79614],[-102.59211,19.79585],[-102.5908,19.7957],[-102.58963,19.79557],[-102.58857,19.79546],[-102.58734,19.79532],[-102.58569,19.79514],[-102.58383,19.79493],[-102.58107,19.79464],[-102.57664,19.79416],[-102.57471,19.79396],[-102.569,19.79338],[-102.56703,19.79321],[-102.56005,19.79232],[-102.55639,19.79196],[-102.55334,19.79164],[-102.55054,19.79131],[-102.54793,19.79102],[-102.54608,19.79082],[-102.54447,19.79065],[-102.5412,19.79027],[-102.53969,19.79011],[-102.5369,19.78943],[-102.5348,19.78893],[-102.53393,19.78871],[-102.53049,19.78788],[-102.52928,19.78758],[-102.52755,19.78716],[-102.52331,19.78611],[-102.52151,19.78567],[-102.5195,19.78517],[-102.51752,19.78468],[-102.51555,19.78419],[-102.51335,19.78364],[-102.51158,19.78322],[-102.51012,19.78332],[-102.50994,19.78302]]}}
Línea 115.0 kV | LineString | 115.0 kV | 1 |  |  | CFE |  |  |  |  | OpenStreetMap | {"type":"Feature","properties":{},"geometry":{"type":"LineString","coordinates":[[-102.74475,19.99625],[-102.74454,19.99637],[-102.74438,19.99615],[-102.74464,19.99599],[-102.74435,19.99555],[-102.7436,19.99379],[-102.74279,19.99187],[-102.74036,19.9863],[-102.73891,19.98289],[-102.73701,19.97847],[-102.73657,19.97745],[-102.73596,19.97601],[-102.73536,19.97458],[-102.73471,19.97308],[-102.73391,19.97122],[-102.73349,19.97023],[-102.73247,19.96797],[-102.73181,19.9664],[-102.73009,19.96244],[-102.72867,19.95912],[-102.72815,19.95787],[-102.72768,19.9568],[-102.72717,19.95557],[-102.72673,19.95459],[-102.72628,19.95351],[-102.72574,19.95227],[-102.72483,19.95017],[-102.72434,19.94898],[-102.72417,19.94791],[-102.72401,19.94685],[-102.72364,19.94418],[-102.72282,19.93858],[-102.72266,19.93773],[-102.72251,19.93658],[-102.72193,19.93255],[-102.7217,19.93104],[-102.72113,19.92732],[-102.72093,19.9259],[-102.72063,19.92393],[-102.72043,19.92261],[-102.72028,19.92154],[-102.72014,19.92061],[-102.71997,19.9194],[-102.71981,19.91834],[-102.71947,19.91612],[-102.71933,19.91504],[-102.7189,19.91225],[-102.71854,19.90974],[-102.71835,19.90849],[-102.71816,19.90715],[-102.718,19.90609],[-102.7176,19.90341],[-102.71741,19.90206],[-102.71723,19.90088],[-102.71695,19.89901],[-102.71677,19.89784],[-102.71693,19.89662],[-102.71707,19.89553],[-102.7172,19.89445],[-102.71748,19.89209],[-102.71773,19.89054],[-102.71866,19.88245],[-102.71889,19.88067],[-102.71922,19.87788],[-102.7195,19.87548],[-102.71959,19.87477],[-102.71891,19.87207],[-102.71754,19.86663],[-102.71558,19.85899],[-102.71471,19.85542],[-102.71389,19.85214],[-102.71333,19.85018],[-102.71163,19.84318],[-102.71092,19.84039],[-102.7106,19.83896],[-102.7089,19.83771],[-102.70696,19.83625],[-102.70592,19.83547],[-102.70479,19.83462],[-102.70368,19.83379],[-102.70253,19.83292],[-102.70145,19.83211],[-102.69995,19.83099],[-102.69881,19.83013],[-102.69771,19.8293],[-102.69617,19.82814],[-102.69414,19.82663],[-102.69323,19.82594],[-102.69218,19.82515],[-102.69139,19.82456],[-102.68902,19.82278],[-102.68775,19.82184],[-102.687,19.82127],[-102.68409,19.81909],[-102.68299,19.81825],[-102.68141,19.81707],[-102.67956,19.81567],[-102.67852,19.81488],[-102.67747,19.81409],[-102.67631,19.8132],[-102.67335,19.811],[-102.67196,19.80996],[-102.67075,19.80905],[-102.66914,19.80785],[-102.66659,19.80591],[-102.66425,19.80415],[-102.66281,19.80307],[-102.66306,19.8023],[-102.66334,19.80236]]}}
Línea 115.0 kV | LineString | 115.0 kV | 1 |  |  | CFE |  |  |  |  | OpenStreetMap | {"type":"Feature","properties":{},"geometry":{"type":"LineString","coordinates":[[-102.74484,19.99619],[-102.74546,19.99582],[-102.74623,19.99697],[-102.74668,19.99726],[-102.74727,19.99751],[-102.74777,19.99796],[-102.74947,19.99846],[-102.75116,19.99895],[-102.75284,19.99944],[-102.75408,19.99946],[-102.75642,19.99949],[-102.75851,19.99951],[-102.75982,19.99953],[-102.7611,19.99953],[-102.76265,19.99957],[-102.76412,19.99959],[-102.76572,19.99961],[-102.76715,19.99963],[-102.76869,19.99966],[-102.77014,19.99968],[-102.77163,19.9997],[-102.77271,19.99972],[-102.77328,19.99973],[-102.77445,19.99975],[-102.77601,19.99976],[-102.7773,19.99978],[-102.77864,19.9998],[-102.78055,19.99983],[-102.78205,19.99986],[-102.78364,19.99987],[-102.78532,19.9999],[-102.78688,19.99992],[-102.78847,19.99995],[-102.79036,19.99998],[-102.79198,20.0],[-102.79343,20.00002],[-102.79481,20.00004],[-102.79644,20.00006],[-102.79795,20.00008],[-102.79949,20.00011],[-102.80094,20.00013],[-102.80248,20.00015],[-102.80415,20.00017],[-102.80578,20.0002],[-102.80741,20.00021],[-102.80907,20.00023],[-102.81082,20.00027],[-102.81268,20.00029],[-102.81407,20.0003],[-102.81565,20.00033],[-102.81702,20.00119],[-102.81822,20.00194],[-102.8195,20.00274],[-102.82056,20.0034],[-102.82214,20.00441],[-102.82523,20.00633],[-102.8263,20.00699],[-102.82763,20.00782],[-102.82882,20.00859],[-102.82989,20.00923],[-102.83208,20.0106],[-102.83312,20.01129],[-102.83429,20.01198],[-102.83499,20.01245],[-102.83652,20.01341],[-102.8378,20.0142],[-102.83908,20.015],[-102.84034,20.01581],[-102.84152,20.01654],[-102.84279,20.01732],[-102.84417,20.01702],[-102.84556,20.01669],[-102.84701,20.01635],[-102.8484,20.01602],[-102.85002,20.01564],[-102.8516,20.01529],[-102.85317,20.01491],[-102.85466,20.01457],[-102.85611,20.01422],[-102.85759,20.01388],[-102.85908,20.0135],[-102.86062,20.01317],[-102.86208,20.01285],[-102.8634,20.01254],[-102.86502,20.01216],[-102.86653,20.01181],[-102.86839,20.01138],[-102.86954,20.01111],[-102.87103,20.01076],[-102.87257,20.0104],[-102.87397,20.01006],[-102.87558,20.0097],[-102.8769,20.0097],[-102.8782,20.00968],[-102.87983,20.00965],[-102.8825,20.00963],[-102.88414,20.00961],[-102.88558,20.00958],[-102.88681,20.00957],[-102.88829,20.00956],[-102.88984,20.00953],[-102.89123,20.00953],[-102.89241,20.00952],[-102.89347,20.00949],[-102.8948,20.00949],[-102.89653,20.00946],[-102.89893,20.00942],[-102.90079,20.00941],[-102.90252,20.00938],[-102.90386,20.00937],[-102.90636,20.00933],[-102.90844,20.00931],[-102.91003,20.00929],[-102.91118,20.00928],[-102.91234,20.00925],[-102.91387,20.00924],[-102.91573,20.00922],[-102.91731,20.0092],[-102.91884,20.00917],[-102.92041,20.00916],[-102.92191,20.00914],[-102.92341,20.00913],[-102.92546,20.00911],[-102.92719,20.00908],[-102.92848,20.00906],[-102.92959,20.00905],[-102.93088,20.00903],[-102.93218,20.00902],[-102.93342,20.009],[-102.93494,20.00898],[-102.93692,20.00895],[-102.93807,20.00894],[-102.93909,20.00892],[-102.94024,20.00873],[-102.94202,20.00843],[-102.94351,20.00818],[-102.94505,20.00791],[-102.94656,20.00765],[-102.94789,20.00743],[-102.94926,20.00719],[-102.9505,20.00699],[-102.95247,20.00666],[-102.95362,20.00647],[-102.95475,20.00627],[-102.95562,20.0067],[-102.9562,20.00685]]}}
Línea 115.0 kV | LineString | 115.0 kV | 1 |  |  | CFE |  |  |  |  | OpenStreetMap | {"type":"Feature","properties":{},"geometry":{"type":"LineString","coordinates":[[-102.74061,20.02855],[-102.74105,20.02509],[-102.74118,20.02403],[-102.74133,20.0227],[-102.74149,20.02126],[-102.74161,20.02018],[-102.74191,20.01726],[-102.74207,20.01589],[-102.7423,20.01395],[-102.74245,20.01255],[-102.74262,20.01112],[-102.74279,20.00955],[-102.74295,20.00805],[-102.74322,20.00578],[-102.74339,20.00428],[-102.74363,20.00213],[-102.74374,20.00112],[-102.74388,19.99982],[-102.74406,19.9983],[-102.74419,19.99705],[-102.74425,19.99656],[-102.7446,19.99645],[-102.74479,19.99632]]}}
Línea 115.0 kV | LineString | 115.0 kV | 1 |  |  | CFE |  |  |  |  | OpenStreetMap | {"type":"Feature","properties":{},"geometry":{"type":"LineString","coordinates":[[-102.74484,19.99641],[-102.74458,19.99658],[-102.74441,19.99674],[-102.74433,19.99747],[-102.74421,19.99859],[-102.74407,19.99977],[-102.74393,20.00106],[-102.74382,20.00195],[-102.74356,20.00431],[-102.74341,20.00599],[-102.74311,20.00858],[-102.74294,20.00991],[-102.74278,20.01139],[-102.74262,20.0128],[-102.74248,20.01404],[-102.74168,20.02122],[-102.74153,20.02262],[-102.74138,20.02386],[-102.74124,20.02501],[-102.74083,20.02846],[-102.74075,20.02922],[-102.74055,20.03088],[-102.74041,20.03214],[-102.74028,20.03331],[-102.74016,20.03444],[-102.73984,20.03732],[-102.73971,20.03844],[-102.73961,20.03966],[-102.7395,20.04064],[-102.73936,20.04178],[-102.73929,20.04267],[-102.73923,20.04353],[-102.73906,20.04557],[-102.73893,20.04709],[-102.7388,20.04861],[-102.73865,20.05052],[-102.73857,20.05147],[-102.73832,20.05235],[-102.73819,20.05349]]}}
Línea 115.0 kV | LineString | 115.0 kV | 2 |  |  | CFE |  |  |  |  | OpenStreetMap | {"type":"Feature","properties":{},"geometry":{"type":"LineString","coordinates":[[-102.7359,20.07074],[-102.73501,20.07145],[-102.73383,20.07242],[-102.73275,20.07329],[-102.73134,20.07442],[-102.72964,20.07577],[-102.72887,20.07641],[-102.72767,20.07736],[-102.72659,20.07823],[-102.72401,20.0803],[-102.72337,20.08082],[-102.72243,20.0816],[-102.72084,20.08294],[-102.71919,20.08418],[-102.71816,20.08505],[-102.71712,20.08584]]}}
Línea 115.0 kV | LineString | 115.0 kV | 1 |  |  | CFE |  |  |  |  | OpenStreetMap | {"type":"Feature","properties":{},"geometry":{"type":"LineString","coordinates":[[-102.73689,20.06873],[-102.73679,20.07004],[-102.7359,20.07074]]}}
Línea 115.0 kV | LineString | 115.0 kV | 1 |  |  | CFE |  |  |  |  | OpenStreetMap | {"type":"Feature","properties":{},"geometry":{"type":"LineString","coordinates":[[-102.73689,20.06873],[-102.73676,20.07003],[-102.7359,20.07074]]}}
Línea 115.0 kV | LineString | 115.0 kV | 2 |  |  | CFE |  |  |  |  | OpenStreetMap | {"type":"Feature","properties":{},"geometry":{"type":"LineString","coordinates":[[-102.73819,20.05349],[-102.73808,20.05497],[-102.73802,20.05573],[-102.73789,20.0572],[-102.73779,20.05847],[-102.73769,20.05961],[-102.73761,20.06049],[-102.73754,20.06149],[-102.73738,20.06317],[-102.73735,20.0634],[-102.73689,20.06873]]}}
Línea 115.0 kV | LineString | 115.0 kV | 1 |  |  | CFE |  |  |  |  | OpenStreetMap | {"type":"Feature","properties":{},"geometry":{"type":"LineString","coordinates":[[-102.74061,20.02855],[-102.74054,20.02926],[-102.74044,20.0301],[-102.7403,20.03143],[-102.74014,20.03278],[-102.74002,20.03391],[-102.73991,20.03492],[-102.73954,20.03812],[-102.73942,20.03944],[-102.7393,20.04059],[-102.73917,20.04177],[-102.73907,20.04298],[-102.73898,20.04415],[-102.7389,20.0453],[-102.73872,20.04718],[-102.73858,20.04901],[-102.73839,20.05113],[-102.73827,20.05235],[-102.73819,20.05349]]}}
Línea 115.0 kV | LineString | 115.0 kV | 2 |  |  | CFE |  |  |  |  | OpenStreetMap | {"type":"Feature","properties":{},"geometry":{"type":"LineString","coordinates":[[-102.62078,19.96856],[-102.62076,19.96955],[-102.62071,19.97275],[-102.62283,19.97683],[-102.62506,19.98115],[-102.62697,19.98483],[-102.62881,19.98839],[-102.63045,19.99157],[-102.63201,19.99458],[-102.63571,19.99582],[-102.63981,19.99721],[-102.64374,19.99855],[-102.64777,19.99989],[-102.65172,20.00122],[-102.65567,20.00255],[-102.65983,20.00393],[-102.66361,20.0052],[-102.66693,20.00409],[-102.66995,20.00308],[-102.67182,20.00578],[-102.6738,20.00864],[-102.6769,20.00968],[-102.68051,20.01089],[-102.68316,20.0118],[-102.68805,20.0145],[-102.69078,20.01604],[-102.6938,20.0177],[-102.69659,20.01928],[-102.69985,20.02107],[-102.70547,20.02422],[-102.7087,20.026],[-102.71185,20.02701],[-102.71321,20.02744],[-102.71454,20.02786],[-102.71562,20.02821],[-102.71655,20.02851],[-102.71753,20.02858],[-102.71865,20.02871],[-102.71972,20.02883],[-102.72053,20.02883],[-102.72152,20.02881],[-102.72291,20.02879],[-102.72435,20.02878],[-102.7257,20.02876],[-102.72719,20.02874],[-102.72859,20.02872],[-102.73001,20.0287],[-102.73142,20.02868],[-102.73282,20.02867],[-102.73423,20.02864],[-102.73563,20.02862],[-102.73705,20.02861],[-102.73843,20.02858],[-102.73977,20.02856],[-102.74061,20.02855]]}}
Línea 115.0 kV | LineString | 115.0 kV | 1 |  |  | CFE |  |  |  |  | OpenStreetMap | {"type":"Feature","properties":{},"geometry":{"type":"LineString","coordinates":[[-102.43867,19.52683],[-102.43864,19.52693],[-102.43842,19.52706],[-102.43737,19.52673],[-102.43632,19.52641],[-102.4358,19.52726],[-102.43618,19.52844],[-102.43647,19.52942],[-102.43677,19.53041],[-102.43708,19.53149],[-102.4377,19.53352],[-102.43795,19.53459],[-102.43815,19.5353],[-102.43794,19.53656],[-102.43746,19.53743],[-102.43708,19.53815],[-102.4368,19.53857],[-102.43628,19.53942],[-102.43613,19.53985],[-102.43579,19.54046],[-102.43547,19.54087],[-102.43531,19.54133],[-102.43443,19.54221],[-102.43352,19.54317],[-102.43283,19.5439],[-102.4318,19.54416],[-102.4307,19.54511],[-102.43002,19.5457],[-102.42888,19.54657],[-102.42761,19.54753],[-102.42682,19.54825],[-102.42606,19.54888],[-102.42529,19.54882],[-102.42444,19.55021],[-102.42377,19.55075],[-102.42292,19.55145],[-102.42217,19.55204],[-102.42148,19.55261],[-102.42095,19.55303],[-102.42017,19.55368],[-102.41948,19.55425],[-102.41864,19.5549],[-102.4178,19.55559],[-102.4171,19.55616],[-102.41632,19.55677],[-102.41553,19.55743],[-102.41479,19.55804],[-102.41421,19.55853],[-102.41325,19.5593],[-102.41267,19.55977],[-102.41203,19.56028],[-102.41129,19.56055],[-102.40998,19.56106],[-102.40929,19.56131],[-102.40871,19.56153],[-102.4076,19.56196],[-102.40704,19.56218],[-102.40613,19.56252],[-102.40452,19.56312],[-102.40358,19.56346],[-102.40241,19.56393],[-102.39881,19.5653],[-102.39455,19.56544],[-102.39271,19.56549],[-102.39017,19.56558],[-102.38795,19.56568],[-102.38696,19.56572],[-102.38626,19.56572],[-102.38493,19.56578],[-102.38181,19.5659],[-102.37768,19.56606],[-102.37343,19.56621],[-102.36786,19.56639],[-102.36436,19.56656],[-102.36024,19.5667],[-102.35552,19.56685],[-102.35223,19.56696],[-102.34934,19.5671],[-102.3445,19.56729],[-102.34334,19.56781],[-102.34092,19.56888],[-102.33701,19.57063],[-102.3334,19.57225],[-102.32976,19.57387],[-102.3263,19.57543],[-102.32298,19.57692],[-102.32204,19.5774],[-102.32122,19.57785],[-102.32031,19.57834],[-102.31948,19.57876],[-102.31787,19.5796],[-102.31683,19.58014],[-102.31576,19.58071],[-102.31481,19.58122],[-102.31326,19.58204],[-102.31175,19.58282],[-102.311,19.58322],[-102.31001,19.58372],[-102.30892,19.5843],[-102.30829,19.58464],[-102.30748,19.58507],[-102.30672,19.58545],[-102.30552,19.5861],[-102.30489,19.58642],[-102.30355,19.58711],[-102.30195,19.58797],[-102.30121,19.58837],[-102.30026,19.58887],[-102.29957,19.58922],[-102.29866,19.58971],[-102.29786,19.59013],[-102.29702,19.59053],[-102.29596,19.59098],[-102.29444,19.59155],[-102.29357,19.59187],[-102.29264,19.59223],[-102.29165,19.5926],[-102.29001,19.59321],[-102.28713,19.59431],[-102.28536,19.59498],[-102.28404,19.59548],[-102.2828,19.59595],[-102.28198,19.59626],[-102.27985,19.59707],[-102.27891,19.59743],[-102.27806,19.59776],[-102.27714,19.59811],[-102.27629,19.59842],[-102.27516,19.59883],[-102.27423,19.59917],[-102.27368,19.59941],[-102.27221,19.59999],[-102.27119,19.60034],[-102.26874,19.60128],[-102.26809,19.60153],[-102.26729,19.60216],[-102.26656,19.60275],[-102.26583,19.60336],[-102.26471,19.60422],[-102.26255,19.60595],[-102.25982,19.60812],[-102.25756,19.60993],[-102.25545,19.61162],[-102.25299,19.61357],[-102.25198,19.61439],[-102.2509,19.61525],[-102.24991,19.61598],[-102.24838,19.61722],[-102.24786,19.61764],[-102.24741,19.618],[-102.24684,19.61846],[-102.24632,19.61888],[-102.24578,19.61934],[-102.24586,19.62064],[-102.24593,19.62151],[-102.24601,19.62261],[-102.24608,19.6237],[-102.24615,19.6246],[-102.24621,19.62551],[-102.24627,19.62636],[-102.24635,19.62747],[-102.2464,19.62818],[-102.2465,19.62954],[-102.24661,19.63095],[-102.24586,19.63132],[-102.24514,19.63168],[-102.2446,19.63198],[-102.2448,19.6333],[-102.24499,19.63454],[-102.24524,19.6356],[-102.24547,19.6366],[-102.2457,19.63761],[-102.24593,19.63862],[-102.24679,19.63874],[-102.24723,19.63882]]}}
Línea 115.0 kV | LineString | 115.0 kV | 1 |  |  | CFE |  |  |  |  | OpenStreetMap | {"type":"Feature","properties":{},"geometry":{"type":"LineString","coordinates":[[-102.47716,19.60436],[-102.47704,19.60441],[-102.47696,19.60426],[-102.47751,19.60399],[-102.4772,19.6034],[-102.47695,19.6029],[-102.47727,19.60271],[-102.47792,19.60289],[-102.47867,19.60311],[-102.47979,19.60327],[-102.48077,19.60336],[-102.48173,19.60345],[-102.482,19.60305],[-102.48172,19.60192],[-102.48143,19.60076],[-102.48115,19.59968],[-102.48083,19.59833],[-102.48053,19.59727],[-102.48029,19.59623],[-102.48016,19.59561],[-102.47992,19.59455],[-102.47958,19.59331],[-102.47942,19.59261],[-102.47893,19.5915],[-102.47873,19.59062],[-102.47847,19.5895],[-102.47815,19.58838],[-102.47792,19.58726],[-102.4776,19.58602],[-102.47728,19.58474],[-102.47704,19.58364],[-102.47663,19.58255],[-102.4765,19.58199],[-102.47655,19.58171],[-102.47713,19.58072],[-102.47764,19.57977],[-102.47838,19.5784],[-102.47884,19.5773],[-102.47774,19.57704],[-102.47691,19.57668],[-102.47707,19.57567],[-102.47721,19.57472],[-102.47735,19.57371],[-102.47728,19.5729],[-102.47734,19.57243],[-102.47746,19.5716],[-102.47756,19.57072],[-102.47774,19.56958],[-102.47789,19.56865],[-102.47797,19.56765],[-102.47807,19.5667],[-102.47818,19.56571],[-102.47833,19.56479],[-102.47827,19.56374],[-102.47764,19.56293],[-102.47673,19.5618],[-102.476,19.56083],[-102.47527,19.55985],[-102.47482,19.55907],[-102.47438,19.55809],[-102.47395,19.55711],[-102.47344,19.55612],[-102.47297,19.55508],[-102.47259,19.55424],[-102.47177,19.55284],[-102.47119,19.55167],[-102.47048,19.55018],[-102.46956,19.54848],[-102.4691,19.54764],[-102.46861,19.5467],[-102.46771,19.54507],[-102.46587,19.54199],[-102.46516,19.54128],[-102.46446,19.54061],[-102.46363,19.54002],[-102.46284,19.53963],[-102.46203,19.53905],[-102.46102,19.53833],[-102.46008,19.53762],[-102.45917,19.53695],[-102.45825,19.53628],[-102.45733,19.53562],[-102.45641,19.53493],[-102.45577,19.53445],[-102.45457,19.53361],[-102.45366,19.53295],[-102.45272,19.53252],[-102.45186,19.53213],[-102.44987,19.53115],[-102.44804,19.53024],[-102.44706,19.52981],[-102.44508,19.52896],[-102.44408,19.52858],[-102.44285,19.52819],[-102.44215,19.52799],[-102.44143,19.52782],[-102.4405,19.52751],[-102.43965,19.52724],[-102.43874,19.52698],[-102.43879,19.52687]]}}
Línea 115.0 kV | LineString | 115.0 kV | 1 |  |  | CFE |  |  |  |  | OpenStreetMap | {"type":"Feature","properties":{},"geometry":{"type":"LineString","coordinates":[[-102.50987,19.78293],[-102.50978,19.78275],[-102.50955,19.78134],[-102.50926,19.7793],[-102.50892,19.77707],[-102.50867,19.7754],[-102.50841,19.77353],[-102.50818,19.77184],[-102.50792,19.76998],[-102.50767,19.76821],[-102.50741,19.76619],[-102.50719,19.76463],[-102.50697,19.76303],[-102.50674,19.7614],[-102.50654,19.75997],[-102.50633,19.75843],[-102.50613,19.75699],[-102.50581,19.75462],[-102.50563,19.75327],[-102.50548,19.75217],[-102.50534,19.75118],[-102.50503,19.74872],[-102.50362,19.74223],[-102.50202,19.73544],[-102.50157,19.73355],[-102.50134,19.73246],[-102.50107,19.7313],[-102.50069,19.72971],[-102.50026,19.72789],[-102.49999,19.72687],[-102.49945,19.72442],[-102.49915,19.72311],[-102.49875,19.72138],[-102.49844,19.72007],[-102.49801,19.71829],[-102.49761,19.71657],[-102.49721,19.71485],[-102.49674,19.71281],[-102.49686,19.71072],[-102.49698,19.70909],[-102.49739,19.70383],[-102.49748,19.70267],[-102.49759,19.70106],[-102.49775,19.69908],[-102.49793,19.69701],[-102.4982,19.69343],[-102.4985,19.68925],[-102.49762,19.6877],[-102.49666,19.68606],[-102.49521,19.68355],[-102.49331,19.68027],[-102.49245,19.67877],[-102.49089,19.676],[-102.48939,19.67325],[-102.48854,19.67176],[-102.48542,19.66612],[-102.48486,19.66507],[-102.48481,19.66366],[-102.48475,19.66188],[-102.48462,19.65903],[-102.48457,19.65764],[-102.48449,19.65547],[-102.48439,19.65308],[-102.48432,19.651],[-102.48425,19.64941],[-102.48418,19.64785],[-102.48416,19.64708],[-102.48413,19.64631],[-102.48394,19.64141],[-102.48392,19.64075],[-102.48381,19.63639],[-102.48377,19.6337],[-102.48371,19.63232],[-102.48363,19.6294],[-102.48359,19.62735],[-102.48356,19.6261],[-102.48352,19.62443],[-102.48345,19.62182],[-102.48339,19.61983],[-102.48291,19.61876],[-102.48209,19.61708],[-102.48098,19.61442],[-102.48007,19.61222],[-102.47934,19.61052],[-102.47868,19.60895],[-102.47804,19.60745],[-102.47736,19.60588],[-102.47687,19.60463],[-102.47722,19.60446]]}}
Línea 115.0 kV | LineString | 115.0 kV | 1 |  |  | CFE |  |  |  |  | OpenStreetMap | {"type":"Feature","properties":{},"geometry":{"type":"LineString","coordinates":[[-102.30939,19.29415],[-102.30947,19.29361],[-102.30969,19.29232],[-102.3101,19.28967],[-102.31041,19.2879],[-102.30996,19.28621],[-102.31006,19.28467],[-102.31025,19.28201],[-102.31032,19.28102],[-102.31043,19.27948],[-102.31054,19.27782],[-102.31054,19.27626],[-102.3105,19.27284],[-102.31051,19.27153],[-102.3105,19.27011],[-102.31064,19.25778],[-102.31075,19.25621],[-102.31095,19.25345],[-102.3112,19.2506],[-102.31127,19.2499],[-102.31132,19.24935],[-102.31149,19.24764],[-102.31826,19.23839],[-102.31921,19.23296],[-102.31947,19.23152],[-102.31978,19.22978],[-102.32014,19.22763],[-102.32043,19.22598],[-102.32079,19.22413],[-102.32107,19.22275],[-102.32121,19.22203],[-102.32172,19.21928],[-102.32201,19.21777],[-102.32237,19.21574],[-102.32267,19.21415],[-102.32298,19.21253],[-102.32326,19.21096],[-102.32354,19.20929],[-102.32397,19.20737],[-102.32435,19.20565],[-102.32477,19.20386],[-102.325,19.20284],[-102.32545,19.20074],[-102.3264,19.19661],[-102.32603,19.19419],[-102.32542,19.1902],[-102.32518,19.18864],[-102.32496,19.1872],[-102.32476,19.1859],[-102.32464,19.18506],[-102.32436,19.18326],[-102.32403,19.18103],[-102.32372,19.17868],[-102.32351,19.17725],[-102.3233,19.17575],[-102.32315,19.17461],[-102.32226,19.16861],[-102.32216,19.16698],[-102.32224,19.16474],[-102.32238,19.16052],[-102.32245,19.15829],[-102.32255,19.15546],[-102.32257,19.15454],[-102.32266,19.15165],[-102.32269,19.15086],[-102.32251,19.1498],[-102.3225,19.1494],[-102.32277,19.14915],[-102.32287,19.14571],[-102.32292,19.14439],[-102.32447,19.14317],[-102.32635,19.1417],[-102.32741,19.14088],[-102.32847,19.14003],[-102.33034,19.13853],[-102.33557,19.13498],[-102.33755,19.1331],[-102.33952,19.13123],[-102.34036,19.13044],[-102.34126,19.1296],[-102.34159,19.12927],[-102.3421,19.12876],[-102.34362,19.12786],[-102.34489,19.1271],[-102.34531,19.12673],[-102.34837,19.1242],[-102.35037,19.1225],[-102.35143,19.12165],[-102.35286,19.12046],[-102.35348,19.11995],[-102.35407,19.11948],[-102.35515,19.11857],[-102.35592,19.11793],[-102.35662,19.11734],[-102.35703,19.11679],[-102.35726,19.11547],[-102.35737,19.11453],[-102.35749,19.11385],[-102.35722,19.11376]]}}
Línea 115.0 kV | LineString | 115.0 kV | 1 |  |  | CFE |  |  |  |  | OpenStreetMap | {"type":"Feature","properties":{},"geometry":{"type":"LineString","coordinates":[[-102.21608,19.00267],[-102.21573,19.00251],[-102.2155,19.00286],[-102.21672,19.00332],[-102.21781,19.00376],[-102.21893,19.00424],[-102.21999,19.00464],[-102.221,19.00507],[-102.22211,19.00554],[-102.22321,19.006],[-102.2243,19.00646],[-102.22501,19.00676],[-102.2261,19.00722],[-102.2273,19.00769],[-102.22862,19.00823],[-102.22976,19.0087],[-102.23091,19.00918],[-102.23193,19.00961],[-102.23301,19.01007],[-102.23407,19.01053],[-102.23625,19.01143],[-102.23738,19.01186],[-102.23845,19.01232],[-102.23954,19.01277],[-102.24063,19.01322],[-102.24171,19.01367],[-102.24285,19.01416],[-102.24404,19.01461],[-102.24521,19.01508],[-102.24627,19.0149],[-102.24736,19.01472],[-102.24858,19.0145],[-102.24966,19.01431],[-102.25072,19.01412],[-102.2518,19.01401],[-102.25433,19.01351],[-102.25835,19.01274],[-102.25981,19.01279],[-102.26099,19.01283],[-102.26218,19.01287],[-102.26339,19.01293],[-102.26458,19.01297],[-102.26577,19.01302],[-102.26696,19.01306],[-102.26828,19.01313],[-102.26947,19.01317],[-102.27032,19.01319],[-102.27106,19.01321],[-102.27175,19.01362],[-102.27283,19.01426],[-102.27386,19.01488],[-102.27489,19.0155],[-102.27591,19.0161],[-102.27695,19.01672],[-102.27798,19.01734],[-102.27897,19.01795],[-102.28011,19.01862],[-102.28103,19.01916],[-102.28209,19.0198],[-102.28312,19.02042],[-102.28412,19.02101],[-102.28512,19.02162],[-102.2861,19.02219],[-102.28709,19.02278],[-102.28808,19.02338],[-102.28909,19.02399],[-102.29012,19.02461],[-102.29113,19.0252],[-102.29217,19.02582],[-102.2932,19.02644],[-102.29423,19.02706],[-102.29526,19.02768],[-102.29629,19.0283],[-102.2972,19.02884],[-102.29835,19.02953],[-102.29938,19.03015],[-102.30042,19.03076],[-102.30146,19.03133],[-102.30238,19.03187],[-102.30344,19.03251],[-102.30441,19.0331],[-102.30533,19.0337],[-102.30625,19.03424],[-102.30717,19.0348],[-102.30794,19.03579],[-102.30871,19.03679],[-102.30947,19.03777],[-102.31023,19.03876],[-102.31087,19.03959],[-102.31142,19.0403],[-102.3121,19.04117],[-102.31266,19.04194],[-102.31324,19.04266],[-102.31399,19.04362],[-102.31468,19.04452],[-102.31531,19.04533],[-102.31597,19.04617],[-102.31679,19.04725],[-102.31735,19.04793],[-102.31799,19.04879],[-102.31875,19.04975],[-102.31937,19.05054],[-102.32002,19.05138],[-102.32058,19.05212],[-102.32128,19.05303],[-102.3219,19.05384],[-102.3227,19.05487],[-102.32339,19.05575],[-102.32404,19.0566],[-102.32516,19.05802],[-102.32599,19.05909],[-102.32675,19.06008],[-102.32752,19.06108],[-102.3281,19.06185],[-102.32873,19.06268],[-102.32892,19.06282],[-102.32914,19.06188]]}}
Línea 115.0 kV | LineString | 115.0 kV | 1 |  |  | CFE |  |  |  |  | OpenStreetMap | {"type":"Feature","properties":{},"geometry":{"type":"LineString","coordinates":[[-102.42231,19.14179],[-102.42267,19.14016],[-102.42293,19.13884],[-102.42354,19.13595],[-102.42385,19.13447],[-102.42198,19.13452],[-102.42044,19.13454],[-102.41959,19.13404],[-102.41878,19.13355],[-102.41726,19.13268],[-102.41571,19.13176],[-102.41413,19.13083],[-102.41263,19.12996],[-102.41025,19.12859],[-102.40927,19.12955],[-102.40827,19.13054],[-102.4073,19.13148],[-102.40663,19.13216]]}}
Línea 115.0 kV | LineString | 115.0 kV | 1 |  |  | CFE |  |  |  |  | OpenStreetMap | {"type":"Feature","properties":{},"geometry":{"type":"LineString","coordinates":[[-102.35719,19.11381],[-102.35713,19.11399],[-102.35656,19.114],[-102.35651,19.11443],[-102.3564,19.11531],[-102.35629,19.11621],[-102.35609,19.11757],[-102.35476,19.11867],[-102.35322,19.11994],[-102.35054,19.12215],[-102.34821,19.12413],[-102.34488,19.12698],[-102.3418,19.12607],[-102.34036,19.12441],[-102.33946,19.12233],[-102.33749,19.11781],[-102.33541,19.11302],[-102.33437,19.11059],[-102.33327,19.10807],[-102.33224,19.10573],[-102.33123,19.1034],[-102.3306,19.10193],[-102.32931,19.10026],[-102.32939,19.09889],[-102.32944,19.09812],[-102.32949,19.09731],[-102.32953,19.09667],[-102.32955,19.09608],[-102.32718,19.09321],[-102.32641,19.09231],[-102.32457,19.08805],[-102.32065,19.08356],[-102.31983,19.08261],[-102.32012,19.0799],[-102.3204,19.07714],[-102.32181,19.07603],[-102.32297,19.07509],[-102.32448,19.07283],[-102.32632,19.07008],[-102.32859,19.06717],[-102.32994,19.06543],[-102.33,19.06263],[-102.32942,19.0623],[-102.32947,19.062]]}}
Línea 115.0 kV | LineString | 115.0 kV | 1 |  |  | CFE |  |  |  |  | OpenStreetMap | {"type":"Feature","properties":{},"geometry":{"type":"LineString","coordinates":[[-102.42231,19.14179],[-102.40407,19.13469],[-102.3999,19.13307],[-102.39519,19.13123],[-102.39218,19.13004],[-102.38881,19.12873],[-102.38511,19.12728],[-102.37984,19.12522],[-102.37775,19.1244],[-102.37536,19.12348],[-102.37135,19.12191],[-102.36795,19.12058],[-102.3646,19.11928],[-102.36091,19.11783],[-102.3581,19.11674],[-102.35721,19.11639],[-102.35733,19.11562],[-102.35763,19.11376],[-102.35723,19.11365]]}}
Línea 115.0 kV | LineString | 115.0 kV | 1 |  |  | CFE |  |  |  |  | OpenStreetMap | {"type":"Feature","properties":{},"geometry":{"type":"LineString","coordinates":[[-102.67452,19.218],[-102.67478,19.21739]]}}
Línea 115.0 kV | LineString | 115.0 kV | 2 |  |  | CFE |  |  |  |  | OpenStreetMap | {"type":"Feature","properties":{},"geometry":{"type":"LineString","coordinates":[[-102.60227,19.20598],[-102.60169,19.20861],[-102.601,19.21161],[-102.60035,19.21454],[-102.59965,19.21762],[-102.59885,19.22108],[-102.59815,19.22433],[-102.59747,19.22727],[-102.59513,19.22906],[-102.59254,19.23106],[-102.59,19.23302],[-102.5872,19.23226],[-102.58449,19.23154],[-102.5824,19.22881],[-102.58043,19.22624],[-102.57785,19.22288],[-102.57571,19.22012],[-102.57196,19.21522],[-102.56994,19.2126],[-102.56753,19.20955],[-102.56567,19.20706],[-102.56192,19.20217],[-102.55929,19.19874],[-102.55626,19.1948],[-102.55296,19.1905],[-102.551,19.18795],[-102.54882,19.1851],[-102.54619,19.18166],[-102.5451,19.18029],[-102.54284,19.17695],[-102.54172,19.17518],[-102.54052,19.17429],[-102.53912,19.17252],[-102.5371,19.17221],[-102.53299,19.17152],[-102.52829,19.1708],[-102.52531,19.1703],[-102.5222,19.16983],[-102.51884,19.16927],[-102.51443,19.16859],[-102.50908,19.16772],[-102.50627,19.16728],[-102.50205,19.1666],[-102.49915,19.16613],[-102.4954,19.16552],[-102.49126,19.16487],[-102.48696,19.1642],[-102.48226,19.16344],[-102.47759,19.16268],[-102.47472,19.16224],[-102.47124,19.16088],[-102.46783,19.15954],[-102.46457,19.15829],[-102.46141,19.15705],[-102.45851,19.15592],[-102.45516,19.15461],[-102.4506,19.15283],[-102.44637,19.15119],[-102.4418,19.1494],[-102.43973,19.14857],[-102.43758,19.14776],[-102.43283,19.1459],[-102.4287,19.14427],[-102.4257,19.14311],[-102.42231,19.14179]]}}
Línea 115.0 kV | LineString | 115.0 kV |  |  |  | CFE |  |  |  |  | OpenStreetMap | {"type":"Feature","properties":{},"geometry":{"type":"LineString","coordinates":[[-102.77626,19.27068],[-102.77386,19.26959],[-102.77266,19.26905],[-102.76876,19.26729],[-102.76529,19.26573],[-102.76177,19.26414],[-102.75929,19.26302],[-102.75638,19.2617],[-102.75368,19.26048],[-102.74933,19.25854],[-102.74605,19.25706],[-102.74135,19.25494],[-102.73918,19.25394],[-102.73382,19.25154],[-102.73093,19.25024],[-102.72686,19.24841],[-102.72188,19.24616],[-102.71893,19.24482],[-102.71618,19.24359],[-102.71342,19.24234],[-102.71022,19.2409],[-102.70526,19.23865],[-102.70224,19.2373],[-102.69997,19.23627],[-102.69445,19.23377],[-102.69024,19.23187],[-102.68626,19.23008],[-102.68444,19.22926],[-102.68245,19.22894],[-102.68037,19.2286],[-102.67738,19.22811],[-102.67514,19.22776],[-102.67234,19.22731],[-102.67253,19.22549],[-102.67265,19.22393],[-102.67331,19.22189],[-102.67389,19.21998],[-102.67452,19.218]]}}
Línea 115.0 kV | LineString | 115.0 kV | 2 |  |  | CFE |  |  |  |  | OpenStreetMap | {"type":"Feature","properties":{},"geometry":{"type":"LineString","coordinates":[[-102.77702,19.28699],[-102.77703,19.28688],[-102.77754,19.28426],[-102.77864,19.27996],[-102.77751,19.27557],[-102.77688,19.27317],[-102.77626,19.27068]]}}
Línea 115.0 kV | LineString | 115.0 kV | 1 |  |  | CFE |  |  |  |  | OpenStreetMap | {"type":"Feature","properties":{},"geometry":{"type":"LineString","coordinates":[[-102.77626,19.27068],[-102.77918,19.26915],[-102.78155,19.26791],[-102.78366,19.26684],[-102.7878,19.26474],[-102.79047,19.26337],[-102.79307,19.2604],[-102.79635,19.25661],[-102.79783,19.25493],[-102.8025,19.24958],[-102.80554,19.24609],[-102.8071,19.24432],[-102.80969,19.24133],[-102.81186,19.23879],[-102.8164,19.2336],[-102.81871,19.2309],[-102.82153,19.2277],[-102.82383,19.22504],[-102.8265,19.22207],[-102.82912,19.21897],[-102.82803,19.2162],[-102.82508,19.21419],[-102.82229,19.2123],[-102.82053,19.21108],[-102.81872,19.20983],[-102.81837,19.20935]]}}
Línea 115.0 kV | LineString | 115.0 kV | 2 |  |  | CFE |  |  |  |  | OpenStreetMap | {"type":"Feature","properties":{},"geometry":{"type":"LineString","coordinates":[[-102.67465,19.21735],[-102.67445,19.21784],[-102.6725,19.21847],[-102.67086,19.21743],[-102.67016,19.2149],[-102.6694,19.21225],[-102.66644,19.2115],[-102.6636,19.21077],[-102.6605,19.20998],[-102.65718,19.20913],[-102.65437,19.20844],[-102.65156,19.2083],[-102.64833,19.20815],[-102.64502,19.20799],[-102.64123,19.2078],[-102.6377,19.20765],[-102.63382,19.20747],[-102.63051,19.20731],[-102.62688,19.20714],[-102.62337,19.20698],[-102.61986,19.20681],[-102.61643,19.20666],[-102.61293,19.20648],[-102.60948,19.20632],[-102.60579,19.20614],[-102.60227,19.20598]]}}
Línea 115.0 kV | LineString | 115.0 kV | 2 |  |  | CFE |  |  |  |  | OpenStreetMap | {"type":"Feature","properties":{},"geometry":{"type":"LineString","coordinates":[[-102.549,19.1763],[-102.55009,19.175],[-102.55128,19.17358],[-102.55226,19.17244],[-102.55382,19.17061],[-102.55577,19.16832],[-102.5579,19.16583],[-102.55953,19.16391],[-102.56227,19.16069],[-102.56442,19.15818],[-102.56562,19.15676],[-102.56477,19.15457],[-102.56383,19.1523],[-102.56275,19.14958],[-102.5616,19.1467],[-102.56045,19.14385],[-102.55929,19.14098],[-102.55805,19.13785],[-102.55694,19.13506],[-102.55575,19.1321],[-102.55453,19.12905],[-102.55338,19.12619],[-102.5522,19.12324],[-102.55103,19.12036],[-102.54992,19.11758],[-102.54877,19.1147],[-102.54763,19.11186],[-102.54837,19.11006],[-102.54909,19.10831],[-102.54838,19.10623],[-102.5487,19.10613]]}}
Línea 115.0 kV | LineString | 115.0 kV | 1 |  |  | CFE |  |  |  |  | OpenStreetMap | {"type":"Feature","properties":{},"geometry":{"type":"LineString","coordinates":[[-102.60227,19.20598],[-102.60048,19.20592],[-102.59909,19.20588],[-102.59771,19.20635],[-102.59689,19.20748],[-102.59602,19.20864],[-102.5952,19.20978],[-102.59373,19.21176],[-102.59259,19.21328],[-102.59121,19.21513],[-102.59027,19.21638],[-102.58952,19.21663],[-102.58864,19.2169],[-102.58681,19.21747],[-102.58528,19.21795],[-102.58395,19.21739],[-102.58335,19.21712],[-102.58278,19.21583],[-102.58219,19.21451],[-102.58171,19.21346],[-102.5813,19.21254],[-102.58087,19.21158],[-102.58041,19.21062],[-102.5794,19.20833],[-102.57894,19.20737],[-102.57794,19.20631],[-102.57671,19.20505],[-102.57536,19.20364],[-102.57398,19.2022],[-102.57262,19.20079],[-102.57139,19.1995],[-102.57024,19.19831],[-102.56935,19.19738],[-102.56844,19.19644],[-102.56756,19.19551],[-102.56662,19.19452],[-102.56572,19.19357],[-102.56481,19.19263],[-102.56363,19.19141],[-102.56267,19.19043],[-102.56134,19.18902],[-102.5603,19.18796],[-102.5592,19.18681],[-102.55762,19.18516],[-102.55671,19.18419],[-102.55576,19.18322],[-102.55491,19.18232],[-102.55384,19.18122],[-102.55262,19.17995],[-102.55146,19.17874],[-102.55018,19.1774],[-102.54936,19.17653],[-102.549,19.1763]]}}
Línea 115.0 kV | LineString | 115.0 kV | 1 |  |  | CFE |  |  |  |  | OpenStreetMap | {"type":"Feature","properties":{},"geometry":{"type":"LineString","coordinates":[[-102.549,19.1763],[-102.54893,19.17609],[-102.54642,19.17349],[-102.54576,19.17279],[-102.53742,19.1695],[-102.53562,19.1688],[-102.53413,19.16823],[-102.53284,19.16772],[-102.53204,19.1674],[-102.52985,19.16654],[-102.52844,19.16598],[-102.52703,19.1659],[-102.52568,19.16581],[-102.52389,19.1657],[-102.52189,19.1656],[-102.52035,19.1655],[-102.51872,19.1654],[-102.51511,19.16519],[-102.51264,19.16502],[-102.51067,19.16488],[-102.50925,19.16479],[-102.50781,19.1647],[-102.50639,19.16459],[-102.50484,19.16451],[-102.50333,19.16441],[-102.50184,19.16431],[-102.5004,19.16422],[-102.49908,19.16414],[-102.49765,19.16405],[-102.49579,19.16393],[-102.49464,19.16273],[-102.49346,19.16154],[-102.49241,19.16047],[-102.49139,19.15945],[-102.49041,19.15845],[-102.48961,19.15763],[-102.48884,19.15685],[-102.48802,19.15602],[-102.48684,19.15481],[-102.48571,19.15368],[-102.4846,19.15253],[-102.48354,19.15147],[-102.48296,19.15088],[-102.48214,19.15005],[-102.48125,19.14914],[-102.4803,19.14821],[-102.47966,19.14754],[-102.47897,19.14685],[-102.47826,19.14609],[-102.47758,19.14542],[-102.47665,19.14447],[-102.47571,19.1435],[-102.47472,19.14251],[-102.47379,19.14156],[-102.47287,19.14063],[-102.47174,19.1395],[-102.47073,19.13849],[-102.47019,19.13794],[-102.46872,19.13644],[-102.46815,19.13586],[-102.46751,19.13522],[-102.46665,19.13496],[-102.46582,19.1347],[-102.46475,19.1344],[-102.46367,19.1341],[-102.46256,19.13374],[-102.46119,19.13335],[-102.45989,19.13298],[-102.45879,19.13264],[-102.45767,19.13231],[-102.45656,19.132],[-102.45549,19.13167],[-102.45413,19.13126],[-102.45277,19.13086],[-102.45137,19.13046],[-102.4503,19.13011],[-102.44887,19.12969],[-102.44748,19.12929],[-102.44456,19.12843],[-102.44294,19.12793],[-102.44114,19.12739],[-102.43993,19.12703],[-102.43875,19.1267],[-102.43766,19.12637],[-102.4364,19.126],[-102.43517,19.12563],[-102.43386,19.12523],[-102.4326,19.12488],[-102.43132,19.12451],[-102.43006,19.12413],[-102.42844,19.12363],[-102.4267,19.12311],[-102.42517,19.12265],[-102.42339,19.12214],[-102.42169,19.12163],[-102.42059,19.12131],[-102.41949,19.12099],[-102.41837,19.12064],[-102.4172,19.12029],[-102.4159,19.11989],[-102.41445,19.11948],[-102.41313,19.11909],[-102.41209,19.11878],[-102.41112,19.1185],[-102.41017,19.11822],[-102.40919,19.11793],[-102.40823,19.11765],[-102.40724,19.11736],[-102.40629,19.11707],[-102.40535,19.1168],[-102.4044,19.11652],[-102.40345,19.11622],[-102.40236,19.1159],[-102.40131,19.1156],[-102.40037,19.11531],[-102.39942,19.11503],[-102.3982,19.11466],[-102.39693,19.11428],[-102.39578,19.11395],[-102.39452,19.11357],[-102.39325,19.1132],[-102.39205,19.11284],[-102.39019,19.11229],[-102.38927,19.11202],[-102.38833,19.11174],[-102.38667,19.11126],[-102.38488,19.11072],[-102.38319,19.11022],[-102.38161,19.10975],[-102.3799,19.10925],[-102.37825,19.10876],[-102.37641,19.1082],[-102.37524,19.1068],[-102.37535,19.10573],[-102.37546,19.10477],[-102.37558,19.10353],[-102.37572,19.1023],[-102.37585,19.10107],[-102.37605,19.09937],[-102.37617,19.09815],[-102.3763,19.09694],[-102.37644,19.09571],[-102.37657,19.0944],[-102.37671,19.09316],[-102.37684,19.09195],[-102.37704,19.09008],[-102.37715,19.0891],[-102.37607,19.08815],[-102.37495,19.08715],[-102.37383,19.08614],[-102.37306,19.08546],[-102.37221,19.08471],[-102.37133,19.0839],[-102.3703,19.08299],[-102.36994,19.08266],[-102.36943,19.08313],[-102.36875,19.08372],[-102.36812,19.08426],[-102.36741,19.08488],[-102.36608,19.08604],[-102.36529,19.0867],[-102.36504,19.08643]]}}
Línea 115.0 kV | LineString | 115.0 kV | 1 |  |  | CFE |  |  |  |  | OpenStreetMap | {"type":"Feature","properties":{},"geometry":{"type":"LineString","coordinates":[[-102.36512,19.08637],[-102.36528,19.08653],[-102.36593,19.08596],[-102.36656,19.08541],[-102.36725,19.0848],[-102.36795,19.08419],[-102.36857,19.08364],[-102.36929,19.08306],[-102.36983,19.08256],[-102.36951,19.08227],[-102.36858,19.08145],[-102.36713,19.08015],[-102.3658,19.07897],[-102.36487,19.07814],[-102.36397,19.07733],[-102.36297,19.07644],[-102.36177,19.07537],[-102.36062,19.07434],[-102.35958,19.07342],[-102.35831,19.07227],[-102.35691,19.07102],[-102.35553,19.06978],[-102.35404,19.06845],[-102.3533,19.06779],[-102.35133,19.06602],[-102.35012,19.06496],[-102.34793,19.063],[-102.34696,19.06214],[-102.346,19.06135],[-102.34434,19.06],[-102.3431,19.059],[-102.34157,19.05883],[-102.33964,19.05861],[-102.33804,19.05843],[-102.33645,19.05825],[-102.33538,19.05815],[-102.3343,19.05803],[-102.33303,19.05924],[-102.33179,19.06048],[-102.331,19.06122],[-102.32985,19.06234],[-102.32954,19.06225],[-102.32965,19.06207]]}}
Línea 115.0 kV | LineString | 115.0 kV | 1 |  |  | CFE |  |  |  |  | OpenStreetMap | {"type":"Feature","properties":{},"geometry":{"type":"LineString","coordinates":[[-102.00576,19.84901],[-102.00406,19.84683],[-102.00401,19.84676],[-102.00192,19.84426],[-101.99993,19.84188],[-101.99797,19.83952],[-101.99287,19.83617],[-101.98827,19.83316],[-101.98565,19.83144],[-101.98216,19.82916],[-101.97877,19.82695],[-101.97652,19.82548],[-101.97355,19.82353],[-101.97091,19.82181],[-101.96682,19.81914],[-101.96371,19.81711],[-101.96068,19.81696],[-101.95722,19.81678],[-101.95233,19.81652],[-101.94954,19.81638],[-101.94549,19.81617],[-101.94136,19.81595],[-101.93698,19.81573],[-101.93306,19.81551],[-101.92753,19.81522],[-101.92382,19.81503],[-101.92021,19.81482],[-101.91636,19.81462],[-101.91353,19.81447],[-101.90956,19.8143],[-101.90666,19.81419],[-101.9034,19.81405],[-101.89966,19.81386],[-101.89506,19.81367],[-101.89104,19.81346],[-101.88686,19.81328],[-101.8839,19.81317],[-101.8783,19.81281],[-101.87518,19.81265],[-101.87261,19.8125],[-101.86816,19.81225],[-101.86152,19.81189],[-101.85799,19.81165],[-101.85414,19.81142],[-101.85011,19.81123],[-101.84629,19.81024],[-101.84489,19.8097],[-101.8395,19.8076],[-101.835,19.80592],[-101.83106,19.80453],[-101.82776,19.80334],[-101.82358,19.80194],[-101.81867,19.80019],[-101.81604,19.79928],[-101.81216,19.79797],[-101.80878,19.79683],[-101.80431,19.79518],[-101.79935,19.7935],[-101.79598,19.79233],[-101.79163,19.79067],[-101.78976,19.79144],[-101.78554,19.79318],[-101.78223,19.79451],[-101.77959,19.79556],[-101.77685,19.79668],[-101.77654,19.79677]]}}
Línea 115.0 kV | LineString | 115.0 kV | 1 |  |  | CFE |  |  |  |  | OpenStreetMap | {"type":"Feature","properties":{},"geometry":{"type":"LineString","coordinates":[[-102.00787,19.8489],[-102.00794,19.84841],[-102.00808,19.84739],[-102.00768,19.84732],[-102.00714,19.84723],[-102.0067,19.84717],[-102.00625,19.84711],[-102.00473,19.84693],[-102.00406,19.84683],[-102.00381,19.84679]]}}
Línea 115.0 kV | LineString | 115.0 kV | 1 |  |  | CFE |  |  |  |  | OpenStreetMap | {"type":"Feature","properties":{},"geometry":{"type":"LineString","coordinates":[[-101.97692,20.20567],[-101.97718,20.20586],[-101.97802,20.20653]]}}
Línea 115.0 kV | LineString | 115.0 kV | 1 |  |  | CFE |  |  |  |  | OpenStreetMap | {"type":"Feature","properties":{},"geometry":{"type":"LineString","coordinates":[[-101.97684,20.20574],[-101.97709,20.20591],[-101.97802,20.20653]]}}
Línea 115.0 kV | LineString | 115.0 kV | 1 |  |  | CFE |  |  |  |  | OpenStreetMap | {"type":"Feature","properties":{},"geometry":{"type":"LineString","coordinates":[[-102.06058,20.12447],[-102.06051,20.12449]]}}
Línea 115.0 kV | LineString | 115.0 kV | 1 |  |  | CFE |  |  |  |  | OpenStreetMap | {"type":"Feature","properties":{},"geometry":{"type":"LineString","coordinates":[[-102.06062,20.12281],[-102.06058,20.12447],[-102.06063,20.12558]]}}
Línea 115.0 kV | LineString | 115.0 kV | 1 |  |  | CFE |  |  |  |  | OpenStreetMap | {"type":"Feature","properties":{},"geometry":{"type":"LineString","coordinates":[[-102.06062,20.12281],[-102.06063,20.12558]]}}
Línea 115.0 kV | LineString | 115.0 kV | 2 |  |  | CFE |  |  |  |  | OpenStreetMap | {"type":"Feature","properties":{},"geometry":{"type":"LineString","coordinates":[[-102.03202,19.92044],[-102.0318,19.92094]]}}
Línea 115.0 kV | LineString | 115.0 kV | 2 |  |  | CFE |  |  |  |  | OpenStreetMap | {"type":"Feature","properties":{},"geometry":{"type":"LineString","coordinates":[[-102.02715,19.86081],[-102.02637,19.86478],[-102.02575,19.86818],[-102.02502,19.87222],[-102.0244,19.87548],[-102.02314,19.88233],[-102.02234,19.88661],[-102.02184,19.88932],[-102.02132,19.89214],[-102.02221,19.89442],[-102.02386,19.8986],[-102.0254,19.90255],[-102.02658,19.90552],[-102.02791,19.90888],[-102.02874,19.91103],[-102.02999,19.91416],[-102.03109,19.91695],[-102.03236,19.92014],[-102.03353,19.92311],[-102.03501,19.92688],[-102.03617,19.92972],[-102.03796,19.93405],[-102.03937,19.93759],[-102.04062,19.94069],[-102.04197,19.94399],[-102.04312,19.94682],[-102.04442,19.94999],[-102.04556,19.9528],[-102.04665,19.95546],[-102.04801,19.9588],[-102.04928,19.96192],[-102.05027,19.96438],[-102.05159,19.96761],[-102.05241,19.96962],[-102.05422,19.97403],[-102.05538,19.97695],[-102.05661,19.97998],[-102.05777,19.98283],[-102.05905,19.986],[-102.06017,19.98878],[-102.06027,19.99124],[-102.06028,19.99468],[-102.0603,19.99767],[-102.06027,20.00162],[-102.0603,20.00485],[-102.06033,20.0086],[-102.06034,20.01295],[-102.06032,20.01673],[-102.06032,20.02054],[-102.06034,20.02466],[-102.06036,20.0279],[-102.06035,20.03289],[-102.06036,20.0361],[-102.06038,20.03961],[-102.06039,20.04288],[-102.06039,20.04601],[-102.06041,20.04946],[-102.06044,20.05254],[-102.06042,20.05558],[-102.06044,20.05901],[-102.06044,20.06234],[-102.06046,20.06545],[-102.06046,20.06879],[-102.06047,20.07243],[-102.06049,20.07605],[-102.0605,20.07915],[-102.06052,20.08316],[-102.06052,20.08619],[-102.06054,20.08988],[-102.06055,20.09364],[-102.06056,20.09797],[-102.06056,20.10047],[-102.06056,20.10423],[-102.06056,20.10746],[-102.0606,20.11303],[-102.06059,20.11624],[-102.06061,20.11961],[-102.06062,20.12281]]}}
Línea 115.0 kV | LineString | 115.0 kV | 1 |  |  | CFE |  |  |  |  | OpenStreetMap | {"type":"Feature","properties":{},"geometry":{"type":"LineString","coordinates":[[-102.02492,19.85702],[-102.02759,19.85818],[-102.02715,19.86081]]}}
Línea 115.0 kV | LineString | 115.0 kV | 1 |  |  | CFE |  |  |  |  | OpenStreetMap | {"type":"Feature","properties":{},"geometry":{"type":"LineString","coordinates":[[-102.02851,19.85061],[-102.02864,19.85121],[-102.02854,19.85235],[-102.02817,19.85537],[-102.02769,19.85818],[-102.02715,19.86081]]}}
Línea 115.0 kV | LineString | 115.0 kV | 2 |  |  | CFE |  |  |  |  | OpenStreetMap | {"type":"Feature","properties":{},"geometry":{"type":"LineString","coordinates":[[-102.01065,19.85107],[-102.01283,19.85198],[-102.01498,19.85286],[-102.01909,19.85458],[-102.02198,19.85579],[-102.02492,19.85702]]}}
Línea 115.0 kV | LineString | 115.0 kV | 1 |  |  | CFE |  |  |  |  | OpenStreetMap | {"type":"Feature","properties":{},"geometry":{"type":"LineString","coordinates":[[-102.00856,19.84964],[-102.00841,19.8501],[-102.01065,19.85107]]}}
Línea 115.0 kV | LineString | 115.0 kV | 1 |  |  | CFE |  |  |  |  | OpenStreetMap | {"type":"Feature","properties":{},"geometry":{"type":"LineString","coordinates":[[-102.00847,19.84963],[-102.00829,19.85013],[-102.01065,19.85107]]}}
Línea 115.0 kV | LineString | 115.0 kV | 1 |  |  | CFE |  |  |  |  | OpenStreetMap | {"type":"Feature","properties":{},"geometry":{"type":"LineString","coordinates":[[-102.00838,19.84962],[-102.00819,19.85018],[-102.00856,19.85087],[-102.00728,19.85202],[-102.0053,19.85179],[-102.003,19.85366],[-102.0014,19.85489],[-102.00036,19.85576],[-101.99864,19.85719],[-101.99703,19.85842],[-101.99578,19.85942],[-101.99456,19.86038],[-101.99337,19.86137],[-101.99221,19.86228],[-101.99091,19.86335],[-101.98979,19.86419],[-101.98873,19.86508],[-101.98758,19.86599],[-101.98644,19.8669],[-101.98527,19.86787],[-101.9842,19.86876],[-101.98207,19.87045],[-101.98076,19.8715],[-101.97946,19.87253],[-101.97835,19.87341],[-101.97663,19.87482],[-101.97377,19.87714],[-101.97212,19.87847],[-101.97103,19.87934],[-101.96998,19.88017],[-101.96788,19.88154],[-101.96516,19.88331],[-101.96382,19.88395],[-101.96246,19.88465],[-101.95975,19.88596],[-101.95632,19.88763],[-101.95308,19.88922],[-101.95198,19.88975],[-101.95079,19.89037],[-101.94843,19.89148],[-101.94699,19.89224],[-101.94302,19.89419],[-101.94122,19.89507],[-101.93768,19.89681],[-101.9351,19.89807],[-101.93436,19.89825],[-101.93092,19.89904],[-101.92853,19.89961],[-101.92488,19.90035],[-101.92378,19.9006],[-101.92121,19.90119],[-101.9195,19.90159],[-101.91732,19.90212],[-101.91528,19.90257],[-101.91155,19.90342],[-101.91018,19.90374],[-101.9089,19.90403],[-101.90744,19.90437],[-101.90598,19.90471],[-101.90362,19.90525],[-101.90155,19.90572],[-101.90006,19.90607],[-101.89838,19.90646],[-101.89709,19.90676],[-101.89381,19.90753],[-101.89266,19.90781],[-101.89132,19.90812],[-101.88979,19.90847],[-101.88838,19.9088],[-101.88718,19.90906],[-101.88418,19.90978],[-101.88137,19.91004],[-101.87988,19.91023],[-101.87871,19.91035],[-101.87683,19.91053],[-101.87502,19.91074],[-101.87214,19.91105],[-101.87052,19.91122],[-101.86803,19.91148],[-101.86457,19.91186],[-101.8609,19.91225],[-101.8587,19.91251],[-101.85727,19.91266],[-101.85596,19.91279],[-101.85394,19.91299],[-101.8507,19.91335],[-101.84919,19.91352],[-101.84784,19.91364],[-101.84646,19.91378],[-101.84376,19.91411],[-101.84039,19.91445],[-101.83628,19.91491],[-101.83541,19.91499],[-101.83215,19.91534],[-101.82977,19.9156],[-101.82657,19.91593],[-101.82538,19.91607],[-101.82381,19.91624],[-101.82238,19.91639],[-101.82121,19.91652],[-101.81991,19.91668],[-101.81748,19.91668],[-101.81589,19.91667],[-101.81415,19.9167],[-101.81275,19.91668],[-101.81086,19.91671],[-101.80952,19.91673],[-101.80849,19.91669],[-101.807,19.91671],[-101.8065,19.91673],[-101.80425,19.91673],[-101.80311,19.91676],[-101.80184,19.91677],[-101.79999,19.91675],[-101.79589,19.9168],[-101.79426,19.91681],[-101.79036,19.91683],[-101.78803,19.91683],[-101.78701,19.91686],[-101.78538,19.91686],[-101.7839,19.91689],[-101.78171,19.91687],[-101.7798,19.9169],[-101.77811,19.91688],[-101.77667,19.9169],[-101.77535,19.91692],[-101.77401,19.917],[-101.77207,19.91709],[-101.77082,19.91713],[-101.76911,19.91724],[-101.7675,19.91732],[-101.76512,19.91744],[-101.7643,19.91748],[-101.76156,19.91761],[-101.76109,19.91729]]}}
Línea 115.0 kV | LineString | 115.0 kV | 1 |  |  | CFE |  |  |  |  | OpenStreetMap | {"type":"Feature","properties":{},"geometry":{"type":"LineString","coordinates":[[-102.06829,19.361],[-102.06776,19.3608],[-102.06735,19.36051]]}}
Línea 115.0 kV | LineString | 115.0 kV | 1 |  |  | CFE |  |  |  |  | OpenStreetMap | {"type":"Feature","properties":{},"geometry":{"type":"LineString","coordinates":[[-102.06829,19.361],[-102.0678,19.36072],[-102.06746,19.36033]]}}
Línea 115.0 kV | LineString | 115.0 kV | 2 |  |  | CFE |  |  |  |  | OpenStreetMap | {"type":"Feature","properties":{},"geometry":{"type":"LineString","coordinates":[[-102.07144,19.38437],[-102.07087,19.38078],[-102.0723,19.37736],[-102.07379,19.37379],[-102.07527,19.37022],[-102.07631,19.36771],[-102.07884,19.36166],[-102.0772,19.36188],[-102.07342,19.3617],[-102.07097,19.3615],[-102.06969,19.36187],[-102.06829,19.361]]}}
Línea 115.0 kV | LineString | 115.0 kV | 1 |  |  | CFE |  |  |  |  | OpenStreetMap | {"type":"Feature","properties":{},"geometry":{"type":"LineString","coordinates":[[-102.08654,19.33195],[-102.08724,19.33204]]}}
Línea 115.0 kV | LineString | 115.0 kV | 1 |  |  | CFE |  |  |  |  | OpenStreetMap | {"type":"Feature","properties":{},"geometry":{"type":"LineString","coordinates":[[-102.0721,19.38844],[-102.07183,19.38651],[-102.07144,19.38437]]}}
Línea 115.0 kV | LineString | 115.0 kV | 1 |  |  | CFE |  |  |  |  | OpenStreetMap | {"type":"Feature","properties":{},"geometry":{"type":"LineString","coordinates":[[-102.0721,19.38844],[-102.07174,19.38654],[-102.07144,19.38437]]}}
Línea 115.0 kV | LineString | 115.0 kV | 2 |  |  | CFE |  |  |  |  | OpenStreetMap | {"type":"Feature","properties":{},"geometry":{"type":"LineString","coordinates":[[-102.07703,19.44599],[-102.07714,19.4424],[-102.07723,19.43883],[-102.07727,19.43614],[-102.07739,19.43334],[-102.07747,19.43044],[-102.0775,19.4277],[-102.07758,19.4254],[-102.07762,19.42346],[-102.07693,19.41906],[-102.07654,19.41666],[-102.07602,19.41342],[-102.07567,19.41123],[-102.07533,19.40913],[-102.07493,19.40649],[-102.07466,19.40486],[-102.07399,19.40053],[-102.07342,19.39699],[-102.07302,19.39449],[-102.07253,19.3914],[-102.0721,19.38844]]}}
Línea 115.0 kV | LineString | 115.0 kV | 1 |  |  | CFE |  |  |  |  | OpenStreetMap | {"type":"Feature","properties":{},"geometry":{"type":"LineString","coordinates":[[-102.07694,19.44937],[-102.07704,19.44756],[-102.07703,19.44599]]}}
Línea 115.0 kV | LineString | 115.0 kV | 1 |  |  | CFE |  |  |  |  | OpenStreetMap | {"type":"Feature","properties":{},"geometry":{"type":"LineString","coordinates":[[-102.07694,19.44937],[-102.07694,19.44755],[-102.07703,19.44599]]}}
Línea 115.0 kV | LineString | 115.0 kV | 2 |  |  | CFE |  |  |  |  | OpenStreetMap | {"type":"Feature","properties":{},"geometry":{"type":"LineString","coordinates":[[-102.05891,19.63712],[-102.06044,19.63375],[-102.06176,19.63083],[-102.06293,19.62826],[-102.06645,19.6206],[-102.06746,19.61837],[-102.0685,19.61611],[-102.06953,19.61385],[-102.0714,19.60973],[-102.07329,19.60561],[-102.07457,19.60282],[-102.07577,19.60022],[-102.07745,19.59654],[-102.07928,19.59259],[-102.07837,19.58707],[-102.07769,19.58299],[-102.07745,19.58152],[-102.07707,19.57903],[-102.07635,19.5748],[-102.07545,19.56951],[-102.07412,19.56175],[-102.07426,19.55359],[-102.07434,19.54843],[-102.07444,19.54271],[-102.07459,19.53725],[-102.07472,19.53206],[-102.07487,19.52605],[-102.07493,19.52343],[-102.07504,19.51879],[-102.07514,19.51484],[-102.07523,19.5112],[-102.07535,19.50747],[-102.07545,19.50352],[-102.07553,19.50052],[-102.07562,19.49719],[-102.07573,19.49328],[-102.07581,19.49025],[-102.0759,19.48689],[-102.07597,19.48447],[-102.07606,19.48131],[-102.07618,19.47683],[-102.07629,19.47325],[-102.0764,19.46957],[-102.07646,19.46661],[-102.07658,19.46226],[-102.07666,19.45907],[-102.07677,19.45595],[-102.07685,19.45272],[-102.07694,19.44937]]}}
Línea 115.0 kV | LineString | 115.0 kV | 2 |  |  | CFE |  |  |  |  | OpenStreetMap | {"type":"Feature","properties":{},"geometry":{"type":"LineString","coordinates":[[-102.05891,19.63712],[-102.05863,19.63704],[-102.05779,19.63716],[-102.05697,19.63721],[-102.05673,19.63683]]}}
Línea 115.0 kV | LineString | 115.0 kV | 1 |  |  | CFE |  |  |  |  | OpenStreetMap | {"type":"Feature","properties":{},"geometry":{"type":"LineString","coordinates":[[-102.02835,19.85035],[-102.02894,19.85007]]}}
Línea 115.0 kV | LineString | 115.0 kV | 2 |  |  | CFE |  |  |  |  | OpenStreetMap | {"type":"Feature","properties":{},"geometry":{"type":"LineString","coordinates":[[-102.02894,19.85007],[-102.02908,19.84705],[-102.029,19.84289],[-102.02897,19.83952],[-102.02895,19.83616],[-102.02894,19.83285],[-102.02887,19.8296],[-102.02883,19.82613],[-102.02878,19.8227],[-102.02874,19.81931],[-102.02873,19.81565],[-102.02866,19.81186],[-102.02864,19.80848],[-102.02858,19.8051],[-102.02855,19.80224],[-102.02851,19.79899],[-102.02844,19.79398],[-102.0284,19.7905],[-102.02836,19.78644],[-102.02831,19.78322],[-102.02827,19.77987],[-102.02824,19.77663],[-102.02819,19.77335],[-102.02817,19.76997],[-102.02809,19.76578],[-102.028,19.76015],[-102.02793,19.75393],[-102.02788,19.75028],[-102.02783,19.74688],[-102.02776,19.74231],[-102.0277,19.73812],[-102.02765,19.73372],[-102.02758,19.73018],[-102.02753,19.72443],[-102.02749,19.72239],[-102.02742,19.71653],[-102.02746,19.71465],[-102.02753,19.7106],[-102.02761,19.70712],[-102.02764,19.70477],[-102.02769,19.70234],[-102.02774,19.70032],[-102.02779,19.69777],[-102.02785,19.69416],[-102.02793,19.68951],[-102.028,19.686],[-102.02806,19.6828],[-102.0291,19.68125],[-102.03053,19.6789],[-102.032,19.67659],[-102.03358,19.67416],[-102.0351,19.67167],[-102.03732,19.66927],[-102.03965,19.6668],[-102.04175,19.66448],[-102.04382,19.66227],[-102.04612,19.65979],[-102.04854,19.65713],[-102.05091,19.65453],[-102.05255,19.65096],[-102.05404,19.64773],[-102.05533,19.64485],[-102.05675,19.6418],[-102.0576,19.63992],[-102.05891,19.63712]]}}
Línea 115.0 kV | LineString | 115.0 kV | 1 |  |  | CFE |  |  |  |  | OpenStreetMap | {"type":"Feature","properties":{},"geometry":{"type":"LineString","coordinates":[[-102.02835,19.85035],[-102.02866,19.85039]]}}
Línea 115.0 kV | LineString | 115.0 kV | 1 |  |  | CFE |  |  |  |  | OpenStreetMap | {"type":"Feature","properties":{},"geometry":{"type":"LineString","coordinates":[[-102.0084,19.84896],[-102.00849,19.84847],[-102.00955,19.84714],[-102.01059,19.84584],[-102.01205,19.84595],[-102.01581,19.84636],[-102.021,19.84688],[-102.0235,19.84714],[-102.02607,19.84895],[-102.02834,19.85056],[-102.02851,19.85061]]}}
Línea 115.0 kV | LineString | 115.0 kV | 2 |  |  | CFE |  |  |  |  | OpenStreetMap | {"type":"Feature","properties":{},"geometry":{"type":"LineString","coordinates":[[-102.00827,19.84816],[-102.00839,19.84727],[-102.01054,19.84556],[-102.01497,19.84602],[-102.02091,19.84666],[-102.02368,19.84697],[-102.02611,19.84875],[-102.02835,19.85035]]}}
Línea 115.0 kV | LineString | 115.0 kV | 1 |  |  | CFE |  |  |  |  | OpenStreetMap | {"type":"Feature","properties":{},"geometry":{"type":"LineString","coordinates":[[-101.75709,19.92719],[-101.75718,19.92817],[-101.75703,19.9292],[-101.75681,19.93019],[-101.75669,19.93116],[-101.75666,19.93202],[-101.75676,19.93285],[-101.75688,19.93366],[-101.75689,19.93463],[-101.75682,19.9356],[-101.75659,19.93659],[-101.75632,19.93762],[-101.75601,19.93955],[-101.75617,19.94084],[-101.75638,19.94137],[-101.75714,19.94232],[-101.75806,19.94297],[-101.75896,19.94365],[-101.75949,19.9443],[-101.75986,19.94503],[-101.76014,19.94579],[-101.76042,19.94732],[-101.76053,19.9483],[-101.76051,19.94903],[-101.76034,19.94973],[-101.75945,19.95093],[-101.75871,19.95162],[-101.75792,19.95225],[-101.75698,19.95304],[-101.75635,19.95391],[-101.75598,19.9549],[-101.75587,19.9554],[-101.75593,19.9563],[-101.75595,19.95744],[-101.756,19.95851],[-101.75604,19.95926],[-101.75605,19.95995],[-101.75608,19.96113],[-101.75611,19.96232],[-101.75616,19.96347],[-101.75618,19.96459],[-101.75604,19.96571],[-101.75588,19.96691],[-101.75577,19.96806],[-101.75566,19.96906],[-101.75559,19.96998],[-101.75552,19.97099],[-101.75542,19.97198],[-101.75531,19.97312],[-101.75528,19.97427],[-101.75539,19.97536],[-101.75549,19.97642],[-101.75564,19.9774],[-101.75566,19.97845],[-101.75529,19.97919],[-101.75468,19.97964],[-101.7541,19.97987],[-101.75303,19.97963],[-101.75186,19.97946],[-101.75083,19.97948],[-101.74947,19.97991],[-101.74854,19.98061],[-101.7475,19.98132],[-101.74646,19.98191],[-101.74542,19.98251],[-101.74438,19.9831],[-101.74331,19.98371],[-101.74221,19.98421],[-101.74105,19.98451],[-101.74008,19.98465],[-101.739,19.98474],[-101.73785,19.98483],[-101.73665,19.98496],[-101.73552,19.98508],[-101.73466,19.98488],[-101.73351,19.985],[-101.73222,19.9852],[-101.7319,19.98574],[-101.7311,19.98745],[-101.73056,19.9892],[-101.73019,19.99096],[-101.72994,19.99277],[-101.72971,19.99477],[-101.72948,19.99679],[-101.72925,19.99882],[-101.72901,20.00084],[-101.72877,20.00285],[-101.72854,20.00487],[-101.7283,20.00688],[-101.72808,20.00891],[-101.72783,20.01096],[-101.7276,20.01299],[-101.72737,20.01503],[-101.72712,20.0171],[-101.72688,20.01921],[-101.72664,20.02124],[-101.72641,20.02325],[-101.72617,20.02528],[-101.72593,20.02727],[-101.7257,20.02919],[-101.72546,20.03136],[-101.72522,20.03342],[-101.72499,20.03549],[-101.72475,20.03755],[-101.7245,20.03965],[-101.72406,20.04173],[-101.72364,20.04372],[-101.72332,20.04522],[-101.72263,20.04695],[-101.72054,20.05196],[-101.71997,20.05389],[-101.71992,20.05557],[-101.72005,20.05714],[-101.72309,20.06007],[-101.72462,20.06147],[-101.72368,20.06786],[-101.72353,20.06894],[-101.72308,20.07258],[-101.72247,20.07694],[-101.72227,20.07832],[-101.72266,20.08128],[-101.72044,20.08731],[-101.7204,20.08906],[-101.72035,20.09258],[-101.72035,20.0943],[-101.72031,20.09608],[-101.72026,20.09781],[-101.72027,20.09958],[-101.72024,20.10132],[-101.72006,20.11443],[-101.72002,20.11638],[-101.72019,20.11829],[-101.72037,20.12025],[-101.72054,20.12222],[-101.72071,20.12418],[-101.72085,20.12585],[-101.72096,20.12711],[-101.72167,20.13478],[-101.72283,20.14773],[-101.72331,20.15312],[-101.72364,20.1577],[-101.72494,20.158],[-101.72607,20.15857],[-101.72704,20.15938],[-101.72656,20.15982],[-101.72685,20.16007]]}}
Línea 115.0 kV | LineString | 115.0 kV | 1 |  |  | CFE |  |  |  |  | OpenStreetMap | {"type":"Feature","properties":{},"geometry":{"type":"LineString","coordinates":[[-101.52874,20.09304],[-101.52933,20.09303],[-101.53041,20.09257],[-101.53144,20.09211],[-101.53262,20.09159],[-101.53375,20.09104],[-101.53488,20.09119],[-101.53601,20.09138],[-101.53715,20.09154],[-101.53833,20.09172],[-101.53941,20.09186],[-101.54054,20.09204],[-101.54175,20.09217],[-101.54294,20.09267],[-101.54395,20.09283],[-101.54508,20.09302],[-101.54626,20.09286],[-101.5474,20.09302],[-101.54851,20.09317],[-101.54958,20.09333],[-101.55074,20.09348],[-101.55187,20.09363],[-101.55309,20.09381],[-101.55418,20.09396],[-101.55512,20.0941],[-101.55628,20.09403],[-101.5575,20.09395],[-101.55852,20.09388],[-101.55959,20.09383],[-101.56065,20.09391],[-101.56193,20.09401],[-101.563,20.09409],[-101.56407,20.09418],[-101.56513,20.09426],[-101.56626,20.09434],[-101.56741,20.09443],[-101.56857,20.09466],[-101.56971,20.09492],[-101.57086,20.09517],[-101.57196,20.09539],[-101.57311,20.09563],[-101.5742,20.09604],[-101.57528,20.09642],[-101.57647,20.09687],[-101.57746,20.09723],[-101.57835,20.0975],[-101.57924,20.09775],[-101.57992,20.09853],[-101.5806,20.09929],[-101.5813,20.10008],[-101.58159,20.10106],[-101.58177,20.10212],[-101.58194,20.10318],[-101.58209,20.10422],[-101.58226,20.10527],[-101.58243,20.10628],[-101.58286,20.10725],[-101.58334,20.10808],[-101.58403,20.10907],[-101.5847,20.10999],[-101.58535,20.11089],[-101.58601,20.11182],[-101.58667,20.11272],[-101.58734,20.11364],[-101.588,20.11457],[-101.58872,20.11557],[-101.58932,20.11639],[-101.58997,20.11731],[-101.59071,20.11833],[-101.59131,20.11915],[-101.59197,20.12005],[-101.59262,20.12096],[-101.59328,20.12187],[-101.59394,20.1228],[-101.59461,20.12372],[-101.59529,20.12467],[-101.59593,20.12555],[-101.59659,20.12647],[-101.59725,20.12738],[-101.5979,20.1283],[-101.59856,20.12921],[-101.59923,20.13014],[-101.59988,20.13103],[-101.6012,20.13136],[-101.60279,20.13176],[-101.60385,20.13203],[-101.6047,20.13273],[-101.60555,20.13344],[-101.60642,20.13415],[-101.60727,20.13486],[-101.60816,20.13562],[-101.60897,20.13634],[-101.60987,20.13707],[-101.61062,20.13769],[-101.61162,20.13851],[-101.61247,20.13921],[-101.61334,20.13993],[-101.61419,20.14064],[-101.61514,20.14095],[-101.61605,20.14149],[-101.61696,20.14202],[-101.61779,20.14248],[-101.61847,20.14319],[-101.61943,20.14372],[-101.62039,20.14428],[-101.62137,20.14483],[-101.62232,20.14537],[-101.62327,20.14583],[-101.62405,20.14614],[-101.62478,20.14604],[-101.62616,20.14584],[-101.62747,20.14567],[-101.6287,20.14552],[-101.62991,20.14537],[-101.63094,20.14524],[-101.63218,20.14507],[-101.63342,20.14492],[-101.63468,20.14476],[-101.63591,20.14459],[-101.63709,20.14476],[-101.63834,20.14489],[-101.63941,20.14503],[-101.64055,20.14515],[-101.64183,20.1453],[-101.64291,20.14546],[-101.6438,20.14548],[-101.64464,20.14536],[-101.64568,20.145],[-101.64665,20.14466],[-101.64788,20.14422],[-101.64903,20.14381],[-101.65017,20.14342],[-101.65137,20.14299],[-101.65266,20.14254],[-101.65388,20.14212],[-101.65483,20.14179],[-101.65592,20.1414],[-101.65698,20.14103],[-101.65804,20.14067],[-101.65906,20.1403],[-101.6602,20.1399],[-101.66132,20.13952],[-101.66231,20.13918],[-101.66342,20.13877],[-101.66448,20.13841],[-101.66555,20.13804],[-101.66661,20.13767],[-101.66776,20.1375],[-101.6689,20.13733],[-101.67002,20.13727],[-101.67116,20.13721],[-101.67229,20.13715],[-101.67341,20.1371],[-101.67453,20.13706],[-101.67564,20.13699],[-101.67677,20.13696],[-101.67792,20.13691],[-101.67899,20.13685],[-101.68017,20.13679],[-101.6813,20.13674],[-101.68244,20.13668],[-101.68364,20.13662],[-101.6847,20.13658],[-101.68582,20.13652],[-101.68694,20.13647],[-101.68808,20.1364],[-101.68916,20.13634],[-101.69047,20.13627],[-101.69276,20.13616],[-101.69378,20.13619],[-101.69478,20.13617],[-101.69591,20.13615],[-101.69738,20.13606],[-101.69845,20.13593],[-101.69941,20.13597],[-101.70063,20.13572],[-101.7018,20.13548],[-101.70288,20.13524],[-101.70421,20.13499],[-101.70501,20.13525],[-101.70592,20.13581],[-101.70687,20.13641],[-101.70784,20.13701],[-101.70859,20.13748],[-101.70966,20.13816],[-101.71048,20.13866],[-101.71147,20.13927],[-101.71197,20.13977],[-101.71229,20.14036],[-101.71267,20.14176],[-101.71292,20.14288],[-101.71317,20.14397],[-101.71341,20.14514],[-101.71361,20.1461],[-101.71384,20.14715],[-101.71404,20.14808],[-101.71421,20.14892],[-101.71441,20.14981],[-101.7146,20.15081],[-101.71481,20.1516],[-101.7152,20.15258],[-101.71563,20.15354],[-101.716,20.15444],[-101.71641,20.15539],[-101.71685,20.15641],[-101.7178,20.1572],[-101.71882,20.15755],[-101.72007,20.15768],[-101.72111,20.15778],[-101.72214,20.15788],[-101.72319,20.15798],[-101.72425,20.1581],[-101.72498,20.1584],[-101.72583,20.1588],[-101.72667,20.15957],[-101.72642,20.15983],[-101.72677,20.16014]]}}
Línea 115.0 kV | LineString | 115.0 kV | 1 |  |  | CFE |  |  |  |  | OpenStreetMap | {"type":"Feature","properties":{},"geometry":{"type":"LineString","coordinates":[[-101.74634,19.97797],[-101.74544,19.97914],[-101.74461,19.98022],[-101.74457,19.98028],[-101.74387,19.98125],[-101.74294,19.9825],[-101.74167,19.98328],[-101.74002,19.9843],[-101.73716,19.98606],[-101.73259,19.98891],[-101.73059,19.99014],[-101.72929,19.99095],[-101.72782,19.99134],[-101.72672,19.99163],[-101.7251,19.99206],[-101.72344,19.9925],[-101.72198,19.99289],[-101.72029,19.99334],[-101.71865,19.99378],[-101.71664,19.99429],[-101.71445,19.99488],[-101.71291,19.99528],[-101.71108,19.99576],[-101.70961,19.99616],[-101.70821,19.99653],[-101.70709,19.99717],[-101.70577,19.99795],[-101.70408,19.99893],[-101.70219,20.00005],[-101.70068,20.00093],[-101.69932,20.00168],[-101.69781,20.00254],[-101.69634,20.00335],[-101.69477,20.00424],[-101.69287,20.00531],[-101.69133,20.00617],[-101.68991,20.00697],[-101.68843,20.00779],[-101.68669,20.00878],[-101.68503,20.00967],[-101.68059,20.01217],[-101.6787,20.01324],[-101.67625,20.01462],[-101.67195,20.01711],[-101.67118,20.01837],[-101.66951,20.02112],[-101.6686,20.0226],[-101.66768,20.02409],[-101.66445,20.02938],[-101.66148,20.03424],[-101.65965,20.03743],[-101.65832,20.04136],[-101.65769,20.04309],[-101.6572,20.04457],[-101.65672,20.04599],[-101.65602,20.04813],[-101.65567,20.04909],[-101.65516,20.05057],[-101.65466,20.05206],[-101.65413,20.05344],[-101.65272,20.05457],[-101.65141,20.05557],[-101.64942,20.05577],[-101.64757,20.05597],[-101.64548,20.0562],[-101.64386,20.05637],[-101.64214,20.05656],[-101.64032,20.05676],[-101.63835,20.05698],[-101.63641,20.05719],[-101.63482,20.05736],[-101.63291,20.05757],[-101.63139,20.05773],[-101.62881,20.058],[-101.62729,20.05817],[-101.62548,20.05836],[-101.62359,20.05858],[-101.6217,20.05877],[-101.62017,20.05895],[-101.61851,20.05906],[-101.61691,20.05924],[-101.61584,20.05935],[-101.61418,20.0599],[-101.61252,20.06046],[-101.61085,20.06102],[-101.60826,20.06189],[-101.60699,20.06232],[-101.60563,20.06276],[-101.60465,20.06311],[-101.60353,20.06384],[-101.60208,20.0648],[-101.60095,20.06555],[-101.59945,20.06654],[-101.59797,20.06753],[-101.59649,20.0685],[-101.59505,20.06945],[-101.59355,20.07043],[-101.59194,20.07148],[-101.59024,20.07177],[-101.58834,20.07205],[-101.58641,20.07235],[-101.58452,20.07261],[-101.58195,20.07302],[-101.58045,20.07325],[-101.57895,20.07349],[-101.57749,20.07369],[-101.57567,20.07395],[-101.5733,20.07432],[-101.5721,20.07449],[-101.57088,20.07467],[-101.56889,20.07497],[-101.56655,20.07604],[-101.56424,20.0771],[-101.56203,20.07809],[-101.56074,20.07867],[-101.5592,20.07937],[-101.5571,20.08033],[-101.55391,20.08179],[-101.55246,20.08244],[-101.55091,20.08315],[-101.54958,20.08376],[-101.54751,20.0847],[-101.54604,20.08535],[-101.54445,20.08607],[-101.54282,20.08681],[-101.54117,20.08757],[-101.53953,20.0883],[-101.53791,20.08907],[-101.53619,20.08984],[-101.53456,20.09058],[-101.53175,20.09183],[-101.53046,20.09244],[-101.52927,20.09293],[-101.52875,20.09295]]}}
Línea 115.0 kV | LineString | 115.0 kV | 1 |  |  | CFE |  |  |  |  | OpenStreetMap | {"type":"Feature","properties":{},"geometry":{"type":"LineString","coordinates":[[-101.73669,19.97894],[-101.73713,19.97885],[-101.73816,19.97829],[-101.73966,19.97798],[-101.74097,19.97769],[-101.74222,19.97744],[-101.74362,19.97713],[-101.7452,19.97679],[-101.74663,19.97648],[-101.74801,19.97619],[-101.74819,19.97617],[-101.74843,19.97632],[-101.74856,19.9764]]}}
Línea 115.0 kV | LineString | 115.0 kV | 1 |  |  | CFE |  |  |  |  | OpenStreetMap | {"type":"Feature","properties":{},"geometry":{"type":"LineString","coordinates":[[-101.73668,19.97901],[-101.73723,19.979],[-101.73912,19.97935],[-101.74038,19.97957],[-101.74144,19.97973],[-101.74335,19.98006],[-101.74457,19.98028],[-101.74472,19.98031]]}}
Línea 115.0 kV | LineString | 115.0 kV | 1 |  |  | CFE |  |  |  |  | OpenStreetMap | {"type":"Feature","properties":{},"geometry":{"type":"LineString","coordinates":[[-101.75709,19.92719],[-101.75707,19.92786],[-101.75743,19.92838],[-101.75841,19.93145],[-101.75914,19.93368],[-101.76013,19.93683],[-101.76053,19.93813],[-101.76093,19.93941],[-101.76143,19.94093],[-101.76214,19.9432],[-101.76274,19.94508],[-101.76313,19.94627],[-101.763,19.94778],[-101.76288,19.94915],[-101.76276,19.95066],[-101.76259,19.95247],[-101.76145,19.95297],[-101.75982,19.95363],[-101.75701,19.95478],[-101.75598,19.9552],[-101.75482,19.95568],[-101.754,19.95601],[-101.75319,19.95635],[-101.75285,19.9581],[-101.75249,19.95994],[-101.75227,19.96109],[-101.75206,19.96217],[-101.75144,19.96535],[-101.75117,19.96668],[-101.75094,19.96792],[-101.75044,19.97047],[-101.74982,19.9736],[-101.74947,19.97549],[-101.74843,19.97632],[-101.74833,19.9764],[-101.74732,19.9772],[-101.74634,19.97797]]}}
Línea 115.0 kV | LineString | 115.0 kV | 2 |  |  | CFE |  |  |  |  | OpenStreetMap | {"type":"Feature","properties":{},"geometry":{"type":"LineString","coordinates":[[-101.75635,19.92458],[-101.75666,19.92547],[-101.75694,19.92638],[-101.75709,19.92719]]}}
Línea 115.0 kV | LineString | 115.0 kV | 1 |  |  | CFE |  |  |  |  | OpenStreetMap | {"type":"Feature","properties":{},"geometry":{"type":"LineString","coordinates":[[-101.76105,19.91738],[-101.76136,19.91756],[-101.76131,19.91765],[-101.76055,19.9172],[-101.75968,19.91702],[-101.75882,19.91682],[-101.75794,19.91664],[-101.75728,19.91754],[-101.75657,19.9185],[-101.75603,19.91924],[-101.75572,19.91991],[-101.75605,19.92032],[-101.75586,19.92201],[-101.7559,19.92275],[-101.75609,19.92364],[-101.75635,19.92458]]}}
Línea 115.0 kV | LineString | 115.0 kV | 1 |  |  | CFE |  |  |  |  | OpenStreetMap | {"type":"Feature","properties":{},"geometry":{"type":"LineString","coordinates":[[-101.75391,19.9156],[-101.75392,19.91734],[-101.75445,19.91892],[-101.75499,19.92071],[-101.75537,19.92171],[-101.75584,19.92275],[-101.75605,19.92365],[-101.75635,19.92458]]}}
Línea 115.0 kV | LineString | 115.0 kV | 2 |  |  | CFE |  |  |  |  | OpenStreetMap | {"type":"Feature","properties":{},"geometry":{"type":"LineString","coordinates":[[-101.75391,19.9156],[-101.75678,19.91622],[-101.7607,19.91709],[-101.76099,19.91727]]}}
Línea 115.0 kV | LineString | 115.0 kV | 1 |  |  | CFE |  |  |  |  | OpenStreetMap | {"type":"Feature","properties":{},"geometry":{"type":"LineString","coordinates":[[-101.7693,19.82835],[-101.76878,19.82833],[-101.76856,19.82933],[-101.76835,19.83046],[-101.7681,19.83177],[-101.76783,19.83306],[-101.76752,19.83454],[-101.76731,19.83547],[-101.76726,19.83595],[-101.76719,19.83722],[-101.76716,19.8388],[-101.7684,19.8391],[-101.76786,19.83979],[-101.76779,19.84062],[-101.76792,19.84176],[-101.7681,19.84286],[-101.76825,19.84382],[-101.76842,19.84482],[-101.76843,19.84494],[-101.76853,19.84581],[-101.76867,19.84663],[-101.76869,19.84672],[-101.76884,19.84772],[-101.76899,19.84871],[-101.76915,19.84967],[-101.7693,19.85064],[-101.76944,19.85165],[-101.7696,19.85261],[-101.76974,19.85359],[-101.76996,19.85495],[-101.77038,19.85556],[-101.77063,19.8569],[-101.77084,19.85822],[-101.77104,19.85947],[-101.77126,19.8608],[-101.77148,19.86214],[-101.77177,19.86378],[-101.77197,19.86497],[-101.77208,19.86581],[-101.77131,19.86666],[-101.77069,19.86736],[-101.76972,19.86845],[-101.76871,19.86958],[-101.76775,19.87065],[-101.76673,19.87181],[-101.7658,19.87284],[-101.76489,19.87387],[-101.76403,19.87484],[-101.76311,19.87587],[-101.76218,19.87689],[-101.76128,19.87795],[-101.76038,19.87894],[-101.75943,19.88],[-101.75865,19.88087],[-101.75741,19.88225],[-101.75657,19.88321],[-101.75575,19.88412],[-101.75446,19.88556],[-101.75308,19.88711],[-101.75217,19.88813],[-101.75136,19.88904],[-101.75146,19.89051],[-101.75178,19.8937],[-101.75197,19.89582],[-101.75214,19.8978],[-101.75227,19.89914],[-101.75257,19.90262],[-101.75295,19.9064],[-101.75309,19.908],[-101.75323,19.90959],[-101.75359,19.91378],[-101.75391,19.9156]]}}
Línea 115.0 kV | LineString | 115.0 kV | 2 |  |  | CFE |  |  |  |  | OpenStreetMap | {"type":"Feature","properties":{},"geometry":{"type":"LineString","coordinates":[[-101.7693,19.82835],[-101.77065,19.82838],[-101.77203,19.82843],[-101.77326,19.82849],[-101.7745,19.82955],[-101.77462,19.82984]]}}
Línea 115.0 kV | LineString | 115.0 kV | 1 |  |  | CFE |  |  |  |  | OpenStreetMap | {"type":"Feature","properties":{},"geometry":{"type":"LineString","coordinates":[[-101.77645,19.79681],[-101.77592,19.79696],[-101.77609,19.79746],[-101.77514,19.79851],[-101.77482,19.79889],[-101.77433,19.80129],[-101.77395,19.80315],[-101.77353,19.80517],[-101.77316,19.80697],[-101.77276,19.80893],[-101.77238,19.81081],[-101.77203,19.81248],[-101.77164,19.81443],[-101.77126,19.81629],[-101.77092,19.81796],[-101.77051,19.81988],[-101.77011,19.82177],[-101.76975,19.82362],[-101.7694,19.82538],[-101.76897,19.82736],[-101.76881,19.82823],[-101.7693,19.82835]]}}
Línea 115.0 kV | LineString | 115.0 kV | 1 |  |  | CFE |  |  |  |  | OpenStreetMap | {"type":"Feature","properties":{},"geometry":{"type":"LineString","coordinates":[[-102.05442,20.35974],[-102.05475,20.35978],[-102.05477,20.35998],[-102.0554,20.36002],[-102.05574,20.35919],[-102.05602,20.35825],[-102.05632,20.35738],[-102.05665,20.35647],[-102.05717,20.35543],[-102.05836,20.3556],[-102.0592,20.35587],[-102.06012,20.35618],[-102.06103,20.35649],[-102.06215,20.35688],[-102.06315,20.35722],[-102.06409,20.35755],[-102.06508,20.35788],[-102.0662,20.35827],[-102.06716,20.35861],[-102.06812,20.35893],[-102.06908,20.35927],[-102.07007,20.35962],[-102.07107,20.35995],[-102.07224,20.36035],[-102.07315,20.36066],[-102.07413,20.36101],[-102.07508,20.36133],[-102.07599,20.36165],[-102.07692,20.36196],[-102.07789,20.3623],[-102.07883,20.36261],[-102.07973,20.36305],[-102.08081,20.36345],[-102.0819,20.36382],[-102.08305,20.36421],[-102.08415,20.36459],[-102.08524,20.36497],[-102.08636,20.36536],[-102.08746,20.36574],[-102.08856,20.36611],[-102.0897,20.36651],[-102.09085,20.3669],[-102.0919,20.36751],[-102.09274,20.36819],[-102.09364,20.36895],[-102.09446,20.36963],[-102.09529,20.37034],[-102.09614,20.37105],[-102.09696,20.37177],[-102.09783,20.3726],[-102.09873,20.37337],[-102.09949,20.37396],[-102.10046,20.37474],[-102.10149,20.3753],[-102.10265,20.37561],[-102.10354,20.37568],[-102.10457,20.37567],[-102.10553,20.37572],[-102.10673,20.37574],[-102.10775,20.37578],[-102.10878,20.37582],[-102.1098,20.37588],[-102.11094,20.37596],[-102.11186,20.37607],[-102.1128,20.37619],[-102.11369,20.37636],[-102.11451,20.3766],[-102.11435,20.3774],[-102.11414,20.37829],[-102.11394,20.37916],[-102.11296,20.37898],[-102.11289,20.37919]]}}
Línea 115.0 kV | LineString | 115.0 kV | 2 |  |  | CFE |  |  |  |  | OpenStreetMap | {"type":"Feature","properties":{},"geometry":{"type":"LineString","coordinates":[[-102.05211,20.35801],[-102.0496,20.35934],[-102.04727,20.36058],[-102.04401,20.36231],[-102.04231,20.36457],[-102.0407,20.36475],[-102.03836,20.36498],[-102.03568,20.36527],[-102.03237,20.36561],[-102.03032,20.36582],[-102.02788,20.36725],[-102.02768,20.36722]]}}
Línea 115.0 kV | LineString | 115.0 kV | 1 |  |  | CFE |  |  |  |  | OpenStreetMap | {"type":"Feature","properties":{},"geometry":{"type":"LineString","coordinates":[[-102.05477,20.35658],[-102.05211,20.35801]]}}
Línea 115.0 kV | LineString | 115.0 kV | 1 |  |  | CFE |  |  |  |  | OpenStreetMap | {"type":"Feature","properties":{},"geometry":{"type":"LineString","coordinates":[[-102.05463,20.35846],[-102.0545,20.3568],[-102.05211,20.35801]]}}
Línea 115.0 kV | LineString | 115.0 kV | 2 |  |  | CFE |  |  |  |  | OpenStreetMap | {"type":"Feature","properties":{},"geometry":{"type":"LineString","coordinates":[[-102.05463,20.35846],[-102.05464,20.35961],[-102.05444,20.35961]]}}
Línea 115.0 kV | LineString | 115.0 kV | 1 |  |  | CFE |  |  |  |  | OpenStreetMap | {"type":"Feature","properties":{},"geometry":{"type":"LineString","coordinates":[[-102.05477,20.35658],[-102.05452,20.35677],[-102.05463,20.35846]]}}
Línea 115.0 kV | LineString | 115.0 kV | 2 |  |  | CFE |  |  |  |  | OpenStreetMap | {"type":"Feature","properties":{},"geometry":{"type":"LineString","coordinates":[[-102.03509,20.32728],[-102.03757,20.32875],[-102.04041,20.33042],[-102.04317,20.33204],[-102.0452,20.33412],[-102.04825,20.3372],[-102.05042,20.33939],[-102.05296,20.34195],[-102.05486,20.34387],[-102.05683,20.34586],[-102.05889,20.34794],[-102.06031,20.34937],[-102.05918,20.35206],[-102.05804,20.35485],[-102.05477,20.35658]]}}
Línea 115.0 kV | LineString | 115.0 kV | 1 |  |  | CFE |  |  |  |  | OpenStreetMap | {"type":"Feature","properties":{},"geometry":{"type":"LineString","coordinates":[[-102.02603,20.32663],[-102.02609,20.32624],[-102.02752,20.32639],[-102.02916,20.32659],[-102.03077,20.32678],[-102.03249,20.327],[-102.03381,20.32713],[-102.03509,20.32728]]}}
Línea 115.0 kV | LineString | 115.0 kV | 1 |  |  | CFE |  |  |  |  | OpenStreetMap | {"type":"Feature","properties":{},"geometry":{"type":"LineString","coordinates":[[-101.46264,20.62681],[-101.46312,20.62645],[-101.46597,20.62422],[-101.46869,20.6221],[-101.47143,20.61996],[-101.47415,20.61783],[-101.47681,20.61576],[-101.47963,20.61356],[-101.48236,20.61143],[-101.4851,20.60929],[-101.48786,20.60713],[-101.49058,20.60501],[-101.49334,20.60285],[-101.49607,20.60072],[-101.49881,20.5986],[-101.50155,20.59645],[-101.50428,20.59432],[-101.50709,20.59213],[-101.50997,20.58967],[-101.51295,20.58713],[-101.51576,20.58474],[-101.51838,20.58252],[-101.52108,20.58022],[-101.52371,20.57798],[-101.52595,20.57608],[-101.52606,20.57579],[-101.52527,20.57554],[-101.52362,20.575],[-101.52237,20.5746],[-101.52048,20.57399],[-101.51857,20.57338],[-101.51708,20.57289],[-101.51555,20.57239],[-101.51385,20.57185],[-101.51271,20.57179],[-101.51138,20.57173],[-101.50994,20.57167],[-101.50782,20.57156],[-101.50588,20.57148],[-101.50411,20.57139],[-101.50235,20.57131],[-101.50056,20.57122],[-101.49877,20.57114],[-101.497,20.57105],[-101.49526,20.57097],[-101.49349,20.57089],[-101.49173,20.5708],[-101.48994,20.57072],[-101.48825,20.5704],[-101.48656,20.57008],[-101.48488,20.56976],[-101.48317,20.56943],[-101.48147,20.56911],[-101.4798,20.5688],[-101.47808,20.56847],[-101.47636,20.56814],[-101.47467,20.56782],[-101.47298,20.5675],[-101.47131,20.56718],[-101.46942,20.56682],[-101.46772,20.56651],[-101.46603,20.56619],[-101.46448,20.5659],[-101.46229,20.56547],[-101.46052,20.56514],[-101.45875,20.56478],[-101.45695,20.56446],[-101.4552,20.56411],[-101.45397,20.56388],[-101.45267,20.56259],[-101.45173,20.56164],[-101.45196,20.56157]]}}
Línea 115.0 kV | LineString | 115.0 kV | 1 |  |  | CFE |  |  |  |  | OpenStreetMap | {"type":"Feature","properties":{},"geometry":{"type":"LineString","coordinates":[[-101.45189,20.56151],[-101.45173,20.56164],[-101.45133,20.56126],[-101.44988,20.55982],[-101.44845,20.55845],[-101.44606,20.55607],[-101.44486,20.55489],[-101.44307,20.55248],[-101.44134,20.55012],[-101.44055,20.54913],[-101.43969,20.54836],[-101.43864,20.54741],[-101.43744,20.54635],[-101.43629,20.54523],[-101.43508,20.54418],[-101.43389,20.5431],[-101.4326,20.54191],[-101.43135,20.54079],[-101.43012,20.53965],[-101.4288,20.53846],[-101.42774,20.5375],[-101.42645,20.53598],[-101.4252,20.5345],[-101.42416,20.53329],[-101.42304,20.53201],[-101.42194,20.53072],[-101.42093,20.52953],[-101.41986,20.52826],[-101.41892,20.52717],[-101.41705,20.52533],[-101.41618,20.52466],[-101.41471,20.52356],[-101.41327,20.52247],[-101.41182,20.52136],[-101.41038,20.52026],[-101.40898,20.51922],[-101.40755,20.51813],[-101.40614,20.51707],[-101.40484,20.51608],[-101.40467,20.51625]]}}
Línea 115.0 kV | LineString | 115.0 kV | 2 |  |  | CFE |  |  |  |  | OpenStreetMap | {"type":"Feature","properties":{},"geometry":{"type":"LineString","coordinates":[[-101.46264,20.62681],[-101.46203,20.62599],[-101.4613,20.625],[-101.46056,20.62402],[-101.46019,20.6235],[-101.45958,20.62269],[-101.45893,20.62179],[-101.45827,20.6209],[-101.45759,20.61996],[-101.45694,20.61907],[-101.45628,20.61817],[-101.45564,20.61732],[-101.45498,20.61645],[-101.45454,20.61585],[-101.45392,20.615],[-101.45327,20.61411],[-101.4526,20.61324],[-101.45202,20.61263],[-101.45125,20.61195],[-101.45034,20.61122],[-101.44973,20.61071],[-101.44887,20.61],[-101.44795,20.60925],[-101.44701,20.60848],[-101.44612,20.60774],[-101.4452,20.60698],[-101.44442,20.60635],[-101.4435,20.6056],[-101.44259,20.60486],[-101.44173,20.60414],[-101.44086,20.60343],[-101.44006,20.60279],[-101.43919,20.60207],[-101.43829,20.60134],[-101.43738,20.60059],[-101.43651,20.59988],[-101.43567,20.59914],[-101.43495,20.59857],[-101.43401,20.5978],[-101.4331,20.59704],[-101.43258,20.59662],[-101.43154,20.59615],[-101.43057,20.59578],[-101.43,20.59558],[-101.42931,20.59621],[-101.42862,20.59704],[-101.42816,20.59804],[-101.42781,20.59882],[-101.42746,20.59864]]}}
Línea 115.0 kV | LineString | 115.0 kV | 2 |  |  | CFE |  |  |  |  | OpenStreetMap | {"type":"Feature","properties":{},"geometry":{"type":"LineString","coordinates":[[-101.58851,20.51808],[-101.58845,20.51885],[-101.58753,20.51883]]}}
Línea 115.0 kV | LineString | 115.0 kV | 1 |  |  | CFE |  |  |  |  | OpenStreetMap | {"type":"Feature","properties":{},"geometry":{"type":"LineString","coordinates":[[-101.58753,20.51883],[-101.58825,20.52011],[-101.588,20.52173],[-101.58772,20.52345],[-101.58677,20.52437],[-101.5841,20.52663],[-101.58148,20.52887],[-101.57884,20.53111],[-101.57613,20.53341],[-101.57349,20.53565],[-101.57084,20.5379],[-101.5683,20.54006],[-101.56567,20.5423],[-101.56304,20.54454],[-101.5604,20.54678],[-101.55776,20.54902],[-101.55513,20.55125],[-101.55248,20.5535],[-101.54987,20.55572],[-101.54717,20.55802],[-101.5446,20.5602],[-101.54198,20.56244],[-101.53933,20.56469],[-101.53676,20.56688],[-101.53421,20.56905],[-101.53151,20.57135],[-101.52881,20.57364],[-101.52737,20.57487],[-101.52666,20.57548],[-101.52628,20.57536],[-101.52407,20.57463],[-101.52078,20.57358],[-101.51739,20.57247],[-101.51407,20.57139],[-101.51191,20.57128],[-101.50963,20.57115],[-101.50648,20.57099],[-101.50251,20.57078],[-101.49871,20.57058],[-101.49529,20.57042],[-101.49174,20.57021],[-101.48878,20.56829],[-101.48558,20.56619],[-101.48229,20.56404],[-101.47912,20.56197],[-101.47592,20.55988],[-101.47278,20.55783],[-101.46976,20.55586],[-101.46674,20.55388],[-101.46359,20.55183],[-101.46029,20.54966],[-101.45774,20.54801],[-101.4549,20.54612],[-101.45109,20.54622],[-101.4472,20.54633],[-101.44419,20.54603],[-101.44155,20.54383],[-101.43916,20.54182],[-101.43725,20.53998],[-101.43516,20.53796],[-101.43246,20.53599],[-101.42952,20.5338],[-101.42688,20.5316],[-101.42405,20.52924],[-101.42125,20.52689],[-101.41845,20.52458],[-101.41567,20.52224],[-101.41314,20.52015],[-101.41086,20.51825],[-101.40832,20.5161],[-101.40575,20.51586],[-101.405,20.51579],[-101.40459,20.51618]]}}
Línea 115.0 kV | LineString | 115.0 kV | 1 |  |  | CFE |  |  |  |  | OpenStreetMap | {"type":"Feature","properties":{},"geometry":{"type":"LineString","coordinates":[[-101.43667,20.64491],[-101.43826,20.64495],[-101.44079,20.64308],[-101.4436,20.64101],[-101.44639,20.63893],[-101.44916,20.63689],[-101.45195,20.63481],[-101.45473,20.63275],[-101.45751,20.6307],[-101.46027,20.62865],[-101.46217,20.62719],[-101.46264,20.62681]]}}
Línea 115.0 kV | LineString | 115.0 kV | 2 |  |  | CFE |  |  |  |  | OpenStreetMap | {"type":"Feature","properties":{},"geometry":{"type":"LineString","coordinates":[[-101.42711,20.64048],[-101.42764,20.64027],[-101.42906,20.63977]]}}
Línea 115.0 kV | LineString | 115.0 kV | 2 |  |  | CFE |  |  |  |  | OpenStreetMap | {"type":"Feature","properties":{},"geometry":{"type":"LineString","coordinates":[[-101.42719,20.64063],[-101.42771,20.64043],[-101.42906,20.63977]]}}
Línea 115.0 kV | LineString | 115.0 kV | 4 |  |  | CFE |  |  |  |  | OpenStreetMap | {"type":"Feature","properties":{},"geometry":{"type":"LineString","coordinates":[[-101.42906,20.63977],[-101.43118,20.64119],[-101.43443,20.64341],[-101.43667,20.64491]]}}
Línea 115.0 kV | LineString | 115.0 kV | 1 |  |  | CFE |  |  |  |  | OpenStreetMap | {"type":"Feature","properties":{},"geometry":{"type":"LineString","coordinates":[[-101.43667,20.64491],[-101.43919,20.64621],[-101.44168,20.64434],[-101.44451,20.64223],[-101.44723,20.64019],[-101.44996,20.63813],[-101.45282,20.636],[-101.45551,20.63398],[-101.45817,20.63199],[-101.46089,20.62996],[-101.46347,20.62803],[-101.46462,20.62718],[-101.46622,20.62598],[-101.46885,20.62401],[-101.4715,20.62203],[-101.47424,20.62002],[-101.47671,20.61803],[-101.47922,20.61605],[-101.48144,20.61429],[-101.48432,20.61205],[-101.48725,20.60971],[-101.48979,20.60772],[-101.49242,20.60564],[-101.49503,20.6036],[-101.49763,20.60156],[-101.50036,20.59941],[-101.50314,20.59723],[-101.50577,20.59516],[-101.50854,20.59301],[-101.51119,20.5909],[-101.51386,20.58882],[-101.51653,20.58672],[-101.51917,20.58463],[-101.52183,20.58253],[-101.52425,20.5806],[-101.52448,20.58098],[-101.52537,20.58243],[-101.52626,20.58389],[-101.52694,20.58498],[-101.52785,20.58645],[-101.52859,20.58766],[-101.52948,20.5891],[-101.53035,20.59051],[-101.53123,20.59195],[-101.53215,20.59344],[-101.53304,20.59487],[-101.53398,20.5964],[-101.53488,20.59785],[-101.53578,20.59931],[-101.53682,20.601],[-101.53752,20.60211],[-101.53841,20.60355],[-101.5393,20.60499],[-101.5402,20.60644],[-101.54204,20.60654],[-101.54371,20.60663],[-101.54496,20.60669],[-101.54624,20.60675],[-101.54779,20.60685],[-101.54961,20.60694],[-101.55135,20.60703],[-101.5527,20.6071],[-101.55463,20.6072],[-101.5564,20.60729],[-101.55817,20.60738],[-101.55991,20.60747],[-101.5617,20.60757],[-101.56347,20.60766],[-101.56515,20.60775],[-101.56691,20.60782],[-101.5687,20.60792],[-101.57048,20.60801],[-101.57216,20.60762],[-101.57384,20.60722],[-101.57486,20.60698],[-101.57668,20.60655],[-101.57779,20.60629],[-101.57954,20.60587],[-101.58125,20.60548],[-101.58292,20.60507],[-101.58466,20.60466],[-101.58623,20.60429],[-101.58735,20.60405],[-101.58929,20.60356],[-101.59106,20.60315],[-101.59261,20.60327],[-101.5942,20.60339],[-101.59582,20.60352],[-101.59745,20.60365],[-101.59909,20.60378],[-101.60053,20.60389],[-101.60229,20.60402],[-101.60406,20.60416],[-101.60582,20.6043],[-101.6076,20.60444],[-101.60933,20.60457],[-101.61105,20.6047],[-101.61279,20.60483],[-101.61478,20.60508],[-101.61693,20.60538],[-101.61841,20.60559],[-101.61993,20.60579],[-101.6214,20.606],[-101.62287,20.60621],[-101.62458,20.60619],[-101.62604,20.60619],[-101.62781,20.60618],[-101.62959,20.60616],[-101.63142,20.60616],[-101.63321,20.60616],[-101.63498,20.60615],[-101.63677,20.60614],[-101.63849,20.60649],[-101.64027,20.60684],[-101.64201,20.6072],[-101.6438,20.60756],[-101.64553,20.6079],[-101.64729,20.60826],[-101.64746,20.60805]]}}
Línea 115.0 kV | LineString | 115.0 kV | 1 |  |  | CFE |  |  |  |  | OpenStreetMap | {"type":"Feature","properties":{},"geometry":{"type":"LineString","coordinates":[[-101.71763,20.42085],[-101.71766,20.4209],[-101.71779,20.42109],[-101.71752,20.42139]]}}
Línea 115.0 kV | LineString | 115.0 kV | 1 |  |  | CFE |  |  |  |  | OpenStreetMap | {"type":"Feature","properties":{},"geometry":{"type":"LineString","coordinates":[[-101.71748,20.42093],[-101.71754,20.421],[-101.71763,20.42109],[-101.71745,20.42131]]}}
Línea 115.0 kV | LineString | 115.0 kV | 1 |  |  | CFE |  |  |  |  | OpenStreetMap | {"type":"Feature","properties":{},"geometry":{"type":"LineString","coordinates":[[-101.58905,20.5181],[-101.589,20.51857],[-101.59062,20.51871],[-101.59229,20.51825],[-101.59415,20.51771],[-101.59583,20.51721],[-101.59701,20.51628],[-101.59989,20.51399],[-101.60262,20.51182],[-101.60547,20.50958],[-101.60864,20.50707],[-101.6115,20.50482],[-101.61436,20.50256],[-101.61714,20.50035],[-101.6191,20.4988],[-101.62152,20.49689],[-101.62343,20.49537],[-101.6263,20.49312],[-101.62855,20.49126],[-101.63121,20.48917],[-101.63383,20.48708],[-101.6364,20.48506],[-101.63911,20.48291],[-101.64168,20.48086],[-101.64462,20.47859],[-101.64749,20.47632],[-101.65027,20.47414],[-101.65275,20.47217],[-101.65544,20.47006],[-101.65824,20.46783],[-101.661,20.46566],[-101.66362,20.4636],[-101.66655,20.46127],[-101.66911,20.45925],[-101.67196,20.45699],[-101.67467,20.45487],[-101.67736,20.45272],[-101.67999,20.45064],[-101.68247,20.44868],[-101.68519,20.44654],[-101.68805,20.44428],[-101.69076,20.44213],[-101.69349,20.44002],[-101.69598,20.43802],[-101.69866,20.43589],[-101.70132,20.43379],[-101.704,20.43166],[-101.70675,20.42949],[-101.70939,20.42742],[-101.71188,20.42545],[-101.71362,20.42407],[-101.71537,20.4227],[-101.71754,20.421],[-101.7176,20.42095]]}}
Línea 115.0 kV | LineString | 115.0 kV | 1 |  |  | CFE |  |  |  |  | OpenStreetMap | {"type":"Feature","properties":{},"geometry":{"type":"LineString","coordinates":[[-101.97802,20.20653],[-101.9778,20.20675]]}}
Línea 115.0 kV | LineString | 115.0 kV | 1 |  |  | CFE |  |  |  |  | OpenStreetMap | {"type":"Feature","properties":{},"geometry":{"type":"LineString","coordinates":[[-101.97668,20.2058],[-101.97654,20.20589],[-101.97674,20.2061],[-101.9768,20.20616]]}}
Línea 115.0 kV | LineString | 115.0 kV | 1 |  |  | CFE |  |  |  |  | OpenStreetMap | {"type":"Feature","properties":{},"geometry":{"type":"LineString","coordinates":[[-101.84533,20.30735],[-101.84551,20.30706]]}}
Línea 115.0 kV | LineString | 115.0 kV |  |  |  | CFE |  |  |  |  | OpenStreetMap | {"type":"Feature","properties":{},"geometry":{"type":"LineString","coordinates":[[-101.847,20.3142],[-101.84675,20.3132],[-101.84649,20.31214],[-101.8462,20.31096],[-101.84562,20.30858],[-101.84533,20.30735]]}}
Línea 115.0 kV | LineString | 115.0 kV | 1 |  |  | CFE |  |  |  |  | OpenStreetMap | {"type":"Feature","properties":{},"geometry":{"type":"LineString","coordinates":[[-101.7176,20.42095],[-101.71766,20.4209],[-101.71975,20.41923],[-101.72213,20.41732],[-101.72472,20.41529],[-101.72728,20.41327],[-101.7295,20.41154],[-101.73191,20.40963],[-101.73435,20.4077],[-101.73676,20.40571],[-101.73958,20.40337],[-101.74265,20.40082],[-101.74539,20.39853],[-101.74823,20.39618],[-101.75076,20.39409],[-101.7536,20.39175],[-101.75598,20.38976],[-101.7586,20.38761],[-101.76124,20.3854],[-101.76482,20.38245],[-101.76727,20.38041],[-101.76989,20.37823],[-101.77219,20.37631],[-101.77502,20.37396],[-101.77806,20.37144],[-101.78057,20.36936],[-101.78287,20.36745],[-101.78585,20.36497],[-101.78846,20.36281],[-101.79118,20.36054],[-101.79393,20.35828],[-101.79679,20.3559],[-101.79907,20.354],[-101.80143,20.35204],[-101.80425,20.34969],[-101.80736,20.34713],[-101.81022,20.34473],[-101.81337,20.34212],[-101.81573,20.34016],[-101.81817,20.33816],[-101.82065,20.33609],[-101.82307,20.33406],[-101.82554,20.33201],[-101.82802,20.32995],[-101.8307,20.32771],[-101.83366,20.32525],[-101.83608,20.32324],[-101.83818,20.32153],[-101.84033,20.31974],[-101.84366,20.31698],[-101.847,20.3142]]}}
Línea 115.0 kV | LineString | 115.0 kV | 1 |  |  | CFE |  |  |  |  | OpenStreetMap | {"type":"Feature","properties":{},"geometry":{"type":"LineString","coordinates":[[-101.58888,20.51809],[-101.58882,20.51879],[-101.59063,20.51905],[-101.59238,20.51929],[-101.59423,20.51955],[-101.59546,20.51973],[-101.59721,20.51997],[-101.59872,20.52019]]}}
Línea 115.0 kV | LineString | 115.0 kV | 1 |  |  | CFE |  |  |  |  | OpenStreetMap | {"type":"Feature","properties":{},"geometry":{"type":"LineString","coordinates":[[-101.58898,20.51809],[-101.58891,20.51869],[-101.59072,20.51894],[-101.59252,20.5192],[-101.59447,20.51948],[-101.59579,20.51966],[-101.59754,20.51991],[-101.59882,20.52009],[-101.59943,20.52019],[-101.59945,20.52021]]}}
Línea 115.0 kV | LineString | 115.0 kV | 1 |  |  | CFE |  |  |  |  | OpenStreetMap | {"type":"Feature","properties":{},"geometry":{"type":"LineString","coordinates":[[-101.64738,20.60801],[-101.64727,20.60808],[-101.6462,20.60786],[-101.64479,20.60754],[-101.64349,20.60723],[-101.64209,20.60692],[-101.64079,20.60662],[-101.63967,20.60637],[-101.63836,20.60607],[-101.63687,20.60573],[-101.63538,20.60539],[-101.6338,20.60503],[-101.63231,20.60469],[-101.63081,20.60434],[-101.62923,20.60399],[-101.62765,20.60363],[-101.62597,20.60324],[-101.62475,20.60295],[-101.62308,20.60258],[-101.62149,20.60222],[-101.61992,20.60186],[-101.61832,20.6015],[-101.61689,20.6015],[-101.61536,20.60152],[-101.61371,20.60153],[-101.61209,20.60154],[-101.61046,20.60155],[-101.60892,20.60156],[-101.607,20.60157],[-101.60585,20.60158],[-101.60433,20.60159],[-101.60289,20.6016],[-101.60144,20.6016],[-101.6,20.6016],[-101.59861,20.60162],[-101.5969,20.60175],[-101.59513,20.60189],[-101.59371,20.60202],[-101.59227,20.60213],[-101.59131,20.60217],[-101.59055,20.6022],[-101.58901,20.60218],[-101.58747,20.60216],[-101.58594,20.60214],[-101.58442,20.60212],[-101.5829,20.6021],[-101.58136,20.60208],[-101.57989,20.60206],[-101.57822,20.60204],[-101.57649,20.60202],[-101.57482,20.602],[-101.57321,20.60197],[-101.5718,20.60235],[-101.57024,20.60278],[-101.56867,20.6032],[-101.56711,20.60364],[-101.56545,20.60408],[-101.56374,20.60455],[-101.5625,20.60463],[-101.56082,20.60474],[-101.55949,20.60482],[-101.55796,20.60493],[-101.55652,20.60501],[-101.55499,20.60511],[-101.55336,20.60521],[-101.55183,20.60531],[-101.5503,20.60542],[-101.54872,20.60552],[-101.54752,20.6056],[-101.54625,20.60567],[-101.54484,20.60576],[-101.5435,20.60585],[-101.54188,20.60596],[-101.54025,20.60606],[-101.53953,20.60478],[-101.53886,20.60358],[-101.53841,20.60278],[-101.53769,20.6015],[-101.53697,20.60023],[-101.53622,20.59887],[-101.53546,20.59752],[-101.53474,20.59623],[-101.53402,20.59496],[-101.53335,20.59376],[-101.53272,20.59264],[-101.53214,20.59161],[-101.53151,20.59047],[-101.53075,20.58934],[-101.52994,20.58812],[-101.52907,20.58682],[-101.52826,20.5856],[-101.5275,20.58445],[-101.52663,20.58316],[-101.52581,20.58193],[-101.52515,20.58094],[-101.5247,20.58024],[-101.52752,20.57805],[-101.53008,20.57605],[-101.53272,20.57396],[-101.53539,20.57186],[-101.53797,20.56982],[-101.54062,20.56773],[-101.54297,20.56588],[-101.54564,20.56377],[-101.54798,20.56193],[-101.55062,20.55984],[-101.55327,20.55775],[-101.5559,20.55568],[-101.55854,20.5536],[-101.56117,20.55152],[-101.56381,20.54945],[-101.56661,20.54724],[-101.56966,20.54484],[-101.57253,20.54246],[-101.57519,20.54026],[-101.5777,20.5382],[-101.58045,20.53592],[-101.58298,20.53383],[-101.58581,20.53149],[-101.58823,20.5295],[-101.59069,20.52745],[-101.59302,20.52554],[-101.59577,20.52326],[-101.59839,20.52109],[-101.59945,20.52021],[-101.60092,20.519],[-101.60344,20.51693],[-101.60597,20.51482],[-101.60856,20.5127],[-101.61056,20.51104],[-101.61311,20.50893],[-101.6158,20.50671],[-101.61839,20.50458],[-101.6211,20.50234],[-101.62415,20.49982],[-101.62631,20.49799],[-101.62823,20.49641],[-101.63055,20.49448],[-101.63304,20.49245],[-101.63574,20.49022],[-101.63835,20.48808],[-101.64109,20.4858],[-101.64394,20.48343],[-101.647,20.48093],[-101.64945,20.47893],[-101.65209,20.47676],[-101.65443,20.47482],[-101.65705,20.47267],[-101.65969,20.47048],[-101.66234,20.46829],[-101.66474,20.46631],[-101.66727,20.46422],[-101.66988,20.46207],[-101.67233,20.46004],[-101.67467,20.4581],[-101.67712,20.4561],[-101.67982,20.45385],[-101.68227,20.45184],[-101.68495,20.44964],[-101.68755,20.44749],[-101.69029,20.44526],[-101.69293,20.44307],[-101.69556,20.44092],[-101.69827,20.4387],[-101.70106,20.43642],[-101.70327,20.43458],[-101.70548,20.43274],[-101.70817,20.43052],[-101.71066,20.42846],[-101.71324,20.42634],[-101.71589,20.42415],[-101.71864,20.42188],[-101.72052,20.42034],[-101.72261,20.41859],[-101.72563,20.41606],[-101.72789,20.41421],[-101.73005,20.41243],[-101.73268,20.41031],[-101.73523,20.40814],[-101.73769,20.40611],[-101.74089,20.40347],[-101.74348,20.40132],[-101.746,20.39924],[-101.74867,20.39704],[-101.75126,20.3949],[-101.75422,20.39244],[-101.75644,20.39061],[-101.75896,20.38852],[-101.76203,20.38601],[-101.7656,20.38304],[-101.76797,20.38105],[-101.77072,20.37879],[-101.77292,20.37698],[-101.77451,20.37572],[-101.77746,20.37322],[-101.77973,20.37134],[-101.78167,20.36974],[-101.7836,20.36814],[-101.7861,20.36607],[-101.789,20.36369],[-101.79212,20.3611],[-101.79457,20.35905],[-101.79763,20.3565],[-101.80002,20.35452],[-101.80261,20.35237],[-101.80507,20.35033],[-101.80772,20.34813],[-101.8103,20.34599],[-101.81316,20.34362],[-101.8153,20.34183],[-101.81836,20.33932],[-101.82091,20.33719],[-101.82331,20.33521],[-101.82611,20.33288],[-101.82855,20.33087],[-101.83131,20.32858],[-101.83427,20.32613],[-101.83646,20.32431],[-101.83862,20.32258],[-101.84082,20.32075],[-101.84437,20.31781],[-101.8482,20.31467],[-101.85095,20.31235],[-101.85366,20.31011],[-101.85625,20.30795],[-101.85878,20.30586],[-101.86139,20.30369],[-101.86387,20.30164],[-101.86649,20.29946],[-101.86921,20.2972],[-101.87182,20.29504],[-101.87432,20.29297],[-101.87698,20.29076],[-101.87959,20.28858],[-101.88216,20.28646],[-101.88478,20.28427],[-101.88733,20.28215],[-101.88993,20.28],[-101.89253,20.27782],[-101.89514,20.27565],[-101.89773,20.27349],[-101.90035,20.27131],[-101.90296,20.26913],[-101.90564,20.26689],[-101.90811,20.26485],[-101.91064,20.26273],[-101.91322,20.26058],[-101.91585,20.25839],[-101.91844,20.25623],[-101.92108,20.25403],[-101.92362,20.25191],[-101.92631,20.24967],[-101.92895,20.24747],[-101.93158,20.24527],[-101.93382,20.24345],[-101.93721,20.24066],[-101.93867,20.23946],[-101.94124,20.23731],[-101.94344,20.23549],[-101.94597,20.23338],[-101.94813,20.23155],[-101.95078,20.22934],[-101.9528,20.22768],[-101.95559,20.22531],[-101.95909,20.22244],[-101.96277,20.2193],[-101.96536,20.21713],[-101.96765,20.21521],[-101.97022,20.21309],[-101.97252,20.21114],[-101.97503,20.20905],[-101.97663,20.20763],[-101.97761,20.20681],[-101.9778,20.20675]]}}
Línea 115.0 kV | LineString | 115.0 kV | 1 |  |  | CFE |  |  |  |  | OpenStreetMap | {"type":"Feature","properties":{},"geometry":{"type":"LineString","coordinates":[[-101.847,20.3142],[-101.84934,20.31225],[-101.8526,20.30954],[-101.85524,20.30734],[-101.85796,20.30508],[-101.86067,20.30282],[-101.86345,20.30051],[-101.8662,20.29822],[-101.86885,20.29602],[-101.87161,20.29372],[-101.87404,20.29168],[-101.87672,20.28947],[-101.87932,20.2873],[-101.882,20.28507],[-101.88469,20.28284],[-101.88737,20.2806],[-101.89007,20.27835],[-101.89276,20.27611],[-101.89548,20.27385],[-101.89816,20.27162],[-101.90083,20.26938],[-101.9036,20.26708],[-101.90637,20.26476],[-101.90903,20.26254],[-101.91174,20.26028],[-101.91446,20.258],[-101.91715,20.25575],[-101.91988,20.25351],[-101.92257,20.25127],[-101.92527,20.24904],[-101.92816,20.24663],[-101.93096,20.24431],[-101.93367,20.24205],[-101.93631,20.23984],[-101.93901,20.2376],[-101.94178,20.23529],[-101.94427,20.23321],[-101.9467,20.23119],[-101.94919,20.22908],[-101.9517,20.22698],[-101.95419,20.2249],[-101.95669,20.22282],[-101.95932,20.22065],[-101.96192,20.21846],[-101.96441,20.21639],[-101.96674,20.21449],[-101.97015,20.21161],[-101.9725,20.20966],[-101.97451,20.20799],[-101.97597,20.20675],[-101.97674,20.2061],[-101.9768,20.20604]]}}
Línea 115.0 kV | LineString | 115.0 kV | 1 |  |  | CFE |  |  |  |  | OpenStreetMap | {"type":"Feature","properties":{},"geometry":{"type":"LineString","coordinates":[[-102.47634,20.25777],[-102.4762,20.25801],[-102.47568,20.25828],[-102.4747,20.25864],[-102.47321,20.25884],[-102.4717,20.25902],[-102.47029,20.2592],[-102.46901,20.25958],[-102.46772,20.25995],[-102.46637,20.26036],[-102.46506,20.26075],[-102.46385,20.2611],[-102.46262,20.26147],[-102.4613,20.26186],[-102.45993,20.26227],[-102.45858,20.26267],[-102.45698,20.26314],[-102.45549,20.26358],[-102.45406,20.264],[-102.4525,20.26446],[-102.45115,20.26486],[-102.44953,20.26533],[-102.44816,20.26573],[-102.4467,20.26616],[-102.44529,20.26658],[-102.44404,20.26695],[-102.44277,20.26732],[-102.44134,20.26774],[-102.43952,20.26827],[-102.43877,20.26849],[-102.43708,20.26899],[-102.43566,20.2694],[-102.43436,20.26978],[-102.433,20.27018],[-102.43138,20.2704],[-102.43014,20.27057],[-102.42854,20.27079],[-102.42694,20.27101],[-102.42534,20.27123],[-102.4237,20.27146],[-102.42209,20.27169],[-102.4203,20.27193],[-102.41854,20.27217],[-102.41678,20.27241],[-102.41518,20.27263],[-102.41357,20.27286],[-102.41212,20.27306],[-102.4103,20.27331],[-102.40874,20.27353],[-102.40703,20.27376],[-102.40534,20.27398],[-102.40364,20.27421],[-102.40179,20.27447],[-102.40002,20.27472],[-102.39862,20.27491],[-102.39683,20.27516],[-102.39521,20.27538],[-102.39344,20.27562],[-102.39198,20.27582],[-102.39052,20.27602],[-102.38882,20.27625],[-102.38713,20.27648],[-102.38548,20.27671],[-102.38382,20.27694],[-102.38216,20.27716],[-102.38047,20.2774],[-102.37882,20.27762],[-102.37717,20.27784],[-102.37551,20.27807],[-102.37385,20.27831],[-102.3722,20.27852],[-102.37076,20.27872],[-102.3693,20.27892],[-102.36777,20.27912],[-102.36614,20.27935],[-102.36446,20.27957],[-102.36287,20.27978],[-102.36124,20.28001],[-102.35958,20.28024],[-102.35795,20.28046],[-102.35628,20.28069],[-102.35462,20.28091],[-102.35295,20.28114],[-102.35127,20.28137],[-102.35,20.28153]]}}
Línea 115.0 kV | LineString | 115.0 kV | 1 |  |  | CFE |  |  |  |  | OpenStreetMap | {"type":"Feature","properties":{},"geometry":{"type":"LineString","coordinates":[[-102.35,20.28153],[-102.34893,20.28167],[-102.34787,20.28183],[-102.3468,20.28196],[-102.34573,20.28211],[-102.34463,20.28226],[-102.34373,20.28247],[-102.34307,20.28269],[-102.34287,20.28271],[-102.34287,20.28256]]}}
Línea 115.0 kV | LineString | 115.0 kV | 1 |  |  | CFE |  |  |  |  | OpenStreetMap | {"type":"Feature","properties":{},"geometry":{"type":"LineString","coordinates":[[-102.35,20.28153],[-102.34974,20.28191],[-102.349,20.28286],[-102.3478,20.28448],[-102.34667,20.286],[-102.34589,20.28704],[-102.34475,20.28857],[-102.34403,20.28955],[-102.34317,20.2907],[-102.34247,20.29164],[-102.34171,20.29271],[-102.34083,20.29384],[-102.33996,20.29502],[-102.33914,20.29612],[-102.33823,20.29733],[-102.33754,20.29827],[-102.33657,20.29958],[-102.33587,20.30049],[-102.33499,20.30167],[-102.3341,20.30288],[-102.33334,20.30389],[-102.33247,20.30506],[-102.33157,20.30629],[-102.33086,20.30723],[-102.33025,20.30804],[-102.3294,20.30918],[-102.32863,20.31021],[-102.32774,20.31141],[-102.32685,20.31259],[-102.3258,20.31402],[-102.32479,20.31536],[-102.32395,20.31651],[-102.32301,20.31777],[-102.32128,20.32005],[-102.31966,20.32217],[-102.31875,20.32337],[-102.31799,20.32438],[-102.31707,20.32558],[-102.31638,20.3265],[-102.31523,20.328],[-102.31427,20.32928],[-102.31318,20.33071],[-102.31223,20.33196],[-102.31168,20.33272],[-102.31113,20.33343],[-102.31016,20.33477],[-102.30925,20.33598],[-102.30786,20.3378],[-102.3063,20.33983],[-102.30526,20.34118],[-102.30443,20.34226],[-102.30344,20.34354],[-102.3027,20.34451],[-102.30187,20.34557],[-102.30095,20.34675],[-102.30009,20.34786],[-102.29931,20.34888],[-102.29846,20.34998],[-102.29763,20.35105],[-102.29658,20.35246],[-102.2954,20.35395],[-102.29451,20.35513],[-102.2936,20.35626],[-102.29267,20.35728],[-102.29185,20.35819],[-102.29239,20.35836]]}}
Línea 115.0 kV | LineString | 115.0 kV | 1 |  |  | CFE |  |  |  |  | OpenStreetMap | {"type":"Feature","properties":{},"geometry":{"type":"LineString","coordinates":[[-102.29235,20.35847],[-102.29188,20.35832],[-102.29006,20.35772],[-102.28824,20.35713],[-102.2866,20.35661],[-102.28497,20.35608],[-102.28296,20.35544],[-102.28162,20.35503],[-102.28035,20.35462],[-102.27888,20.35414],[-102.2767,20.35345],[-102.27506,20.35292],[-102.27334,20.35237],[-102.27197,20.35192],[-102.27034,20.3514],[-102.26852,20.35082],[-102.26713,20.35038],[-102.26576,20.35018],[-102.26374,20.34988],[-102.26242,20.3497],[-102.26098,20.34949],[-102.25898,20.3492],[-102.25727,20.34895],[-102.25537,20.34866],[-102.25366,20.34842],[-102.25056,20.34796],[-102.24906,20.34774],[-102.24765,20.34754],[-102.24631,20.34735],[-102.24365,20.34697],[-102.23876,20.34626],[-102.23609,20.34584],[-102.2342,20.34555],[-102.23291,20.3454],[-102.2315,20.34619],[-102.2302,20.34692],[-102.22892,20.34766],[-102.22757,20.34738],[-102.22347,20.34655],[-102.21794,20.3454],[-102.21634,20.34507],[-102.21477,20.34472],[-102.21307,20.34438],[-102.21139,20.34404],[-102.21026,20.34381],[-102.20838,20.34341],[-102.20649,20.34303],[-102.20498,20.34271],[-102.2033,20.34237],[-102.2016,20.34202],[-102.19974,20.34163],[-102.19785,20.34124],[-102.19606,20.34088],[-102.19419,20.34049],[-102.1925,20.34017],[-102.1909,20.33985],[-102.18913,20.33946],[-102.18746,20.34035],[-102.18583,20.34123],[-102.18423,20.3421],[-102.18249,20.34305],[-102.18092,20.3439],[-102.1795,20.34467],[-102.17818,20.34539],[-102.17718,20.34593],[-102.17421,20.34754],[-102.17263,20.3484],[-102.1712,20.34917],[-102.1697,20.34999],[-102.16813,20.35085],[-102.16671,20.35158],[-102.16517,20.35245],[-102.16365,20.35329],[-102.162,20.35418],[-102.16063,20.35491],[-102.159,20.35579],[-102.15748,20.35662],[-102.15594,20.35746],[-102.15448,20.35825],[-102.15302,20.35904],[-102.15148,20.35988],[-102.15002,20.36066],[-102.14839,20.36154],[-102.14687,20.36237],[-102.14608,20.36213],[-102.14517,20.36185],[-102.14345,20.36135],[-102.14199,20.36092],[-102.13979,20.36027],[-102.13886,20.35999],[-102.13678,20.35937],[-102.13526,20.35893],[-102.13407,20.35858],[-102.13225,20.35803],[-102.12987,20.35733],[-102.1282,20.35685],[-102.12525,20.35595],[-102.1236,20.35547],[-102.12187,20.35497],[-102.12005,20.35444],[-102.11829,20.3539],[-102.11666,20.35339],[-102.1151,20.35296],[-102.11337,20.35245],[-102.11155,20.3519],[-102.11001,20.35145],[-102.1084,20.35097],[-102.1065,20.35042],[-102.1045,20.34981],[-102.10306,20.34939],[-102.10154,20.34893],[-102.10007,20.34848],[-102.09854,20.34804],[-102.09711,20.34762],[-102.09559,20.34719],[-102.09391,20.3466],[-102.09209,20.34599],[-102.09038,20.34539],[-102.08912,20.34497],[-102.08732,20.34437],[-102.08516,20.34363],[-102.0837,20.34313],[-102.08209,20.34259],[-102.07982,20.34182],[-102.0783,20.3413],[-102.07686,20.3408],[-102.07451,20.34002],[-102.07305,20.33951],[-102.07162,20.33904],[-102.07016,20.33854],[-102.06853,20.33801],[-102.067,20.33746],[-102.0653,20.33689],[-102.06373,20.33636],[-102.06219,20.33583],[-102.06047,20.33524],[-102.0582,20.33448],[-102.05664,20.33394],[-102.05507,20.33339],[-102.05346,20.33287],[-102.05189,20.33232],[-102.05048,20.33184],[-102.04921,20.33141],[-102.04762,20.33121],[-102.04552,20.33094],[-102.04401,20.33075],[-102.04238,20.33054],[-102.04078,20.33032],[-102.03911,20.33009],[-102.03735,20.32986],[-102.03573,20.32965],[-102.03403,20.32944],[-102.03241,20.32923],[-102.03089,20.32903],[-102.02881,20.32875],[-102.027,20.32852],[-102.02593,20.32716],[-102.026,20.32674]]}}
Línea 115.0 kV | LineString | 115.0 kV | 1 |  |  | CFE |  |  |  |  | OpenStreetMap | {"type":"Feature","properties":{},"geometry":{"type":"LineString","coordinates":[[-102.39625,20.44087],[-102.39636,20.44153],[-102.39633,20.4425],[-102.3963,20.44349],[-102.39607,20.44417],[-102.39587,20.44474],[-102.39534,20.44555],[-102.39458,20.44676],[-102.39365,20.44822],[-102.39272,20.44971],[-102.39188,20.45103],[-102.39093,20.45253],[-102.38988,20.45418],[-102.38869,20.45603],[-102.3878,20.45748],[-102.38699,20.45882],[-102.38621,20.45998],[-102.38529,20.46142],[-102.38438,20.46286],[-102.38338,20.46445],[-102.38246,20.46592],[-102.38312,20.46737],[-102.38352,20.46823],[-102.38412,20.46954],[-102.38302,20.47118],[-102.38216,20.47244],[-102.38142,20.47352],[-102.38082,20.47445],[-102.38013,20.47547],[-102.37947,20.47643],[-102.37879,20.47746],[-102.37812,20.47844],[-102.37747,20.47939],[-102.37565,20.48044],[-102.37358,20.48106],[-102.37156,20.48167],[-102.37031,20.48205],[-102.36904,20.48244],[-102.36801,20.48276],[-102.36673,20.48314],[-102.36549,20.48351],[-102.36399,20.48396],[-102.36252,20.4844],[-102.36104,20.48485],[-102.35955,20.48529],[-102.35805,20.48574],[-102.35648,20.48621],[-102.35402,20.48506],[-102.35306,20.48469],[-102.35097,20.48364],[-102.34762,20.48386],[-102.34505,20.48406],[-102.34384,20.48493],[-102.3416,20.48653],[-102.34042,20.48739],[-102.3377,20.48938],[-102.33617,20.49048],[-102.33308,20.49269],[-102.33084,20.49433],[-102.32959,20.49522],[-102.32634,20.49752],[-102.32431,20.50109],[-102.32211,20.5049],[-102.32079,20.50726],[-102.31931,20.50988],[-102.31634,20.51333],[-102.31525,20.51459],[-102.3142,20.51574],[-102.31368,20.5164],[-102.3127,20.51753],[-102.31023,20.52042],[-102.309,20.52182],[-102.3081,20.52283],[-102.30723,20.52387],[-102.30628,20.52498],[-102.30542,20.52598],[-102.303,20.5288],[-102.30184,20.53018],[-102.30092,20.53125],[-102.2985,20.53406],[-102.29658,20.53624],[-102.29562,20.53735],[-102.29443,20.53872],[-102.29237,20.54116],[-102.28899,20.54508],[-102.2865,20.54792],[-102.28603,20.54844],[-102.28539,20.54922],[-102.28319,20.55177],[-102.28189,20.55325],[-102.27784,20.55797],[-102.27707,20.55881],[-102.27678,20.55915],[-102.27556,20.56055],[-102.27415,20.56217],[-102.27356,20.56285],[-102.27006,20.56373],[-102.26858,20.56409],[-102.26769,20.56431],[-102.26105,20.56598],[-102.2601,20.56623],[-102.25948,20.56638],[-102.25711,20.56697],[-102.25544,20.5674],[-102.25049,20.56865],[-102.24943,20.56892],[-102.24817,20.56923],[-102.24526,20.56997],[-102.24352,20.57041],[-102.24183,20.57084],[-102.24015,20.57127],[-102.23636,20.57227],[-102.23541,20.5725],[-102.23448,20.57275],[-102.23295,20.57441],[-102.23203,20.57543],[-102.231,20.57655],[-102.23013,20.5775],[-102.22892,20.57884],[-102.22787,20.57998],[-102.22665,20.58123],[-102.22555,20.58244],[-102.22464,20.58345],[-102.22386,20.58434],[-102.2222,20.58611],[-102.22118,20.58723],[-102.22017,20.58836],[-102.21908,20.58958],[-102.21801,20.59076],[-102.21672,20.59219],[-102.2156,20.59336],[-102.21442,20.59466],[-102.21338,20.59577],[-102.21231,20.59698],[-102.21126,20.59809],[-102.21003,20.59946],[-102.20879,20.60064],[-102.20852,20.60137],[-102.20822,20.60241],[-102.20788,20.60353],[-102.2078,20.60434],[-102.20769,20.60569],[-102.20758,20.60686],[-102.20747,20.60797],[-102.20714,20.60874],[-102.20714,20.60901]]}}
Línea 115.0 kV | LineString | 115.0 kV | 1 |  |  | CFE |  |  |  |  | OpenStreetMap | {"type":"Feature","properties":{},"geometry":{"type":"LineString","coordinates":[[-102.3475,20.68034],[-102.34737,20.68031],[-102.34738,20.68021],[-102.34743,20.67985],[-102.3481,20.67969],[-102.34844,20.67831],[-102.34871,20.67723],[-102.34892,20.67637],[-102.34921,20.67523],[-102.3495,20.67404],[-102.34862,20.67372],[-102.34735,20.67331],[-102.34611,20.67288],[-102.34471,20.6724],[-102.34339,20.67195],[-102.34207,20.6715],[-102.34095,20.67111],[-102.341,20.66986],[-102.34108,20.66834],[-102.34093,20.66677],[-102.33982,20.66624],[-102.33872,20.66567],[-102.3376,20.66515],[-102.33638,20.66454],[-102.33517,20.66396],[-102.33399,20.66338],[-102.33269,20.66275],[-102.33156,20.6622],[-102.32976,20.66218],[-102.32706,20.66222],[-102.3259,20.66224],[-102.3247,20.66226],[-102.3234,20.66226],[-102.32209,20.66231],[-102.32063,20.66233],[-102.31924,20.66234],[-102.31793,20.66234],[-102.31641,20.66236],[-102.31513,20.66236],[-102.31385,20.66156],[-102.31248,20.66071],[-102.31121,20.65991],[-102.31007,20.65921],[-102.30897,20.65848],[-102.30779,20.65771],[-102.30667,20.65702],[-102.30547,20.6563],[-102.30428,20.65554],[-102.30291,20.65467],[-102.30192,20.65405],[-102.30081,20.65335],[-102.29995,20.65281],[-102.29864,20.65196],[-102.29747,20.65125],[-102.29646,20.65061],[-102.29477,20.64958],[-102.29374,20.64959],[-102.29149,20.64962],[-102.29006,20.64918],[-102.28874,20.64879],[-102.28757,20.64841],[-102.28613,20.64777],[-102.28494,20.64678],[-102.28473,20.64507],[-102.28483,20.64454],[-102.28475,20.64334],[-102.2847,20.64221],[-102.28464,20.6413],[-102.2838,20.64044],[-102.28302,20.63964],[-102.28208,20.63865],[-102.28115,20.63771],[-102.2802,20.63672],[-102.27922,20.63575],[-102.2784,20.63489],[-102.27747,20.63395],[-102.2764,20.63285],[-102.27518,20.63161],[-102.27369,20.63124],[-102.2725,20.63095],[-102.27144,20.63069],[-102.2702,20.63039],[-102.26885,20.63005],[-102.26781,20.62978],[-102.26611,20.62935],[-102.26437,20.62894],[-102.2635,20.62872],[-102.26252,20.62847],[-102.26153,20.62822],[-102.26021,20.62787],[-102.25889,20.62785],[-102.25741,20.62784],[-102.25606,20.62781],[-102.25472,20.6278],[-102.25336,20.62779],[-102.25203,20.62779],[-102.25062,20.62777],[-102.24933,20.62775],[-102.24797,20.62774],[-102.24657,20.62773],[-102.24552,20.62772],[-102.24422,20.62771],[-102.2427,20.62768],[-102.24141,20.62767],[-102.24005,20.62764],[-102.23864,20.62778],[-102.23747,20.6279],[-102.23632,20.62802],[-102.23477,20.62816],[-102.23365,20.62828],[-102.23242,20.62839],[-102.23103,20.62855],[-102.22977,20.62867],[-102.22856,20.62877],[-102.22721,20.62893],[-102.22588,20.62906],[-102.22449,20.6292],[-102.22311,20.62935],[-102.22182,20.62949],[-102.22088,20.63075],[-102.21907,20.63087],[-102.21804,20.63092],[-102.21706,20.63095],[-102.21626,20.63053],[-102.21549,20.6301],[-102.21468,20.62969],[-102.21387,20.62925],[-102.21305,20.62882],[-102.21187,20.62871],[-102.21069,20.62858],[-102.2096,20.62766],[-102.20857,20.62683],[-102.2074,20.62586],[-102.20637,20.62502],[-102.2053,20.62413],[-102.20571,20.62311],[-102.20624,20.62189],[-102.20673,20.62075],[-102.20722,20.61962],[-102.2077,20.61849],[-102.20833,20.61703],[-102.20836,20.61626],[-102.2084,20.61535],[-102.20842,20.61454],[-102.20846,20.61367],[-102.20795,20.61307],[-102.20744,20.61249],[-102.2075,20.61157],[-102.20757,20.61067],[-102.20764,20.60972],[-102.20769,20.60882],[-102.20724,20.60875],[-102.20724,20.609]]}}
Línea 115.0 kV | LineString | 115.0 kV | 1 |  |  | CFE |  |  |  |  | OpenStreetMap | {"type":"Feature","properties":{},"geometry":{"type":"LineString","coordinates":[[-102.70029,20.71657],[-102.69925,20.7166],[-102.69848,20.71662],[-102.69743,20.71667],[-102.6962,20.7167],[-102.69507,20.71673],[-102.69369,20.71678],[-102.69215,20.71683],[-102.69067,20.71687],[-102.68921,20.71692],[-102.68791,20.71696],[-102.68647,20.71701],[-102.68453,20.71707],[-102.68288,20.71713],[-102.68188,20.71939],[-102.68117,20.72096],[-102.68129,20.72219],[-102.68133,20.72266],[-102.68138,20.72356],[-102.68147,20.72457],[-102.68154,20.72544],[-102.68164,20.72682],[-102.68179,20.72889],[-102.68188,20.73013],[-102.68196,20.73105],[-102.68126,20.73236],[-102.6807,20.73341],[-102.67976,20.73515],[-102.67907,20.7364],[-102.67904,20.73796],[-102.67902,20.73938],[-102.67899,20.74076],[-102.67899,20.74187],[-102.67895,20.74296],[-102.67893,20.74497],[-102.67891,20.74604],[-102.67891,20.74709],[-102.67793,20.74795],[-102.67701,20.74876],[-102.67589,20.74976],[-102.67385,20.75155],[-102.67287,20.75238],[-102.67191,20.75274],[-102.67065,20.75319],[-102.6686,20.75393],[-102.66722,20.75443],[-102.66503,20.75521],[-102.66439,20.75544],[-102.6636,20.75614],[-102.66257,20.75705],[-102.66202,20.75753],[-102.66121,20.75824],[-102.66041,20.75894],[-102.65968,20.75958],[-102.65892,20.76024],[-102.65819,20.76088],[-102.65737,20.7616],[-102.65634,20.76217],[-102.6548,20.76303],[-102.6532,20.76392],[-102.652,20.7646],[-102.65098,20.76517],[-102.64984,20.76581],[-102.6487,20.76645],[-102.64731,20.76723],[-102.6461,20.76793],[-102.64497,20.76855],[-102.64373,20.76924],[-102.64226,20.77007],[-102.64135,20.77058],[-102.64057,20.77139],[-102.63967,20.77229],[-102.6385,20.77349],[-102.63761,20.77438],[-102.63654,20.7755],[-102.63564,20.77643],[-102.63411,20.77798],[-102.63315,20.77894],[-102.63222,20.77988],[-102.63075,20.77981],[-102.62928,20.77971],[-102.62768,20.77959],[-102.62598,20.77947],[-102.62456,20.77936],[-102.62255,20.77921],[-102.62165,20.77915],[-102.62097,20.78009],[-102.6203,20.781],[-102.61962,20.78195],[-102.61859,20.78339],[-102.61786,20.78438],[-102.61702,20.78551],[-102.61627,20.78656],[-102.61566,20.78739],[-102.61397,20.78734],[-102.61257,20.78728],[-102.61054,20.78722],[-102.6094,20.78718],[-102.60683,20.78709],[-102.60549,20.78704],[-102.6045,20.78701],[-102.60352,20.78698],[-102.60236,20.78693],[-102.60089,20.78688],[-102.59675,20.78675],[-102.59578,20.78671],[-102.59241,20.78659],[-102.59176,20.78656],[-102.58999,20.78651],[-102.58808,20.78644],[-102.58666,20.78639],[-102.58561,20.78636],[-102.58414,20.78631],[-102.58238,20.78624],[-102.5808,20.78693],[-102.57971,20.78741],[-102.57836,20.78801],[-102.57688,20.78867],[-102.57561,20.78921],[-102.57426,20.78981],[-102.57305,20.79034],[-102.57177,20.79091],[-102.57047,20.79148],[-102.5695,20.79192],[-102.56797,20.79257]]}}
Línea 115.0 kV | LineString | 115.0 kV | 1 |  |  | CFE |  |  |  |  | OpenStreetMap | {"type":"Feature","properties":{},"geometry":{"type":"LineString","coordinates":[[-102.76695,20.78316],[-102.7652,20.78257],[-102.76264,20.78365],[-102.76106,20.7843],[-102.75957,20.78492],[-102.75817,20.78554],[-102.75645,20.78627],[-102.75495,20.78691],[-102.75338,20.78757],[-102.75199,20.78816],[-102.75108,20.78854],[-102.75007,20.78897],[-102.74893,20.78945],[-102.74745,20.79008],[-102.74592,20.79073],[-102.7444,20.79137],[-102.7431,20.79192],[-102.74178,20.79248],[-102.74042,20.79307],[-102.74044,20.79465],[-102.74044,20.79609],[-102.74039,20.798],[-102.74039,20.79936],[-102.74036,20.80107],[-102.74034,20.80206],[-102.74033,20.80324],[-102.7404,20.80393],[-102.74059,20.80571],[-102.74071,20.80725],[-102.74082,20.80866],[-102.74112,20.81137],[-102.74113,20.81147],[-102.74123,20.81252],[-102.74136,20.81389],[-102.74179,20.81507],[-102.7428,20.81778],[-102.74586,20.81803],[-102.74407,20.82123],[-102.74488,20.82337],[-102.74528,20.82445],[-102.74591,20.82618],[-102.74653,20.82787],[-102.7475,20.83044],[-102.74724,20.83097],[-102.74667,20.83149],[-102.74639,20.83236],[-102.7461,20.83321],[-102.74579,20.83407],[-102.7455,20.83494],[-102.7452,20.83579],[-102.7449,20.83666],[-102.74454,20.83768],[-102.74419,20.83865],[-102.74385,20.83968],[-102.74341,20.84002],[-102.74308,20.84064],[-102.74275,20.84099],[-102.74204,20.84144],[-102.74142,20.84186],[-102.741,20.84239],[-102.7406,20.84291],[-102.74007,20.84367],[-102.73942,20.84462],[-102.73877,20.84558],[-102.73812,20.84652],[-102.7375,20.84743],[-102.73687,20.84831],[-102.73621,20.84929],[-102.73557,20.85024],[-102.73492,20.85119],[-102.73427,20.85213],[-102.73363,20.85308],[-102.73297,20.85404],[-102.73232,20.85499],[-102.73166,20.85593],[-102.73112,20.85673],[-102.73034,20.85637],[-102.72909,20.8582],[-102.72807,20.8597],[-102.72714,20.86106],[-102.72635,20.86221],[-102.72564,20.86323],[-102.72494,20.86428],[-102.7238,20.8659],[-102.72278,20.86742],[-102.7218,20.86885],[-102.72069,20.87046],[-102.71958,20.87208],[-102.71858,20.87352],[-102.71756,20.87502],[-102.7165,20.87656],[-102.71546,20.87808],[-102.71438,20.87958],[-102.71337,20.88112],[-102.71232,20.88265],[-102.7113,20.88415],[-102.71026,20.88569],[-102.70939,20.88692],[-102.70832,20.88847],[-102.70734,20.88987],[-102.70636,20.89142],[-102.70531,20.89294],[-102.70421,20.89446],[-102.70319,20.89595],[-102.70213,20.89746],[-102.70173,20.89808],[-102.70064,20.89967],[-102.70008,20.90048],[-102.69896,20.9021],[-102.69785,20.90368],[-102.69678,20.90526],[-102.69567,20.90682],[-102.69457,20.90839],[-102.69348,20.90998],[-102.69238,20.91156],[-102.6913,20.91315],[-102.69021,20.91474],[-102.6891,20.91631],[-102.68795,20.91784],[-102.68686,20.91944],[-102.68575,20.921],[-102.68466,20.92258],[-102.68356,20.92416],[-102.68246,20.92574],[-102.68137,20.92733],[-102.68027,20.92891],[-102.67917,20.93048],[-102.67807,20.93208],[-102.67683,20.93387],[-102.67583,20.9353],[-102.67385,20.93815],[-102.67279,20.93969],[-102.67177,20.94114],[-102.67072,20.94266],[-102.66846,20.9459],[-102.66636,20.94892],[-102.66536,20.95036],[-102.66405,20.95164],[-102.66273,20.95296],[-102.6614,20.95428],[-102.66008,20.9556],[-102.65877,20.95691],[-102.65744,20.95824],[-102.65613,20.95953],[-102.65484,20.96082],[-102.65352,20.96212],[-102.65221,20.96341],[-102.65087,20.96473],[-102.64956,20.96604],[-102.64826,20.96734],[-102.64693,20.96863],[-102.64558,20.96993],[-102.6442,20.97134],[-102.64287,20.97265],[-102.64156,20.97389],[-102.64025,20.97524],[-102.63912,20.97634],[-102.63817,20.97792],[-102.63724,20.97948],[-102.63629,20.98105],[-102.63533,20.98264],[-102.63439,20.98421],[-102.63344,20.98579],[-102.63251,20.98734],[-102.63154,20.98891],[-102.63061,20.99048],[-102.62965,20.99208],[-102.62871,20.99363],[-102.62781,20.99518],[-102.62685,20.99675],[-102.62573,20.9986],[-102.62459,21.0005],[-102.62399,21.00148],[-102.62365,21.00201],[-102.62286,21.00396],[-102.62222,21.00566],[-102.62145,21.0077],[-102.62115,21.0093],[-102.62097,21.01019],[-102.62085,21.01078],[-102.62035,21.0119],[-102.6193,21.01343],[-102.61815,21.01517],[-102.61713,21.01674],[-102.61568,21.01806],[-102.61431,21.01931],[-102.61295,21.02057],[-102.61155,21.02185],[-102.61021,21.02308],[-102.60883,21.02434],[-102.60747,21.02561],[-102.6061,21.02687],[-102.60474,21.02813],[-102.60336,21.02939],[-102.60199,21.03064],[-102.60061,21.03191],[-102.59939,21.03305],[-102.59815,21.03418],[-102.59677,21.03544],[-102.59542,21.03671],[-102.59405,21.03795],[-102.59268,21.03922],[-102.59132,21.04048],[-102.58981,21.04186],[-102.58845,21.04312],[-102.5871,21.04435],[-102.58603,21.04546]]}}
Línea 115.0 kV | LineString | 115.0 kV | 1 |  |  | CFE |  |  |  |  | OpenStreetMap | {"type":"Feature","properties":{},"geometry":{"type":"LineString","coordinates":[[-103.08232,20.61704],[-103.08443,20.61571],[-103.08747,20.61387],[-103.09031,20.61211],[-103.0931,20.61043],[-103.09584,20.60875],[-103.09895,20.60686],[-103.10106,20.60555],[-103.10452,20.60346],[-103.10655,20.60217],[-103.11263,20.59854],[-103.11455,20.59738],[-103.11724,20.59576],[-103.12038,20.59388],[-103.12263,20.59244],[-103.12589,20.59046],[-103.12914,20.58849],[-103.13196,20.58676],[-103.13448,20.5852],[-103.13773,20.58326],[-103.13978,20.58202],[-103.14285,20.58016],[-103.1449,20.57922],[-103.14701,20.5781],[-103.14718,20.57811]]}}
Línea 115.0 kV | LineString | 115.0 kV | 1 |  |  | CFE |  |  |  |  | OpenStreetMap | {"type":"Feature","properties":{},"geometry":{"type":"LineString","coordinates":[[-102.79206,20.79632],[-102.79421,20.79438],[-102.79657,20.79199],[-102.79898,20.78955],[-102.80123,20.78728],[-102.8038,20.78469],[-102.80593,20.78253],[-102.80842,20.78002],[-102.81092,20.77748],[-102.81355,20.77486],[-102.81604,20.7723],[-102.81814,20.77016],[-102.82055,20.76771],[-102.82305,20.76519],[-102.82567,20.76259],[-102.82825,20.76003],[-102.83057,20.75772],[-102.83299,20.75533],[-102.83549,20.75285],[-102.8379,20.75045],[-102.84059,20.74872],[-102.84377,20.74667],[-102.84649,20.74491],[-102.849,20.74329],[-102.85216,20.74125],[-102.85542,20.73989],[-102.85904,20.73837],[-102.86194,20.73716],[-102.86529,20.73575],[-102.86864,20.73436],[-102.8718,20.73304],[-102.8753,20.73156],[-102.87819,20.73033],[-102.88134,20.72902],[-102.88445,20.72774],[-102.88748,20.72648],[-102.89035,20.72526],[-102.89332,20.72454],[-102.89672,20.72372],[-102.9003,20.72287],[-102.90364,20.72205],[-102.90699,20.72123],[-102.9105,20.72038],[-102.91354,20.71964],[-102.91697,20.71881],[-102.9207,20.71791],[-102.92418,20.71707],[-102.92745,20.71628],[-102.93111,20.71538],[-102.93319,20.71488],[-102.93678,20.71401],[-102.94018,20.71317],[-102.94344,20.71239],[-102.94652,20.71164],[-102.94983,20.71038],[-102.95293,20.7092],[-102.95609,20.70802],[-102.95912,20.70688],[-102.96257,20.70558],[-102.96558,20.70388],[-102.96834,20.70233],[-102.97089,20.70089],[-102.97474,20.69873],[-102.97827,20.69665],[-102.98138,20.69486],[-102.98462,20.69298],[-102.98803,20.69099],[-102.99144,20.689],[-102.99426,20.68734],[-102.99692,20.68581],[-103.00003,20.68398],[-103.00335,20.68205],[-103.00639,20.6803],[-103.00874,20.67892],[-103.01192,20.67705],[-103.01524,20.67511],[-103.01847,20.67324],[-103.02171,20.67133],[-103.02456,20.66966],[-103.02784,20.66775],[-103.03077,20.66604],[-103.03398,20.66421],[-103.03679,20.66257],[-103.03904,20.66035],[-103.04139,20.65794],[-103.04402,20.65531],[-103.04664,20.6527],[-103.04922,20.65014],[-103.05142,20.64795],[-103.05412,20.64526],[-103.05642,20.64297],[-103.05843,20.64096],[-103.06056,20.63876],[-103.06345,20.63588],[-103.06564,20.63366],[-103.06809,20.63123],[-103.07031,20.629],[-103.0717,20.62761],[-103.07297,20.62633],[-103.075,20.62427],[-103.07708,20.62223],[-103.07964,20.61966],[-103.08232,20.61704]]}}
Línea 115.0 kV | LineString | 115.0 kV | 1 |  |  | CFE |  |  |  |  | OpenStreetMap | {"type":"Feature","properties":{},"geometry":{"type":"LineString","coordinates":[[-102.46484,21.18374],[-102.46345,21.18492],[-102.46265,21.18543],[-102.46074,21.18646],[-102.45951,21.18718],[-102.45648,21.18889],[-102.45476,21.18985],[-102.45257,21.19107],[-102.45146,21.19167],[-102.45006,21.19242],[-102.44866,21.19321],[-102.44727,21.194],[-102.4452,21.19517],[-102.44396,21.19584],[-102.44254,21.1966],[-102.44123,21.19735],[-102.43974,21.1982],[-102.43832,21.19898],[-102.4357,21.20046],[-102.43456,21.20113],[-102.43297,21.20198],[-102.43189,21.20259],[-102.42966,21.20383],[-102.42898,21.2042],[-102.42676,21.20495],[-102.4251,21.20551],[-102.42381,21.20591],[-102.42258,21.20633],[-102.4212,21.20678],[-102.41946,21.20735],[-102.41764,21.20794],[-102.41599,21.20849],[-102.41436,21.20903],[-102.41291,21.20951],[-102.4109,21.21017],[-102.40918,21.21073],[-102.40772,21.21121],[-102.40652,21.21115],[-102.40299,21.21094],[-102.40107,21.21084],[-102.39897,21.21073],[-102.39742,21.21065],[-102.39598,21.21057],[-102.39406,21.21046],[-102.39281,21.21039],[-102.39127,21.2103],[-102.38953,21.21021],[-102.38779,21.21013],[-102.38671,21.21006],[-102.38496,21.20998],[-102.38257,21.21197],[-102.38043,21.21378],[-102.37891,21.21505],[-102.37707,21.21661],[-102.37493,21.21841],[-102.37364,21.21951],[-102.37241,21.22055],[-102.37126,21.2215],[-102.3699,21.22264],[-102.36874,21.22361],[-102.36773,21.22445],[-102.36602,21.2259],[-102.3643,21.22736],[-102.36327,21.22822],[-102.36161,21.22962],[-102.36061,21.22959],[-102.35889,21.22955],[-102.35547,21.22947],[-102.35403,21.22943],[-102.3524,21.22939],[-102.35153,21.22937],[-102.34671,21.22924],[-102.34297,21.22915],[-102.34211,21.22912],[-102.33838,21.22903],[-102.33552,21.22896],[-102.33242,21.22887],[-102.33084,21.22882],[-102.32901,21.23005],[-102.32821,21.23055],[-102.32764,21.23095],[-102.32654,21.2317],[-102.32545,21.23243],[-102.32288,21.23415],[-102.32089,21.23547],[-102.31916,21.23661],[-102.3178,21.23752],[-102.31637,21.23847],[-102.31612,21.23925],[-102.31486,21.24326],[-102.31451,21.24428],[-102.31397,21.24594],[-102.31302,21.2489],[-102.31267,21.24998],[-102.31218,21.25145],[-102.31154,21.25344],[-102.311,21.25507],[-102.31077,21.25576],[-102.31025,21.2574],[-102.30908,21.26109],[-102.30869,21.26232],[-102.31181,21.26549],[-102.31225,21.26602],[-102.31253,21.26635],[-102.31221,21.26659],[-102.31222,21.26651]]}}
Línea 115.0 kV | LineString | 115.0 kV | 1 |  |  | CFE |  |  |  |  | OpenStreetMap | {"type":"Feature","properties":{},"geometry":{"type":"LineString","coordinates":[[-102.46484,21.18374],[-102.46404,21.18351]]}}
Línea 115.0 kV | LineString | 115.0 kV | 2 |  |  | CFE |  |  |  |  | OpenStreetMap | {"type":"Feature","properties":{},"geometry":{"type":"LineString","coordinates":[[-102.46484,21.18374],[-102.4641,21.18365]]}}
Línea 115.0 kV | LineString | 115.0 kV | 1 |  |  | CFE |  |  |  |  | OpenStreetMap | {"type":"Feature","properties":{},"geometry":{"type":"LineString","coordinates":[[-102.4641,21.18365],[-102.46317,21.18355],[-102.46318,21.18276],[-102.46312,21.18275]]}}
Línea 115.0 kV | LineString | 115.0 kV | 1 |  |  | CFE |  |  |  |  | OpenStreetMap | {"type":"Feature","properties":{},"geometry":{"type":"LineString","coordinates":[[-102.4641,21.18365],[-102.46321,21.1835],[-102.4632,21.18262],[-102.46313,21.18261]]}}
Línea 115.0 kV | LineString | 115.0 kV | 2 |  |  | CFE |  |  |  |  | OpenStreetMap | {"type":"Feature","properties":{},"geometry":{"type":"LineString","coordinates":[[-102.43042,21.33252],[-102.43063,21.33191],[-102.4313,21.32947],[-102.4324,21.32543],[-102.43314,21.32276],[-102.4317,21.32019],[-102.42969,21.31662],[-102.42769,21.31303],[-102.42587,21.30977],[-102.42385,21.30618],[-102.42232,21.30346],[-102.42159,21.30113],[-102.42012,21.29643],[-102.41932,21.2939],[-102.4208,21.29047],[-102.42243,21.28675],[-102.42386,21.28347],[-102.42659,21.27722],[-102.42792,21.27416],[-102.43,21.26939],[-102.43255,21.26359],[-102.43454,21.25903],[-102.43614,21.25534],[-102.43846,21.25003],[-102.43993,21.24668],[-102.44107,21.24404],[-102.4432,21.23917],[-102.4446,21.236],[-102.44636,21.23194],[-102.44866,21.22666],[-102.44961,21.22446],[-102.45078,21.22112],[-102.45301,21.21469],[-102.45448,21.21042],[-102.4567,21.20396],[-102.45793,21.20046],[-102.45971,21.19528],[-102.46056,21.19276],[-102.46193,21.18887],[-102.46297,21.18745],[-102.46539,21.18424],[-102.46484,21.18374]]}}
Línea 115.0 kV | LineString | 115.0 kV | 1 |  |  | CFE |  |  |  |  | OpenStreetMap | {"type":"Feature","properties":{},"geometry":{"type":"LineString","coordinates":[[-102.46227,21.18176],[-102.45953,21.1786],[-102.45899,21.17798],[-102.45823,21.17711],[-102.45644,21.17505],[-102.45522,21.17364],[-102.44984,21.16744],[-102.44956,21.1667],[-102.44914,21.1656],[-102.44829,21.16336],[-102.44781,21.16208],[-102.44713,21.1603],[-102.44668,21.1591],[-102.44618,21.15777],[-102.44551,21.15599],[-102.44485,21.15426],[-102.44433,21.15289],[-102.44381,21.15151],[-102.44291,21.14916],[-102.44262,21.1484],[-102.44299,21.1476],[-102.4435,21.1465],[-102.44434,21.14461],[-102.44535,21.14243],[-102.44619,21.14057],[-102.44741,21.13784],[-102.4484,21.13561],[-102.44955,21.1331],[-102.45023,21.13164],[-102.45056,21.1309],[-102.45153,21.12874],[-102.45243,21.12671],[-102.45315,21.12512],[-102.45351,21.12433],[-102.45426,21.12269],[-102.45398,21.12212],[-102.45321,21.12065],[-102.45235,21.119],[-102.45134,21.11706],[-102.45102,21.11644],[-102.45002,21.11452],[-102.44926,21.11304],[-102.44871,21.11197],[-102.44822,21.11104],[-102.44682,21.11076],[-102.44489,21.11037],[-102.44337,21.11004],[-102.44186,21.10975],[-102.4403,21.10942],[-102.4387,21.1091],[-102.43706,21.10878],[-102.43588,21.10854],[-102.4347,21.1083],[-102.43397,21.10705],[-102.43317,21.10572],[-102.43241,21.10443],[-102.43166,21.10315],[-102.43084,21.10177],[-102.43008,21.10049],[-102.42913,21.09889],[-102.42778,21.09662],[-102.42712,21.0955],[-102.42635,21.09422],[-102.42538,21.09256],[-102.42436,21.0909],[-102.42367,21.08994],[-102.42242,21.08826],[-102.42175,21.08735],[-102.41963,21.08449],[-102.41904,21.08368],[-102.41792,21.08217],[-102.41728,21.08128],[-102.41633,21.08001],[-102.41532,21.07864],[-102.41451,21.07754],[-102.41432,21.07679],[-102.4139,21.07499],[-102.41358,21.07365],[-102.41295,21.07104],[-102.41257,21.06938],[-102.41227,21.06808],[-102.41237,21.06709],[-102.41252,21.06588],[-102.41299,21.06209],[-102.41319,21.06045],[-102.41339,21.0587],[-102.41358,21.05719],[-102.41374,21.05574],[-102.41397,21.05393],[-102.4142,21.05196],[-102.41438,21.0505],[-102.4145,21.04948],[-102.41474,21.04754],[-102.41485,21.04659],[-102.41504,21.04505],[-102.41532,21.04272],[-102.41559,21.04037],[-102.41577,21.03896],[-102.41593,21.03757],[-102.41608,21.0363],[-102.41629,21.03467],[-102.41668,21.03149],[-102.4168,21.03046],[-102.41572,21.03006],[-102.41459,21.02969],[-102.41417,21.02925],[-102.41356,21.02873],[-102.41362,21.0285]]}}
Línea 115.0 kV | LineString | 115.0 kV | 1 |  |  | CFE |  |  |  |  | OpenStreetMap | {"type":"Feature","properties":{},"geometry":{"type":"LineString","coordinates":[[-102.58608,21.04564],[-102.58645,21.0462],[-102.58726,21.04696],[-102.58835,21.048],[-102.58933,21.04894],[-102.58935,21.05032],[-102.58938,21.05177],[-102.5894,21.05323],[-102.58942,21.0543],[-102.58944,21.05575],[-102.58947,21.05719],[-102.58949,21.05863],[-102.58952,21.06007],[-102.58954,21.06151],[-102.58957,21.06332],[-102.5896,21.06485],[-102.58963,21.06639],[-102.58966,21.06775],[-102.58968,21.0691],[-102.5897,21.07046],[-102.58972,21.07183],[-102.59138,21.07329],[-102.5923,21.07409],[-102.59363,21.07525],[-102.59516,21.07659],[-102.596,21.07732],[-102.59757,21.07869],[-102.59883,21.07979],[-102.59996,21.08078],[-102.60131,21.08196],[-102.60314,21.08356],[-102.60434,21.08461],[-102.60548,21.0856],[-102.6064,21.0864],[-102.60628,21.08825],[-102.60627,21.09031],[-102.60723,21.09119],[-102.60833,21.0922],[-102.60992,21.09364],[-102.6109,21.09453],[-102.61195,21.09548],[-102.61297,21.09643],[-102.6149,21.0982],[-102.61654,21.0997],[-102.61736,21.10046],[-102.62042,21.10323],[-102.62114,21.1039],[-102.62388,21.10639],[-102.62452,21.10696],[-102.62513,21.10752],[-102.62597,21.10827],[-102.62666,21.1089],[-102.62933,21.11124],[-102.63073,21.11248],[-102.63156,21.11323],[-102.63249,21.11403],[-102.63334,21.11533],[-102.63431,21.11676],[-102.63565,21.11875],[-102.63643,21.11991],[-102.63658,21.12077],[-102.63681,21.12201],[-102.63706,21.12343],[-102.63735,21.12505],[-102.63761,21.12655],[-102.63783,21.1278],[-102.63815,21.1296],[-102.63842,21.13113],[-102.63859,21.13209],[-102.63962,21.13256],[-102.6411,21.13324],[-102.64215,21.13373],[-102.64393,21.13456],[-102.64522,21.13517],[-102.64637,21.13568],[-102.64748,21.1362],[-102.64937,21.13708],[-102.65144,21.13805],[-102.65248,21.13854],[-102.65385,21.13919],[-102.65525,21.13983],[-102.65697,21.14062],[-102.65818,21.14118],[-102.65922,21.14166],[-102.66061,21.1423],[-102.66249,21.14318],[-102.6637,21.14374],[-102.6661,21.14486],[-102.66888,21.14615],[-102.67069,21.147],[-102.67208,21.14763],[-102.67374,21.1484],[-102.67503,21.14899],[-102.67615,21.14952],[-102.67754,21.15017],[-102.67867,21.15069],[-102.67953,21.1511],[-102.6799,21.15274],[-102.68027,21.15433],[-102.68069,21.15617],[-102.68098,21.1575],[-102.68135,21.15908],[-102.68163,21.16032],[-102.68206,21.16224],[-102.68239,21.16374],[-102.68273,21.16524],[-102.68307,21.16672],[-102.68342,21.16826],[-102.6842,21.17175],[-102.68472,21.17404],[-102.68507,21.17557],[-102.6854,21.17707],[-102.68573,21.17856],[-102.6861,21.18023],[-102.68651,21.18208],[-102.68696,21.18411],[-102.68709,21.18603],[-102.68718,21.18729],[-102.68749,21.19369],[-102.6876,21.19538],[-102.68788,21.20047],[-102.68801,21.20239],[-102.68812,21.20461],[-102.68823,21.20668],[-102.68837,21.20903],[-102.68856,21.21255],[-102.68879,21.21661],[-102.68889,21.21832],[-102.68902,21.22142],[-102.68908,21.22231],[-102.68914,21.22357],[-102.6893,21.22594],[-102.68936,21.22708],[-102.68957,21.22853],[-102.68981,21.23005],[-102.6901,21.23194],[-102.69033,21.23332],[-102.69108,21.2343],[-102.69194,21.23539],[-102.69279,21.23646],[-102.69378,21.23773],[-102.69462,21.23882],[-102.6956,21.24008],[-102.69655,21.24129],[-102.69756,21.24254],[-102.69857,21.24385],[-102.69949,21.24501],[-102.70034,21.24611],[-102.70161,21.24772],[-102.70247,21.24881],[-102.70353,21.2502],[-102.70423,21.25106],[-102.70526,21.25236],[-102.70622,21.2536],[-102.70721,21.25486],[-102.70812,21.25602],[-102.70958,21.25673],[-102.71105,21.25744],[-102.71249,21.25813],[-102.71395,21.25882],[-102.71534,21.25949],[-102.71681,21.26018],[-102.71843,21.26097],[-102.71964,21.26154],[-102.72103,21.2622],[-102.72358,21.26342],[-102.72513,21.26315],[-102.72646,21.26294],[-102.7289,21.26253],[-102.73217,21.26197],[-102.7333,21.26178],[-102.73474,21.26154],[-102.73614,21.26131],[-102.73749,21.26108],[-102.73993,21.26067],[-102.74108,21.26048],[-102.74259,21.26023],[-102.74401,21.25981],[-102.74545,21.25938],[-102.7474,21.2588],[-102.74934,21.25823],[-102.75099,21.25774],[-102.75351,21.25699],[-102.75435,21.25674],[-102.75703,21.25595],[-102.75903,21.25536],[-102.76026,21.255],[-102.76298,21.25419],[-102.7649,21.25363],[-102.76656,21.25314],[-102.76782,21.25277],[-102.76916,21.25237],[-102.77038,21.25201],[-102.77274,21.25131],[-102.77473,21.25073],[-102.77561,21.25047],[-102.7767,21.25014],[-102.78008,21.24914],[-102.78121,21.24881],[-102.78202,21.24857],[-102.78281,21.24862],[-102.78569,21.24881],[-102.78665,21.24887],[-102.78943,21.24905],[-102.79019,21.2491],[-102.79122,21.24916],[-102.79498,21.24938],[-102.79519,21.24942]]}}
Línea 115.0 kV | LineString | 115.0 kV |  |  |  | CFE |  |  |  |  | OpenStreetMap | {"type":"Feature","properties":{},"geometry":{"type":"LineString","coordinates":[[-102.7986,21.14192],[-102.79872,21.14195],[-102.79878,21.14257],[-102.79908,21.14443],[-102.79967,21.14788],[-102.8001,21.15047],[-102.7994,21.15341],[-102.79871,21.15633],[-102.79795,21.1596],[-102.79973,21.16186],[-102.80134,21.1639],[-102.80289,21.1659],[-102.80192,21.17386],[-102.80129,21.17517],[-102.8006,21.17663],[-102.79929,21.17936],[-102.79751,21.1819],[-102.79568,21.18443],[-102.79587,21.18715],[-102.79604,21.18985],[-102.79626,21.19292],[-102.79646,21.19582],[-102.79534,21.19869],[-102.7941,21.20187],[-102.79312,21.20432],[-102.79357,21.20614],[-102.794,21.20796],[-102.79488,21.21149],[-102.79565,21.21459],[-102.79509,21.21744],[-102.7944,21.22085],[-102.79379,21.22381],[-102.79321,21.22575],[-102.79262,21.22769],[-102.79198,21.22987],[-102.79136,21.23193],[-102.79062,21.23436],[-102.79126,21.23682],[-102.79201,21.2395],[-102.7929,21.24233],[-102.79375,21.24517],[-102.79439,21.24728],[-102.795,21.24925],[-102.7952,21.24933]]}}
Línea 115.0 kV | LineString | 115.0 kV | 2 |  |  | CFE |  |  |  |  | OpenStreetMap | {"type":"Feature","properties":{},"geometry":{"type":"LineString","coordinates":[[-102.46269,21.17995],[-102.46271,21.17914],[-102.46272,21.17798],[-102.46281,21.17745],[-102.46296,21.17695],[-102.46339,21.17638],[-102.46405,21.17557],[-102.46472,21.17483],[-102.46546,21.1746],[-102.46655,21.1744],[-102.46776,21.17423],[-102.46885,21.17408],[-102.47004,21.17376],[-102.47061,21.17299],[-102.47137,21.17218],[-102.472,21.17146],[-102.47275,21.17057],[-102.47345,21.1697],[-102.47419,21.16881],[-102.47482,21.16852],[-102.4756,21.16757],[-102.4762,21.16669],[-102.47667,21.16587],[-102.47706,21.16509],[-102.47747,21.16433],[-102.47786,21.16356],[-102.47838,21.1624],[-102.47874,21.1614],[-102.47849,21.16021],[-102.47837,21.15913],[-102.47896,21.15819],[-102.47886,21.15769],[-102.47843,21.15701],[-102.47744,21.15629],[-102.47655,21.15578],[-102.47568,21.15511],[-102.47642,21.1542],[-102.47718,21.15318],[-102.47789,21.15225],[-102.4786,21.15134],[-102.47932,21.15041],[-102.48004,21.14945],[-102.48072,21.14847],[-102.48105,21.14766],[-102.48118,21.14653],[-102.48129,21.14542],[-102.48142,21.14431],[-102.48154,21.14321],[-102.48164,21.14229],[-102.48179,21.14113],[-102.48193,21.13997],[-102.48207,21.1388],[-102.48225,21.13784],[-102.48261,21.13694],[-102.48315,21.13612],[-102.48394,21.13538],[-102.48482,21.13476],[-102.48593,21.13402],[-102.48685,21.13342],[-102.48786,21.13277],[-102.48886,21.13211],[-102.48989,21.13142],[-102.4909,21.13077],[-102.49191,21.1301],[-102.49292,21.12944],[-102.49395,21.12874],[-102.49494,21.12813],[-102.49576,21.1277],[-102.49665,21.12735],[-102.49758,21.12706],[-102.49877,21.12675],[-102.50001,21.12644],[-102.50116,21.12616],[-102.50229,21.12587],[-102.5035,21.12558],[-102.5047,21.12528],[-102.50588,21.12496],[-102.50715,21.12465],[-102.50814,21.12441],[-102.50922,21.12415],[-102.51037,21.12386],[-102.51156,21.12357],[-102.51274,21.12328],[-102.51396,21.12298],[-102.51506,21.12268],[-102.51614,21.12227],[-102.5172,21.12175],[-102.51816,21.12114],[-102.51894,21.12055],[-102.5196,21.11992],[-102.52044,21.11906],[-102.52128,21.1182],[-102.52192,21.11745],[-102.52251,21.11683],[-102.52303,21.11618],[-102.52342,21.11533],[-102.52369,21.11454],[-102.52405,21.11351],[-102.52444,21.11235],[-102.5248,21.11129],[-102.52506,21.11055],[-102.52542,21.10944],[-102.52577,21.10842],[-102.52614,21.10729],[-102.52651,21.10621],[-102.5269,21.10507],[-102.52728,21.10396],[-102.52767,21.1028],[-102.52805,21.10169],[-102.52841,21.1006],[-102.52881,21.09942],[-102.5292,21.0983],[-102.52967,21.09729],[-102.53024,21.09634],[-102.53069,21.09572],[-102.53128,21.09503],[-102.532,21.09433],[-102.53285,21.09355],[-102.53373,21.09275],[-102.53462,21.09193],[-102.5355,21.09111],[-102.53641,21.09028],[-102.53733,21.08945],[-102.53823,21.08861],[-102.53912,21.08779],[-102.53998,21.08699],[-102.54089,21.08616],[-102.54178,21.08534],[-102.54268,21.08452],[-102.54357,21.08371],[-102.54447,21.08287],[-102.54535,21.08206],[-102.54626,21.08122],[-102.54714,21.08041],[-102.54805,21.07957],[-102.54895,21.07875],[-102.54983,21.07794],[-102.55074,21.07711],[-102.55156,21.07633],[-102.55247,21.07551],[-102.55335,21.07469],[-102.55426,21.07387],[-102.55515,21.07306],[-102.55604,21.07224],[-102.55694,21.07139],[-102.55782,21.07059],[-102.55874,21.06975],[-102.55961,21.06894],[-102.56051,21.06812],[-102.5614,21.0673],[-102.5623,21.06648],[-102.56318,21.06567],[-102.56409,21.06483],[-102.56497,21.06401],[-102.56589,21.06318],[-102.56677,21.06236],[-102.56764,21.06155],[-102.56857,21.0607],[-102.56943,21.05991],[-102.57019,21.05921],[-102.57108,21.0584],[-102.57197,21.05758],[-102.57288,21.05675],[-102.57376,21.05594],[-102.57466,21.05512],[-102.57554,21.0543],[-102.57644,21.05347],[-102.57733,21.05264],[-102.57822,21.05183],[-102.57916,21.05099],[-102.58003,21.05018],[-102.58092,21.04936],[-102.58181,21.04854],[-102.58271,21.04772],[-102.58361,21.04691],[-102.5844,21.04615],[-102.58512,21.04552],[-102.58553,21.04605],[-102.58597,21.04566]]}}
Línea 115.0 kV | LineString | 115.0 kV | 1 |  |  | CFE |  |  |  |  | OpenStreetMap | {"type":"Feature","properties":{},"geometry":{"type":"LineString","coordinates":[[-102.42485,21.3339],[-102.42418,21.33337],[-102.42327,21.33245],[-102.42254,21.33173],[-102.42101,21.33017],[-102.41949,21.32864],[-102.41776,21.32689],[-102.41616,21.32526],[-102.41568,21.32478],[-102.4149,21.32396],[-102.41415,21.32317],[-102.41327,21.32225],[-102.4126,21.32155],[-102.41004,21.31887],[-102.409,21.31778],[-102.40714,21.31583],[-102.40636,21.315],[-102.40526,21.31386],[-102.40433,21.31327],[-102.40319,21.31254],[-102.40204,21.31181],[-102.40075,21.31099],[-102.39955,21.31022],[-102.39684,21.30851],[-102.39572,21.30779],[-102.39409,21.30675],[-102.39312,21.30613],[-102.39246,21.30502],[-102.39187,21.30404],[-102.39108,21.3027],[-102.39059,21.30188],[-102.38987,21.30066],[-102.38897,21.29914],[-102.38782,21.29722],[-102.38691,21.29569],[-102.38628,21.29462],[-102.3851,21.29265],[-102.38455,21.29172],[-102.38413,21.29101],[-102.38297,21.28906],[-102.3825,21.28827],[-102.38206,21.28755],[-102.38122,21.28682],[-102.3804,21.28611],[-102.37952,21.28535],[-102.37863,21.28457],[-102.37751,21.28362],[-102.37613,21.28246],[-102.37378,21.28039],[-102.37287,21.2796],[-102.37185,21.27872],[-102.36968,21.27686],[-102.36723,21.27472],[-102.36618,21.27381],[-102.36529,21.27306],[-102.36437,21.27298],[-102.3613,21.27271],[-102.36072,21.27266],[-102.35903,21.2725],[-102.35766,21.27236],[-102.35519,21.27212],[-102.35288,21.27191],[-102.35141,21.27177],[-102.3494,21.27158],[-102.34847,21.27149],[-102.34656,21.27131],[-102.34445,21.27114],[-102.34358,21.27105],[-102.34224,21.27093],[-102.34109,21.27083],[-102.33879,21.27062],[-102.33772,21.27051],[-102.33647,21.2704],[-102.33565,21.27086],[-102.33441,21.27155],[-102.33342,21.27211],[-102.33028,21.27388],[-102.32918,21.2745],[-102.3281,21.2751],[-102.32702,21.27571],[-102.32609,21.27623],[-102.325,21.27686],[-102.32399,21.27752],[-102.32317,21.27721],[-102.32239,21.27692],[-102.32126,21.2767],[-102.32012,21.27703],[-102.31884,21.27709],[-102.3177,21.27706],[-102.31662,21.27702],[-102.31556,21.27698],[-102.31501,21.27706],[-102.31445,21.27726],[-102.31393,21.27755],[-102.31285,21.27819],[-102.31202,21.27861],[-102.31134,21.27884],[-102.31064,21.27895],[-102.3096,21.27909],[-102.30855,21.27922],[-102.30773,21.27931],[-102.30696,21.27941],[-102.30577,21.27956],[-102.30457,21.27969],[-102.30345,21.27984],[-102.30218,21.27999],[-102.301,21.28013],[-102.29994,21.28027],[-102.29884,21.28039],[-102.29792,21.28065],[-102.29699,21.28107],[-102.29607,21.2815],[-102.29516,21.2819],[-102.29447,21.28167],[-102.29405,21.28085],[-102.29365,21.28007],[-102.29391,21.27944],[-102.29485,21.27872],[-102.29586,21.27797],[-102.29687,21.27721],[-102.29789,21.27644],[-102.29882,21.27575],[-102.29985,21.27499],[-102.30076,21.27431],[-102.30175,21.27357],[-102.30272,21.27285],[-102.30377,21.27207],[-102.3045,21.27151]]}}
Línea 115.0 kV | LineString | 115.0 kV | 1 |  |  | CFE |  |  |  |  | OpenStreetMap | {"type":"Feature","properties":{},"geometry":{"type":"LineString","coordinates":[[-102.42485,21.3339],[-102.42511,21.3341],[-102.42701,21.33557],[-102.42776,21.33615],[-102.42877,21.33693],[-102.4296,21.33787],[-102.43061,21.33899],[-102.43119,21.33963],[-102.43212,21.34067],[-102.43407,21.34284],[-102.43589,21.34487],[-102.43667,21.34574],[-102.43766,21.34665],[-102.43867,21.34758],[-102.43952,21.34836],[-102.44008,21.34888],[-102.44197,21.35061],[-102.44268,21.35127],[-102.44331,21.35156],[-102.44504,21.35237],[-102.4465,21.35307],[-102.4484,21.35396],[-102.44935,21.35441],[-102.45054,21.35497],[-102.45221,21.35576],[-102.45321,21.35623],[-102.45589,21.35752],[-102.45718,21.35812],[-102.45899,21.35898],[-102.45961,21.35928],[-102.46037,21.35964],[-102.46235,21.36057],[-102.46426,21.36147],[-102.46568,21.36213],[-102.46681,21.36267],[-102.46795,21.36322],[-102.47003,21.36419],[-102.47112,21.3647],[-102.47201,21.36513],[-102.47265,21.36595],[-102.47473,21.36861],[-102.47594,21.37014],[-102.47674,21.37116],[-102.47891,21.37175],[-102.48082,21.37225],[-102.48226,21.37263],[-102.48398,21.37309],[-102.486,21.37364],[-102.49004,21.37474],[-102.49658,21.37642],[-102.49782,21.37678],[-102.50017,21.37806],[-102.5018,21.37894],[-102.50318,21.37968],[-102.50459,21.38043],[-102.50579,21.38108],[-102.507,21.38174],[-102.50804,21.38314],[-102.50867,21.38399],[-102.50967,21.38533],[-102.51114,21.38728],[-102.51181,21.38819],[-102.51282,21.38955],[-102.5137,21.3906],[-102.51425,21.39128],[-102.51573,21.39305],[-102.51683,21.39438],[-102.51754,21.39524],[-102.51915,21.39716],[-102.52039,21.39866],[-102.52093,21.39931],[-102.522,21.4006],[-102.52309,21.40192],[-102.52425,21.40331],[-102.52562,21.40497],[-102.5267,21.40626],[-102.52808,21.40792],[-102.52909,21.40915],[-102.52993,21.41015],[-102.5308,21.41086],[-102.5317,21.41158],[-102.53218,21.41249],[-102.53283,21.41373],[-102.53378,21.41552],[-102.53456,21.41699],[-102.53538,21.41855],[-102.53643,21.42053],[-102.53713,21.42187],[-102.53757,21.42219],[-102.53881,21.42221],[-102.54006,21.42223],[-102.54133,21.42225],[-102.54262,21.42227],[-102.54356,21.42229],[-102.54459,21.42243],[-102.54556,21.42255],[-102.54674,21.42316],[-102.54765,21.42363],[-102.54875,21.4242],[-102.54985,21.42476],[-102.55094,21.42532],[-102.55198,21.42586],[-102.553,21.42604],[-102.55404,21.42623],[-102.55518,21.42643],[-102.55622,21.42662],[-102.55726,21.4268],[-102.55842,21.42701],[-102.55946,21.42713],[-102.56051,21.42724],[-102.56148,21.42735],[-102.56263,21.42748],[-102.56387,21.42747],[-102.56528,21.42746],[-102.56601,21.42683],[-102.5666,21.4263]]}}
Línea 115.0 kV | LineString | 115.0 kV | 2 |  |  | CFE |  |  |  |  | OpenStreetMap | {"type":"Feature","properties":{},"geometry":{"type":"LineString","coordinates":[[-102.43041,21.33184],[-102.42942,21.33156],[-102.42771,21.33244],[-102.4257,21.33347],[-102.42485,21.3339]]}}
Línea 115.0 kV | LineString | 115.0 kV | 1 |  |  | CFE |  |  |  |  | OpenStreetMap | {"type":"Feature","properties":{},"geometry":{"type":"LineString","coordinates":[[-102.43014,21.33243],[-102.43041,21.33184]]}}
Línea 115.0 kV | LineString | 115.0 kV | 1 |  |  | CFE |  |  |  |  | OpenStreetMap | {"type":"Feature","properties":{},"geometry":{"type":"LineString","coordinates":[[-102.43031,21.33249],[-102.43041,21.33184]]}}
Línea 115.0 kV | LineString | 115.0 kV | 1 |  |  | CFE |  |  |  |  | OpenStreetMap | {"type":"Feature","properties":{},"geometry":{"type":"LineString","coordinates":[[-102.26571,21.3241],[-102.26675,21.32423],[-102.2678,21.32439],[-102.26837,21.32447],[-102.26848,21.32468],[-102.26837,21.32472]]}}
Línea 115.0 kV | LineString | 115.0 kV | 1 |  |  | CFE |  |  |  |  | OpenStreetMap | {"type":"Feature","properties":{},"geometry":{"type":"LineString","coordinates":[[-102.31212,21.26656],[-102.31221,21.26659],[-102.31204,21.26671],[-102.31173,21.26634],[-102.31123,21.26673],[-102.31074,21.26664],[-102.31026,21.26612],[-102.30997,21.26574],[-102.30734,21.2664],[-102.30587,21.26675],[-102.30379,21.26721],[-102.30282,21.26796],[-102.30146,21.26899],[-102.29984,21.27014],[-102.29843,21.27116],[-102.29746,21.27185],[-102.29584,21.27307],[-102.29449,21.27404],[-102.29311,21.27508],[-102.29137,21.27636],[-102.28999,21.27737],[-102.2889,21.27806],[-102.28621,21.27978],[-102.28517,21.28044],[-102.284,21.28121],[-102.28287,21.28191],[-102.28207,21.28349],[-102.28138,21.28483],[-102.28067,21.28622],[-102.27981,21.28791],[-102.27907,21.2894],[-102.27828,21.29099],[-102.27747,21.29259],[-102.27648,21.29454],[-102.27559,21.29629],[-102.2749,21.29769],[-102.2741,21.29928],[-102.27327,21.30091],[-102.27284,21.30176],[-102.272,21.30341],[-102.27115,21.30512],[-102.2704,21.30658],[-102.26974,21.30786],[-102.26814,21.31104],[-102.26767,21.31355],[-102.2671,21.31666],[-102.26682,21.31809],[-102.26636,21.32056],[-102.26611,21.32196],[-102.26593,21.32289],[-102.26571,21.3241]]}}
Línea 115.0 kV | LineString | 115.0 kV | 1 |  |  | CFE |  |  |  |  | OpenStreetMap | {"type":"Feature","properties":{},"geometry":{"type":"LineString","coordinates":[[-102.27862,21.71004],[-102.27805,21.7099],[-102.27623,21.7098],[-102.27442,21.70972],[-102.27259,21.70963],[-102.27194,21.7096],[-102.27185,21.70959]]}}
Línea 115.0 kV | LineString | 115.0 kV | 1 |  |  | CFE |  |  |  |  | OpenStreetMap | {"type":"Feature","properties":{},"geometry":{"type":"LineString","coordinates":[[-102.27187,21.70979],[-102.2719,21.70969],[-102.27194,21.7096],[-102.2725,21.70807],[-102.2731,21.70644],[-102.27364,21.70501],[-102.27429,21.70322],[-102.2749,21.70151],[-102.27554,21.69981],[-102.27614,21.69819],[-102.27671,21.69665],[-102.27728,21.69503],[-102.27794,21.69324],[-102.27856,21.69156],[-102.27913,21.68999],[-102.27973,21.68836],[-102.28032,21.68674],[-102.28092,21.68511],[-102.28139,21.68383],[-102.28198,21.68222],[-102.28257,21.68059],[-102.28311,21.67913],[-102.2837,21.67751],[-102.28436,21.67571],[-102.28499,21.674],[-102.28559,21.67238],[-102.28618,21.67076],[-102.28669,21.66938],[-102.28711,21.66823],[-102.28763,21.66676],[-102.28823,21.66506],[-102.28877,21.66363],[-102.28788,21.66213],[-102.28697,21.66059],[-102.28603,21.65901],[-102.28519,21.65759],[-102.28431,21.65609],[-102.28342,21.65458],[-102.28256,21.65307],[-102.28095,21.6504],[-102.28009,21.64891],[-102.27918,21.64741],[-102.27827,21.64584],[-102.2769,21.64349],[-102.27593,21.64184],[-102.27495,21.64022],[-102.27515,21.63841],[-102.27534,21.63663],[-102.27555,21.63482],[-102.27576,21.63302],[-102.27596,21.63122],[-102.27616,21.62942],[-102.27635,21.62779],[-102.27655,21.626],[-102.27674,21.62428],[-102.27706,21.62142],[-102.27734,21.61859],[-102.27683,21.61811],[-102.276,21.61732],[-102.27467,21.61603],[-102.27332,21.61472],[-102.27197,21.61342],[-102.27062,21.61212],[-102.26927,21.61082],[-102.26798,21.60959],[-102.26664,21.60829],[-102.26552,21.60722],[-102.26512,21.60561],[-102.26459,21.60363],[-102.26415,21.60192],[-102.26366,21.60005],[-102.26326,21.59853],[-102.26281,21.59681],[-102.26235,21.59506],[-102.26189,21.59329],[-102.26146,21.5917],[-102.26108,21.59026],[-102.26065,21.5886],[-102.2602,21.58683],[-102.25979,21.58536],[-102.25934,21.58364],[-102.2589,21.58196],[-102.25837,21.57995],[-102.25795,21.57835],[-102.25742,21.57629],[-102.25685,21.57413],[-102.25647,21.5727],[-102.25654,21.57098],[-102.25659,21.56936],[-102.25666,21.56743],[-102.25672,21.56563],[-102.25678,21.5641],[-102.25685,21.56223],[-102.25689,21.56108],[-102.25557,21.55994],[-102.25422,21.55877],[-102.25286,21.5576],[-102.25154,21.55646],[-102.25017,21.55527],[-102.24884,21.5541],[-102.24751,21.55293],[-102.24601,21.55165],[-102.2448,21.55058],[-102.24352,21.54949],[-102.24226,21.54839],[-102.24109,21.54737],[-102.24007,21.54648],[-102.23932,21.54568],[-102.23907,21.54577]]}}
Línea 115.0 kV | LineString | 115.0 kV | 1 |  |  | CFE |  |  |  |  | OpenStreetMap | {"type":"Feature","properties":{},"geometry":{"type":"LineString","coordinates":[[-102.26571,21.3241],[-102.26543,21.32556],[-102.26474,21.32922],[-102.26445,21.33082],[-102.26416,21.33234],[-102.26388,21.33386],[-102.2635,21.33591],[-102.26294,21.33894],[-102.2626,21.34071],[-102.2623,21.34231],[-102.26201,21.3439],[-102.2619,21.34483],[-102.2617,21.34663],[-102.26155,21.34808],[-102.26136,21.34978],[-102.2612,21.35112],[-102.26101,21.35276],[-102.26083,21.35456],[-102.26066,21.3561],[-102.26044,21.35793],[-102.26029,21.35924],[-102.26012,21.36086],[-102.25991,21.36266],[-102.25974,21.36437],[-102.25955,21.3659],[-102.2593,21.36822],[-102.25906,21.3704],[-102.25879,21.37273],[-102.25841,21.37614],[-102.25814,21.37824],[-102.25795,21.37977],[-102.25821,21.38128],[-102.25846,21.3828],[-102.25871,21.38431],[-102.259,21.38646],[-102.25935,21.3888],[-102.25961,21.39043],[-102.25984,21.39195],[-102.26005,21.39339],[-102.26032,21.39518],[-102.26062,21.39715],[-102.2609,21.399],[-102.2612,21.40108],[-102.26147,21.40286],[-102.26175,21.40457],[-102.262,21.40627],[-102.26226,21.40806],[-102.26254,21.40986],[-102.26283,21.41185],[-102.26306,21.41351],[-102.26306,21.41453],[-102.26305,21.4157],[-102.26303,21.41706],[-102.26301,21.41841],[-102.263,21.41979],[-102.26297,21.42106],[-102.26294,21.42349],[-102.26292,21.42521],[-102.26289,21.42691],[-102.26286,21.42871],[-102.26284,21.43025],[-102.26282,21.43142],[-102.2628,21.43286],[-102.26277,21.43457],[-102.26274,21.43638],[-102.26286,21.43775],[-102.26298,21.43909],[-102.26309,21.44073],[-102.26325,21.44234],[-102.26339,21.44395],[-102.26348,21.44532],[-102.2636,21.44677],[-102.26387,21.4482],[-102.26416,21.44981],[-102.26449,21.4516],[-102.26473,21.45321],[-102.26499,21.45481],[-102.26523,21.45624],[-102.2655,21.45778],[-102.26584,21.45965],[-102.26614,21.46135],[-102.26643,21.46299],[-102.26623,21.46467],[-102.26606,21.46619],[-102.26584,21.46812],[-102.26564,21.46992],[-102.26549,21.47127],[-102.2653,21.47296],[-102.26497,21.47593],[-102.2648,21.47746],[-102.26442,21.48065],[-102.26428,21.48192],[-102.26413,21.48325],[-102.26393,21.48497],[-102.26379,21.48622],[-102.26363,21.48774],[-102.26333,21.49025],[-102.26314,21.49192],[-102.26292,21.49389],[-102.26275,21.49542],[-102.26257,21.49696],[-102.26231,21.49816],[-102.26198,21.49958],[-102.26147,21.50183],[-102.26117,21.50311],[-102.26068,21.50522],[-102.26025,21.50709],[-102.25982,21.50904],[-102.25953,21.51027],[-102.25929,21.51133],[-102.25905,21.5124],[-102.25878,21.51383],[-102.25745,21.51663],[-102.25637,21.51903],[-102.25517,21.52169],[-102.25478,21.52255],[-102.2534,21.52564],[-102.25187,21.52904],[-102.25079,21.53138],[-102.24961,21.53397],[-102.24871,21.53602],[-102.24807,21.53743],[-102.24754,21.5386],[-102.24679,21.54025],[-102.24572,21.54142],[-102.24489,21.54232],[-102.2438,21.54349],[-102.2429,21.54446],[-102.24111,21.54504],[-102.23953,21.54552],[-102.23905,21.54569]]}}
Línea 115.0 kV | LineString | 115.0 kV | 1 |  |  | CFE |  |  |  |  | OpenStreetMap | {"type":"Feature","properties":{},"geometry":{"type":"LineString","coordinates":[[-102.27709,21.73065],[-102.27702,21.72913],[-102.27701,21.72837],[-102.277,21.72747],[-102.27699,21.72675],[-102.27816,21.7267],[-102.27934,21.72656],[-102.28054,21.72649],[-102.28175,21.72645],[-102.28292,21.7264],[-102.2835,21.72578],[-102.28409,21.72513],[-102.28468,21.72451]]}}
Línea 115.0 kV | LineString | 115.0 kV | 2 |  |  | CFE |  |  |  |  | OpenStreetMap | {"type":"Feature","properties":{},"geometry":{"type":"LineString","coordinates":[[-102.28468,21.72451],[-102.28582,21.7246],[-102.28698,21.72468],[-102.28809,21.72474],[-102.28934,21.72483],[-102.29053,21.7249],[-102.29172,21.72498],[-102.2929,21.72505],[-102.29408,21.72513],[-102.29527,21.7252],[-102.29646,21.72525],[-102.29765,21.72533],[-102.29883,21.7254],[-102.3,21.72549],[-102.3012,21.72557],[-102.30237,21.72564],[-102.3035,21.72571],[-102.30472,21.72579],[-102.30594,21.72587],[-102.30713,21.72598],[-102.30831,21.72606],[-102.30938,21.72613],[-102.31045,21.7262],[-102.3114,21.72627]]}}
Línea 115.0 kV | LineString | 115.0 kV | 1 |  |  | CFE |  |  |  |  | OpenStreetMap | {"type":"Feature","properties":{},"geometry":{"type":"LineString","coordinates":[[-102.28468,21.72451],[-102.2838,21.72446],[-102.28252,21.72424],[-102.28147,21.72407],[-102.28045,21.7239],[-102.28015,21.72348],[-102.27942,21.72321],[-102.2788,21.72283],[-102.2782,21.7223],[-102.27757,21.72142],[-102.27706,21.72045],[-102.27697,21.71942],[-102.27722,21.71832],[-102.27754,21.71723],[-102.2778,21.71623],[-102.27811,21.71505],[-102.27838,21.71395],[-102.27869,21.71285],[-102.279,21.71176],[-102.27924,21.71103]]}}
Línea 115.0 kV | LineString | 115.0 kV | 2 |  |  | CFE |  |  |  |  | OpenStreetMap | {"type":"Feature","properties":{},"geometry":{"type":"LineString","coordinates":[[-112.39896,27.37935],[-112.40073,27.37724],[-112.40344,27.37666],[-112.40596,27.37612],[-112.40822,27.37563],[-112.40858,27.3756]]}}
Línea 115.0 kV | LineString | 115.0 kV | 1 |  |  | CFE |  |  |  |  | OpenStreetMap | {"type":"Feature","properties":{},"geometry":{"type":"LineString","coordinates":[[-112.2714,27.35384],[-112.27175,27.35382],[-112.27242,27.35374],[-112.27358,27.35347],[-112.27371,27.3538],[-112.27553,27.35451],[-112.27989,27.35624],[-112.28115,27.35676],[-112.28326,27.3576],[-112.2851,27.35835],[-112.28549,27.35851],[-112.28849,27.35969],[-112.29075,27.3606],[-112.29367,27.36176],[-112.29428,27.36201],[-112.29643,27.36286],[-112.29746,27.36328],[-112.29969,27.36519],[-112.30131,27.36659],[-112.30457,27.36936],[-112.30608,27.37066],[-112.30847,27.37271],[-112.30916,27.37328],[-112.30917,27.3751],[-112.30918,27.37656],[-112.30919,27.38036],[-112.30921,27.38138],[-112.30916,27.38403],[-112.30916,27.38507],[-112.30916,27.38585],[-112.30917,27.3872],[-112.31183,27.38913],[-112.31416,27.38931],[-112.31628,27.3895],[-112.31934,27.38974],[-112.32177,27.38994],[-112.32419,27.39013],[-112.32618,27.39029],[-112.32927,27.39061],[-112.33181,27.39077],[-112.33441,27.39099],[-112.33495,27.39104],[-112.33762,27.39122],[-112.33828,27.39113],[-112.33908,27.39097],[-112.34148,27.39049],[-112.34269,27.38982],[-112.34476,27.38871],[-112.3456,27.38826],[-112.34708,27.38745],[-112.34894,27.38643],[-112.35097,27.38558],[-112.35297,27.38475],[-112.35478,27.38399],[-112.35678,27.38315],[-112.35797,27.38287],[-112.36,27.3824],[-112.36162,27.38201],[-112.36381,27.38149],[-112.36635,27.38093],[-112.36736,27.38071],[-112.36872,27.38041],[-112.37407,27.37968],[-112.37794,27.37924],[-112.38057,27.37892],[-112.383,27.37864],[-112.38488,27.37864],[-112.38671,27.37866],[-112.38871,27.37869],[-112.39164,27.37871],[-112.39316,27.37871],[-112.39563,27.37869],[-112.39761,27.37872],[-112.39896,27.37935]]}}
Línea 115.0 kV | LineString | 115.0 kV | 1 |  |  | CFE |  |  |  |  | OpenStreetMap | {"type":"Feature","properties":{},"geometry":{"type":"LineString","coordinates":[[-112.53381,27.49799],[-112.53225,27.49877],[-112.52773,27.50116],[-112.52614,27.50199],[-112.52559,27.50158],[-112.52485,27.50102],[-112.52433,27.50062],[-112.52376,27.50021],[-112.52319,27.49979],[-112.52209,27.49894],[-112.52154,27.49831],[-112.52095,27.49762],[-112.52042,27.49701],[-112.51991,27.49639],[-112.5193,27.4957],[-112.51877,27.49506],[-112.51821,27.49444],[-112.51766,27.49379],[-112.5171,27.49314],[-112.51652,27.49245],[-112.51598,27.49183],[-112.51544,27.4912],[-112.51487,27.49054],[-112.51434,27.48992],[-112.51378,27.48925],[-112.51322,27.48859],[-112.51268,27.48796],[-112.51212,27.48731],[-112.51157,27.48666],[-112.51102,27.48601],[-112.51059,27.48551],[-112.51031,27.48473],[-112.51006,27.48395],[-112.50979,27.48317],[-112.50953,27.4824],[-112.50926,27.48161],[-112.50904,27.48089],[-112.50874,27.48014],[-112.50823,27.47949],[-112.50771,27.47883],[-112.50718,27.47816],[-112.50663,27.47748],[-112.50613,27.47684],[-112.5056,27.47617],[-112.50507,27.4755],[-112.50455,27.47483],[-112.50401,27.47417],[-112.50348,27.4735],[-112.50297,27.47285],[-112.50246,27.4722],[-112.50193,27.47152],[-112.50139,27.47086],[-112.5009,27.4702],[-112.50036,27.46954],[-112.49984,27.46887],[-112.49931,27.46821],[-112.49879,27.46755],[-112.49825,27.46687],[-112.49773,27.4662],[-112.49722,27.46554],[-112.49669,27.46488],[-112.49617,27.46422],[-112.49571,27.46365],[-112.49525,27.46307],[-112.49474,27.4624],[-112.49421,27.46173],[-112.49369,27.46107],[-112.49316,27.4604],[-112.49263,27.45974],[-112.4921,27.45909],[-112.49159,27.45843],[-112.49104,27.45774],[-112.49053,27.4571],[-112.49001,27.45643],[-112.48949,27.45576],[-112.48897,27.4551],[-112.48844,27.45445],[-112.48791,27.45378],[-112.48742,27.45315],[-112.48694,27.45255],[-112.48649,27.45198],[-112.48599,27.45131],[-112.48547,27.45064],[-112.48496,27.44997],[-112.48445,27.44933],[-112.48393,27.44863],[-112.48342,27.44795],[-112.4829,27.44729],[-112.48238,27.44662],[-112.48186,27.44595],[-112.48136,27.44528],[-112.4808,27.44456],[-112.48033,27.44394],[-112.47982,27.44328],[-112.47929,27.44261],[-112.47878,27.44193],[-112.47826,27.44126],[-112.47774,27.44059],[-112.47722,27.43991],[-112.47672,27.43926],[-112.47622,27.43858],[-112.47582,27.43808],[-112.47543,27.43757],[-112.47491,27.4369],[-112.4744,27.43623],[-112.47388,27.43556],[-112.47337,27.43488],[-112.47287,27.43421],[-112.47236,27.43353],[-112.47183,27.43287],[-112.47132,27.4322],[-112.47081,27.43153],[-112.47029,27.43086],[-112.46978,27.43019],[-112.46927,27.42952],[-112.46875,27.42884],[-112.46823,27.42819],[-112.46766,27.42742],[-112.46722,27.42683],[-112.4667,27.42616],[-112.46618,27.42551],[-112.46566,27.42484],[-112.46541,27.42395],[-112.46518,27.42307],[-112.46496,27.42214],[-112.4643,27.42157],[-112.46366,27.421],[-112.463,27.42038],[-112.46237,27.41984],[-112.46173,27.41928],[-112.4612,27.41879],[-112.46065,27.4183],[-112.4599,27.41783],[-112.45913,27.41741],[-112.45842,27.41703],[-112.45777,27.41667],[-112.45698,27.41625],[-112.45474,27.41501],[-112.45398,27.41458],[-112.45321,27.41415],[-112.45243,27.41371],[-112.45166,27.41326],[-112.45089,27.41285],[-112.45014,27.41242],[-112.44938,27.412],[-112.44859,27.41156],[-112.44779,27.41114],[-112.44703,27.4107],[-112.44626,27.41027],[-112.44548,27.40983],[-112.44472,27.40942],[-112.44394,27.40895],[-112.44318,27.40855],[-112.44239,27.40813],[-112.44163,27.40768],[-112.44086,27.40726],[-112.44006,27.40684],[-112.4393,27.40641],[-112.43853,27.40597],[-112.43777,27.40553],[-112.43715,27.40519],[-112.43655,27.40486],[-112.43592,27.40451],[-112.43528,27.40392],[-112.43465,27.40334],[-112.43401,27.40276],[-112.43339,27.40219],[-112.43273,27.4016],[-112.43221,27.40111],[-112.43165,27.40061],[-112.43119,27.40018],[-112.43049,27.39953],[-112.42979,27.39901],[-112.42906,27.39851],[-112.42838,27.39799],[-112.42767,27.39749],[-112.42625,27.39646],[-112.42555,27.39594],[-112.42485,27.39542],[-112.42414,27.39491],[-112.42357,27.39449],[-112.42241,27.39366],[-112.42169,27.39314],[-112.42108,27.39273],[-112.42052,27.39229],[-112.4199,27.39183],[-112.41931,27.3914],[-112.4187,27.39096],[-112.418,27.39045],[-112.4173,27.38993],[-112.4166,27.38942],[-112.41595,27.38896],[-112.41529,27.3885],[-112.41464,27.38828],[-112.41329,27.38781],[-112.41178,27.3869],[-112.41101,27.38645],[-112.41025,27.386],[-112.40948,27.38558],[-112.40871,27.38514],[-112.40745,27.3844],[-112.40683,27.38404],[-112.40529,27.38315],[-112.40453,27.3827],[-112.40377,27.38225],[-112.40146,27.38094],[-112.40071,27.38049],[-112.39896,27.37935]]}}
Línea 115.0 kV | LineString | 115.0 kV | 1 |  |  | CFE |  |  |  |  | OpenStreetMap | {"type":"Feature","properties":{},"geometry":{"type":"LineString","coordinates":[[-113.41444,27.64147],[-113.41443,27.64177],[-113.41646,27.6418],[-113.41849,27.64182],[-113.42101,27.64186],[-113.42354,27.64188],[-113.42606,27.64192],[-113.4286,27.64195],[-113.43113,27.64198],[-113.43366,27.64202],[-113.43619,27.64205],[-113.4386,27.64208],[-113.44116,27.64212],[-113.44367,27.64216],[-113.44607,27.6422],[-113.44924,27.64223],[-113.45179,27.64226],[-113.4533,27.64229],[-113.45634,27.64233],[-113.459,27.64236],[-113.46139,27.64239],[-113.46392,27.64242],[-113.46645,27.64245],[-113.46921,27.64249],[-113.47198,27.64254],[-113.47346,27.64233],[-113.47577,27.64162],[-113.47815,27.64088],[-113.48053,27.64013],[-113.48293,27.6394],[-113.48533,27.63865],[-113.48771,27.63792],[-113.49011,27.63718],[-113.49181,27.63663],[-113.49353,27.63579],[-113.49478,27.6345],[-113.49608,27.63257],[-113.49739,27.63064],[-113.49868,27.62871],[-113.49998,27.62677],[-113.50127,27.62483],[-113.50258,27.62291],[-113.50388,27.62097],[-113.50518,27.61903],[-113.50647,27.6171],[-113.50778,27.61517],[-113.50908,27.61323],[-113.51045,27.61118],[-113.51167,27.60935],[-113.51294,27.60742],[-113.51425,27.60548],[-113.51554,27.60355],[-113.51684,27.60162],[-113.51813,27.59969],[-113.51943,27.59776],[-113.52074,27.59581],[-113.52204,27.59387],[-113.52334,27.59194],[-113.52462,27.59003],[-113.52594,27.58808],[-113.52723,27.58614],[-113.52853,27.5842],[-113.52977,27.58235],[-113.53061,27.58111],[-113.53192,27.57917],[-113.5332,27.57779],[-113.53481,27.57685],[-113.53718,27.57606],[-113.53955,27.57525],[-113.54191,27.57446],[-113.54429,27.57365],[-113.54617,27.57303],[-113.54854,27.57223],[-113.5509,27.57143],[-113.55326,27.57062],[-113.55564,27.56982],[-113.55801,27.56903],[-113.56036,27.56824],[-113.56273,27.56743],[-113.56509,27.56663],[-113.56747,27.56583],[-113.56982,27.56504],[-113.57219,27.56424],[-113.57456,27.56344],[-113.57687,27.56265],[-113.57929,27.56184],[-113.58164,27.56103],[-113.58401,27.56024],[-113.58638,27.55943],[-113.58873,27.55864],[-113.59109,27.55783],[-113.59347,27.55704],[-113.59582,27.55624],[-113.5982,27.55544],[-113.60057,27.55464],[-113.60282,27.55387],[-113.60519,27.55307],[-113.60756,27.55227],[-113.60992,27.55148],[-113.61238,27.55064],[-113.61475,27.54984],[-113.61711,27.54904],[-113.61947,27.54824],[-113.62183,27.54744],[-113.62429,27.54661],[-113.62666,27.54581],[-113.62902,27.54501],[-113.63141,27.5442],[-113.63331,27.54356],[-113.63556,27.54279],[-113.63774,27.54204],[-113.64019,27.54121],[-113.64256,27.5404],[-113.64487,27.53961],[-113.64733,27.53877],[-113.64971,27.53795],[-113.65206,27.53715],[-113.65447,27.53633],[-113.65684,27.53552],[-113.65919,27.53472],[-113.66156,27.53391],[-113.66392,27.53311],[-113.66627,27.53232],[-113.66864,27.53151],[-113.67064,27.53081],[-113.67289,27.53005],[-113.67487,27.52938],[-113.67722,27.52859],[-113.67961,27.52778],[-113.68196,27.52695],[-113.68431,27.52616],[-113.68668,27.52536],[-113.68902,27.52454],[-113.69138,27.52374],[-113.69375,27.52294],[-113.69608,27.52209],[-113.6988,27.52116],[-113.7008,27.52048],[-113.70321,27.51967],[-113.70558,27.51888],[-113.70794,27.51806],[-113.7103,27.51726],[-113.71267,27.51646],[-113.71503,27.51565],[-113.71741,27.51486],[-113.71974,27.51403],[-113.72211,27.51323],[-113.72449,27.51242],[-113.72709,27.51153],[-113.72911,27.51083],[-113.73148,27.51005],[-113.73384,27.50924],[-113.73631,27.50842],[-113.73769,27.50791],[-113.73971,27.50726],[-113.74206,27.50647],[-113.74441,27.50566],[-113.74673,27.50488],[-113.74914,27.50406],[-113.7515,27.50326],[-113.75389,27.50247],[-113.75624,27.50164],[-113.75866,27.50087],[-113.76102,27.50006],[-113.76339,27.49926],[-113.76576,27.49845],[-113.76813,27.49765],[-113.77046,27.49686],[-113.77281,27.49607],[-113.77558,27.49512],[-113.77774,27.49439],[-113.78001,27.49362],[-113.78223,27.49289],[-113.7844,27.49214],[-113.78662,27.49141],[-113.78859,27.49073],[-113.79089,27.48995],[-113.79325,27.48916],[-113.79542,27.48842],[-113.79779,27.48762],[-113.80008,27.48684],[-113.80263,27.48599],[-113.80497,27.4852],[-113.8071,27.48448],[-113.80916,27.48379],[-113.81146,27.483],[-113.81373,27.48223],[-113.81608,27.48144],[-113.81803,27.48078],[-113.82034,27.47999],[-113.82178,27.4795],[-113.82328,27.479],[-113.82572,27.47815],[-113.82808,27.47733],[-113.83044,27.47651],[-113.83279,27.47571],[-113.83512,27.4749],[-113.83748,27.47408],[-113.83985,27.47326],[-113.84239,27.47239],[-113.84487,27.47153],[-113.84711,27.47073],[-113.85,27.46972],[-113.85228,27.46891],[-113.85471,27.46805],[-113.85696,27.46726],[-113.8593,27.46643],[-113.86165,27.46559],[-113.864,27.46475],[-113.86635,27.46393],[-113.86868,27.4631],[-113.87103,27.46226],[-113.87264,27.46169],[-113.87482,27.46091],[-113.87715,27.46009],[-113.87951,27.45926],[-113.88178,27.45845],[-113.88373,27.45776],[-113.88608,27.45692],[-113.88841,27.4561],[-113.89077,27.45526],[-113.89318,27.45441],[-113.89492,27.45379],[-113.89736,27.45292],[-113.89893,27.45236],[-113.90073,27.45172],[-113.90295,27.45094],[-113.90521,27.45014],[-113.90744,27.44935],[-113.9097,27.44855],[-113.91194,27.44775],[-113.91419,27.44696],[-113.91643,27.44616],[-113.91867,27.44537],[-113.92088,27.44458],[-113.92324,27.44374],[-113.92536,27.44299],[-113.92698,27.44242],[-113.92947,27.44152],[-113.93182,27.44069],[-113.93418,27.43987],[-113.93652,27.43902],[-113.93886,27.43818],[-113.94048,27.43777],[-113.94324,27.43755],[-113.94601,27.4373],[-113.94878,27.43708],[-113.95131,27.43686],[-113.95384,27.43667],[-113.95636,27.43646],[-113.95889,27.43626],[-113.96139,27.43605],[-113.9638,27.43586],[-113.96627,27.43565],[-113.9688,27.43545],[-113.97129,27.43525],[-113.97382,27.43506],[-113.97632,27.43485],[-113.97885,27.43465],[-113.9812,27.43446],[-113.98387,27.43424],[-113.9864,27.43403],[-113.98891,27.43384],[-113.99175,27.4336],[-113.99424,27.4334],[-113.99727,27.43315],[-113.99931,27.43298],[-114.00172,27.43279],[-114.00425,27.43258],[-114.00677,27.43238],[-114.00929,27.43216],[-114.0118,27.43197],[-114.0143,27.43176],[-114.01683,27.43156],[-114.01935,27.43135],[-114.02188,27.43114],[-114.0244,27.43093],[-114.02665,27.43074],[-114.0291,27.43054],[-114.03182,27.43032],[-114.0346,27.43009],[-114.03696,27.4299],[-114.03964,27.42969],[-114.04262,27.42946],[-114.04509,27.42966],[-114.04736,27.42984],[-114.04972,27.43005],[-114.05224,27.43027],[-114.05472,27.43049],[-114.05722,27.43073],[-114.05974,27.43095],[-114.06221,27.43116],[-114.06473,27.43139],[-114.06687,27.43158],[-114.0692,27.43181],[-114.07008,27.43036],[-114.0709,27.42901],[-114.07189,27.42739],[-114.0731,27.42541],[-114.07431,27.42343],[-114.07549,27.4215],[-114.07673,27.41945],[-114.07794,27.41748],[-114.07915,27.4155],[-114.08035,27.41354],[-114.08156,27.41155],[-114.08276,27.40958],[-114.08399,27.40758],[-114.0852,27.4056],[-114.0864,27.40363],[-114.08761,27.40166],[-114.08882,27.39967],[-114.09002,27.39769],[-114.09123,27.39571],[-114.09244,27.39373],[-114.09365,27.39175],[-114.09485,27.38978],[-114.09606,27.38779],[-114.09728,27.38581],[-114.09848,27.38383],[-114.09969,27.38185],[-114.1009,27.37987],[-114.10208,27.37793],[-114.10332,27.37591],[-114.10453,27.37393],[-114.10573,27.37195],[-114.10694,27.36997],[-114.10815,27.36799],[-114.10935,27.36601],[-114.11056,27.36403],[-114.11177,27.36204],[-114.11297,27.36008],[-114.11419,27.35809],[-114.11539,27.35611],[-114.11661,27.35411],[-114.11781,27.35215],[-114.11901,27.35018],[-114.12022,27.34818],[-114.12142,27.34622],[-114.1226,27.3443],[-114.12384,27.34227],[-114.12505,27.34028],[-114.12627,27.3383],[-114.12722,27.3367],[-114.12844,27.33472],[-114.12965,27.33274],[-114.13084,27.33077],[-114.13206,27.32876],[-114.13325,27.32679],[-114.13448,27.32481],[-114.13568,27.32282],[-114.13687,27.32086],[-114.13809,27.31888],[-114.13928,27.31691],[-114.14049,27.31492],[-114.14171,27.31294],[-114.1429,27.31097],[-114.14406,27.30909],[-114.14532,27.30701],[-114.14653,27.30503],[-114.14774,27.30304],[-114.14894,27.30105],[-114.15014,27.29908],[-114.15136,27.2971],[-114.15257,27.29512],[-114.15389,27.29294],[-114.15508,27.29099],[-114.15627,27.28902],[-114.1575,27.287],[-114.15851,27.2853],[-114.15948,27.28373],[-114.16068,27.28178],[-114.16149,27.28046],[-114.16272,27.27847],[-114.16392,27.27649],[-114.16512,27.27447],[-114.16694,27.27261],[-114.16859,27.2709],[-114.17024,27.26921],[-114.17194,27.26748],[-114.17358,27.26577],[-114.17517,27.2641],[-114.17682,27.26239],[-114.17848,27.26069],[-114.18012,27.25898],[-114.18178,27.25728],[-114.18342,27.25557],[-114.18507,27.25385],[-114.18672,27.25213],[-114.18835,27.25044],[-114.19001,27.24872],[-114.19165,27.24701],[-114.19329,27.2453],[-114.19495,27.24358],[-114.19659,27.24189],[-114.19834,27.24007],[-114.19992,27.23844],[-114.20132,27.23698],[-114.20233,27.23495],[-114.20267,27.23271],[-114.20301,27.23048],[-114.20334,27.22824],[-114.20361,27.22641],[-114.20395,27.22415],[-114.20422,27.22232],[-114.20438,27.22131],[-114.20553,27.21944],[-114.20733,27.21805],[-114.2089,27.21632],[-114.20982,27.21527],[-114.21119,27.21336],[-114.21296,27.21093],[-114.21369,27.20946],[-114.21449,27.20797],[-114.21539,27.20624],[-114.21692,27.20445],[-114.21856,27.2027],[-114.22019,27.20101],[-114.22159,27.19909],[-114.22222,27.19729],[-114.22295,27.19527],[-114.22509,27.19377],[-114.22726,27.19224],[-114.22654,27.19013],[-114.22572,27.18818],[-114.22502,27.18652],[-114.22401,27.1841],[-114.22288,27.18199],[-114.22177,27.17993],[-114.22188,27.17788],[-114.22199,27.17617],[-114.22303,27.17445],[-114.224,27.17282],[-114.22491,27.17126],[-114.22612,27.1696],[-114.22731,27.16797],[-114.22863,27.16685],[-114.22993,27.16571],[-114.23149,27.1642],[-114.23295,27.1628],[-114.23461,27.1612],[-114.23557,27.16142],[-114.2374,27.16185],[-114.23993,27.16247],[-114.24292,27.16316],[-114.24543,27.16375],[-114.24741,27.16331],[-114.24968,27.16279],[-114.25182,27.1623],[-114.25482,27.16162],[-114.25697,27.16107],[-114.25905,27.16056],[-114.26103,27.16006],[-114.26376,27.15939],[-114.26614,27.15879],[-114.2684,27.15822],[-114.27128,27.1575],[-114.27429,27.15645],[-114.2767,27.1556],[-114.27896,27.15427],[-114.2812,27.15296],[-114.28345,27.15161],[-114.28512,27.15163],[-114.28638,27.1516],[-114.28755,27.15069],[-114.28852,27.14933],[-114.29005,27.15053],[-114.29094,27.15126],[-114.29068,27.15153],[-114.29056,27.15144]]}}
Línea 115.0 kV | LineString | 115.0 kV | 1 |  |  | CFE |  |  |  |  | OpenStreetMap | {"type":"Feature","properties":{},"geometry":{"type":"LineString","coordinates":[[-113.41465,27.64146],[-113.41461,27.64165],[-113.41552,27.64165],[-113.41551,27.64036],[-113.41546,27.63931],[-113.4153,27.63554],[-113.41515,27.63177],[-113.415,27.62799],[-113.41483,27.62422],[-113.4113,27.62434],[-113.40746,27.62444],[-113.40364,27.62455],[-113.40009,27.62466],[-113.39997,27.62176],[-113.39981,27.6177],[-113.39963,27.61364],[-113.39946,27.60958],[-113.39929,27.60552],[-113.39912,27.60148],[-113.39894,27.59741],[-113.39877,27.59335],[-113.3986,27.5893],[-113.39842,27.58524],[-113.39825,27.58118],[-113.39807,27.57712],[-113.3979,27.57307],[-113.39774,27.56964],[-113.39526,27.56809],[-113.39182,27.56596],[-113.38838,27.56381],[-113.38495,27.56166],[-113.38151,27.55954],[-113.37806,27.5574],[-113.37522,27.55561],[-113.37403,27.55209],[-113.37268,27.54818],[-113.37134,27.54427],[-113.37004,27.54051],[-113.3687,27.53664],[-113.36737,27.53275],[-113.36602,27.52887],[-113.36469,27.52499],[-113.36335,27.5211],[-113.36201,27.51723],[-113.36068,27.51335],[-113.35938,27.50955],[-113.3581,27.50595],[-113.35657,27.50352],[-113.35434,27.49999],[-113.35206,27.49646],[-113.34982,27.49293],[-113.34758,27.48939],[-113.34534,27.48586],[-113.34312,27.48237],[-113.34086,27.47884],[-113.33861,27.4753],[-113.33647,27.47193],[-113.3348,27.46931],[-113.33315,27.46672],[-113.33101,27.46334],[-113.32876,27.45981],[-113.32651,27.45628],[-113.32425,27.45274],[-113.32202,27.4492],[-113.31976,27.44567],[-113.31753,27.44214],[-113.31527,27.43861],[-113.31304,27.43508],[-113.31087,27.4317],[-113.3091,27.42888],[-113.30714,27.42582],[-113.30499,27.42244],[-113.3028,27.419],[-113.30056,27.41546],[-113.29831,27.41193],[-113.29607,27.4084],[-113.29382,27.40486],[-113.29158,27.40133],[-113.28934,27.3978],[-113.2872,27.39442],[-113.2858,27.39222],[-113.28448,27.38935],[-113.28282,27.38576],[-113.2811,27.38201],[-113.27937,27.37825],[-113.27764,27.37449],[-113.27591,27.37074],[-113.27419,27.36697],[-113.27245,27.36323],[-113.27079,27.35963],[-113.2695,27.35684],[-113.26826,27.35413],[-113.26654,27.35037],[-113.26481,27.34661],[-113.26307,27.34286],[-113.26134,27.33911],[-113.25961,27.33534],[-113.25788,27.33159],[-113.25626,27.32809],[-113.25473,27.32478],[-113.25158,27.32401],[-113.2472,27.32293],[-113.24283,27.32188],[-113.23844,27.32081],[-113.23403,27.31973],[-113.22965,27.31866],[-113.22527,27.31759],[-113.2211,27.31657],[-113.2167,27.31549],[-113.21287,27.31455],[-113.20927,27.31368],[-113.20526,27.3127],[-113.20087,27.31162],[-113.1965,27.31055],[-113.19212,27.30948],[-113.18774,27.30841],[-113.18334,27.30734],[-113.17896,27.30627],[-113.17477,27.30525],[-113.17095,27.30431],[-113.16867,27.3022],[-113.16663,27.30032],[-113.16348,27.29739],[-113.16035,27.29447],[-113.15719,27.29154],[-113.15403,27.2886],[-113.15157,27.28631],[-113.1487,27.28567],[-113.14446,27.2847],[-113.14052,27.28381],[-113.13637,27.28287],[-113.1317,27.28181],[-113.12722,27.28079],[-113.12359,27.27997],[-113.11846,27.2788],[-113.114,27.2778],[-113.11001,27.27689],[-113.1057,27.27592],[-113.10138,27.27493],[-113.0969,27.27392],[-113.09296,27.27302],[-113.08882,27.27209],[-113.08512,27.27125],[-113.08191,27.27053],[-113.07773,27.26958],[-113.074,27.26873],[-113.06958,27.26773],[-113.06674,27.26709],[-113.06246,27.26612],[-113.059,27.26533],[-113.05437,27.26428],[-113.05079,27.26348],[-113.0464,27.26247],[-113.04236,27.26157],[-113.03863,27.26073],[-113.03487,27.25987],[-113.0311,27.259],[-113.02685,27.25805],[-113.02238,27.25704],[-113.01903,27.25628],[-113.01565,27.25552],[-113.01208,27.2547],[-113.00875,27.25395],[-113.0046,27.253],[-112.99999,27.25196],[-112.99598,27.25104],[-112.9913,27.24998],[-112.98615,27.24881],[-112.98283,27.24805],[-112.97754,27.24682],[-112.97199,27.24558],[-112.96864,27.24483],[-112.96608,27.24425],[-112.96262,27.24346],[-112.95918,27.24269],[-112.95423,27.24157],[-112.9523,27.24111],[-112.94841,27.24024],[-112.94535,27.23954],[-112.94088,27.23852],[-112.93762,27.23777],[-112.93237,27.23657],[-112.92888,27.23576],[-112.92594,27.23509],[-112.92317,27.23446],[-112.92015,27.23376],[-112.91573,27.23277],[-112.91137,27.23177],[-112.90696,27.23076],[-112.90279,27.22981],[-112.8988,27.2289],[-112.8953,27.22809],[-112.89067,27.22702],[-112.88742,27.22629],[-112.88324,27.22534],[-112.87885,27.22434],[-112.87473,27.2234],[-112.87114,27.22258],[-112.86741,27.22173],[-112.86348,27.22083],[-112.86016,27.22008],[-112.85758,27.22125],[-112.854,27.22287],[-112.85014,27.22462],[-112.84668,27.22619],[-112.84325,27.22774],[-112.84011,27.22915],[-112.83574,27.23117],[-112.83384,27.23206],[-112.82981,27.23383],[-112.82637,27.23539],[-112.82242,27.23717],[-112.81835,27.23902],[-112.81496,27.24055],[-112.81112,27.24229],[-112.8081,27.24366],[-112.80457,27.24526],[-112.80097,27.24685],[-112.7975,27.24842],[-112.79372,27.25011],[-112.79129,27.25124],[-112.78713,27.25313],[-112.78322,27.25491],[-112.77953,27.25659],[-112.77515,27.2585],[-112.77172,27.2601],[-112.76717,27.26215],[-112.76244,27.2643],[-112.75765,27.26647],[-112.75425,27.268],[-112.75055,27.27084],[-112.74746,27.27326],[-112.74464,27.27542],[-112.74096,27.27827],[-112.73808,27.28048],[-112.73514,27.28279],[-112.73134,27.28572],[-112.72825,27.28812],[-112.72492,27.2907],[-112.72165,27.2932],[-112.71874,27.29547],[-112.71521,27.29819],[-112.71222,27.30049],[-112.70929,27.30275],[-112.70631,27.30505],[-112.7039,27.3069],[-112.70081,27.30929],[-112.6978,27.31161],[-112.69371,27.31478],[-112.6905,27.31726],[-112.68756,27.31953],[-112.68447,27.32192],[-112.68094,27.32465],[-112.6776,27.32722],[-112.67416,27.32988],[-112.67078,27.3325],[-112.66751,27.33503],[-112.66409,27.33767],[-112.66066,27.34031],[-112.65722,27.34295],[-112.6542,27.34528],[-112.65137,27.34748],[-112.64831,27.34983],[-112.64528,27.35217],[-112.64226,27.3545],[-112.63849,27.35739],[-112.6354,27.35979],[-112.63242,27.36207],[-112.62958,27.36427],[-112.62639,27.36673],[-112.62297,27.36936],[-112.61977,27.37181],[-112.61614,27.37466],[-112.61336,27.37676],[-112.61042,27.37904],[-112.60673,27.38189],[-112.60311,27.38466],[-112.59903,27.3878],[-112.59462,27.39121],[-112.59267,27.39272],[-112.5898,27.39492],[-112.58594,27.39791],[-112.58303,27.40014],[-112.57954,27.4028],[-112.57643,27.40522],[-112.5729,27.4046],[-112.56849,27.40383],[-112.56503,27.40322],[-112.56076,27.40244],[-112.55711,27.40181],[-112.55017,27.40059],[-112.54475,27.39965],[-112.54128,27.39903],[-112.53837,27.39852],[-112.53342,27.39709],[-112.52604,27.39496],[-112.5224,27.39393],[-112.51845,27.3928],[-112.51584,27.39203],[-112.51199,27.39094],[-112.50812,27.38984],[-112.50395,27.38863],[-112.49995,27.38747],[-112.49612,27.38637],[-112.49206,27.3852],[-112.48845,27.38416],[-112.48461,27.38306],[-112.48075,27.38195],[-112.47792,27.38112],[-112.47443,27.38012],[-112.47152,27.3793],[-112.46872,27.37899],[-112.46472,27.37856],[-112.46113,27.37818],[-112.45778,27.37783],[-112.45275,27.37732],[-112.44847,27.37681],[-112.44397,27.37635],[-112.43956,27.37589],[-112.43539,27.37542],[-112.43102,27.37495],[-112.42656,27.37447],[-112.42386,27.37421],[-112.42069,27.37459],[-112.41759,27.37499],[-112.41407,27.37543],[-112.41117,27.37578],[-112.40957,27.37562],[-112.40901,27.37566]]}}
Línea 115.0 kV | LineString | 115.0 kV | 1 |  |  | CFE |  |  |  |  | OpenStreetMap | {"type":"Feature","properties":{},"geometry":{"type":"LineString","coordinates":[[-116.57135,31.76903],[-116.57011,31.76721],[-116.56952,31.76448],[-116.5691,31.76232],[-116.56865,31.76009],[-116.56812,31.75748],[-116.56764,31.75507],[-116.56715,31.75266],[-116.56667,31.75021],[-116.56618,31.74779],[-116.56554,31.74454],[-116.56517,31.74266],[-116.56466,31.74015],[-116.5642,31.73786],[-116.5636,31.73495],[-116.56332,31.73351],[-116.56337,31.72995],[-116.56338,31.72491],[-116.56338,31.72397],[-116.56343,31.71996]]}}
Línea 115.0 kV | LineString | 115.0 kV | 1 |  |  | CFE |  |  |  |  | OpenStreetMap | {"type":"Feature","properties":{},"geometry":{"type":"LineString","coordinates":[[-116.57157,31.71849],[-116.57129,31.71863],[-116.56642,31.7199],[-116.56343,31.71996],[-116.56342,31.71996]]}}
Línea 115.0 kV | LineString | 115.0 kV | 1 |  |  | CFE |  |  |  |  | OpenStreetMap | {"type":"Feature","properties":{},"geometry":{"type":"LineString","coordinates":[[-116.42709,31.58433],[-116.42728,31.58429],[-116.42749,31.58424],[-116.42943,31.58379],[-116.43208,31.5831],[-116.43462,31.58246],[-116.43765,31.5817],[-116.44028,31.58103],[-116.4433,31.58028],[-116.44725,31.5793],[-116.44966,31.57869],[-116.45348,31.57772],[-116.45659,31.57697],[-116.45751,31.57673],[-116.45899,31.57637],[-116.46046,31.57599],[-116.47046,31.57414],[-116.47619,31.57458],[-116.47941,31.57482],[-116.48398,31.57517],[-116.48894,31.57551],[-116.49157,31.57571],[-116.49425,31.57592],[-116.49881,31.57627],[-116.50277,31.57654],[-116.50586,31.5759],[-116.511,31.57482],[-116.51293,31.57501],[-116.51786,31.57549],[-116.52351,31.576],[-116.52688,31.57632],[-116.52835,31.57646],[-116.52994,31.57659],[-116.53539,31.57713],[-116.54245,31.57778],[-116.5441,31.57794],[-116.54548,31.57807],[-116.54746,31.57825],[-116.55128,31.57668],[-116.55655,31.57452],[-116.55942,31.57334],[-116.56312,31.57182],[-116.56522,31.57095],[-116.5688,31.56948],[-116.57192,31.5682],[-116.57583,31.5666],[-116.58074,31.56458],[-116.58423,31.56316],[-116.58873,31.55974],[-116.59291,31.55657],[-116.59412,31.55566],[-116.59761,31.55533],[-116.60034,31.55507],[-116.60355,31.55475],[-116.60603,31.55451],[-116.60914,31.55422],[-116.61458,31.55372],[-116.61713,31.55347],[-116.61923,31.55036],[-116.62078,31.54805],[-116.62311,31.54705],[-116.6247,31.54633],[-116.62737,31.54516],[-116.62973,31.54412],[-116.6322,31.54306],[-116.63525,31.5417],[-116.6413,31.53906],[-116.64471,31.53757],[-116.64572,31.53241],[-116.64271,31.53097],[-116.63915,31.52927],[-116.63406,31.52683],[-116.63219,31.52595],[-116.62479,31.52126],[-116.62389,31.52063],[-116.62374,31.52065]]}}
Línea 115.0 kV | LineString | 115.0 kV | 1 |  |  | CFE |  |  |  |  | OpenStreetMap | {"type":"Feature","properties":{},"geometry":{"type":"LineString","coordinates":[[-116.57154,31.71837],[-116.57094,31.71855],[-116.57081,31.71804],[-116.57067,31.71747],[-116.56966,31.71767],[-116.56849,31.71792],[-116.56748,31.71811],[-116.56645,31.71827],[-116.56679,31.71957],[-116.5663,31.71968],[-116.56578,31.71977],[-116.56487,31.71973],[-116.56343,31.71996],[-116.56342,31.71996],[-116.56341,31.71939],[-116.56254,31.71838],[-116.55882,31.71404],[-116.5572,31.71212],[-116.55621,31.71098],[-116.5552,31.70978],[-116.55457,31.70906],[-116.55269,31.70687],[-116.55128,31.7052],[-116.54793,31.70131],[-116.54544,31.69839],[-116.54408,31.69679],[-116.54281,31.69532],[-116.54103,31.69324],[-116.53957,31.69153],[-116.53832,31.69008],[-116.53623,31.68762],[-116.53428,31.68534],[-116.53266,31.68346],[-116.53131,31.68188],[-116.52899,31.67915],[-116.52726,31.67714],[-116.52584,31.67548],[-116.52378,31.67307],[-116.52247,31.67154],[-116.52073,31.6695],[-116.52203,31.66825],[-116.52297,31.66732],[-116.52421,31.6661],[-116.52505,31.6653],[-116.52779,31.66264],[-116.52864,31.66182],[-116.52934,31.66114],[-116.52831,31.65804],[-116.52875,31.65604],[-116.52828,31.65464],[-116.52791,31.65359],[-116.5264,31.65278],[-116.52553,31.65232],[-116.52465,31.65188],[-116.52275,31.65084],[-116.5219,31.64916],[-116.5214,31.64815],[-116.5209,31.64716],[-116.52071,31.64679],[-116.5207,31.64345],[-116.5207,31.64178],[-116.51828,31.64067],[-116.51633,31.63978],[-116.51352,31.63851],[-116.5097,31.63674],[-116.50719,31.63558],[-116.50459,31.63439],[-116.50168,31.63308],[-116.4992,31.63196],[-116.49704,31.63095],[-116.4953,31.63013],[-116.4899,31.62771],[-116.48737,31.62647],[-116.48552,31.62562],[-116.48302,31.62448],[-116.47886,31.62255],[-116.47663,31.62152],[-116.47551,31.62102],[-116.4744,31.6205],[-116.47115,31.619],[-116.46775,31.61744],[-116.46515,31.61624],[-116.46067,31.61421],[-116.45525,31.61168],[-116.44966,31.60913],[-116.44651,31.60769],[-116.44437,31.60669],[-116.44179,31.60548],[-116.43825,31.60388],[-116.43443,31.60212],[-116.43354,31.5999],[-116.43282,31.59802],[-116.43227,31.59666],[-116.43062,31.59256],[-116.43014,31.5914],[-116.42906,31.58872],[-116.42827,31.58674],[-116.42733,31.58442],[-116.42728,31.58429],[-116.42665,31.58271],[-116.42635,31.58197],[-116.4253,31.5795],[-116.42446,31.57744],[-116.42336,31.5746],[-116.42245,31.57235],[-116.42155,31.57015],[-116.42064,31.56787],[-116.41973,31.56562],[-116.41895,31.56369],[-116.41875,31.56322],[-116.41781,31.56085],[-116.41629,31.55722],[-116.41513,31.55435],[-116.41384,31.55111],[-116.4127,31.54831],[-116.41228,31.5473],[-116.41106,31.54423],[-116.40919,31.53966],[-116.40881,31.53871],[-116.4067,31.53353],[-116.40604,31.53191],[-116.40411,31.52705],[-116.4032,31.52483],[-116.40234,31.52272],[-116.40128,31.52008],[-116.40021,31.51745],[-116.39912,31.51473],[-116.39795,31.51182],[-116.39656,31.50822],[-116.39545,31.50563],[-116.39417,31.50249],[-116.39263,31.4986],[-116.39132,31.49548],[-116.38984,31.49171],[-116.38863,31.48867],[-116.38777,31.48654],[-116.38716,31.485],[-116.38647,31.48333],[-116.38573,31.48145],[-116.38492,31.47944],[-116.38419,31.47765],[-116.38347,31.47586],[-116.38279,31.47425],[-116.38191,31.47213],[-116.38192,31.46872],[-116.38191,31.46619],[-116.38186,31.46349],[-116.38185,31.46197],[-116.38179,31.45983],[-116.38177,31.4575],[-116.38175,31.45641],[-116.38178,31.45344],[-116.38171,31.45101],[-116.3817,31.44848],[-116.38166,31.44495],[-116.37996,31.44244],[-116.37838,31.44013],[-116.37653,31.4374],[-116.37481,31.43496],[-116.37262,31.4317],[-116.37132,31.42977],[-116.37058,31.42868],[-116.36858,31.42573],[-116.3664,31.42257],[-116.36508,31.42071],[-116.36411,31.41919],[-116.36329,31.41794],[-116.362,31.41609],[-116.36036,31.41374],[-116.36005,31.41033],[-116.35971,31.40705],[-116.35964,31.40606],[-116.3593,31.40232],[-116.35677,31.40041],[-116.35435,31.39866],[-116.35428,31.39861],[-116.35251,31.39729],[-116.35105,31.39626],[-116.3489,31.39468],[-116.34708,31.39335],[-116.34488,31.39175],[-116.34255,31.39005],[-116.34048,31.38853],[-116.33816,31.38682],[-116.33631,31.38549],[-116.33427,31.38469],[-116.33049,31.38315],[-116.32753,31.38197],[-116.32354,31.38039],[-116.31912,31.37868],[-116.31755,31.37807],[-116.31209,31.37586],[-116.31006,31.37509],[-116.3065,31.3736],[-116.30384,31.37252],[-116.30149,31.37159],[-116.29801,31.36794],[-116.29648,31.36635],[-116.29409,31.3639],[-116.29111,31.36074],[-116.28925,31.35876],[-116.28658,31.35597],[-116.28473,31.35403],[-116.28339,31.35265],[-116.28115,31.35027],[-116.27782,31.34675],[-116.27638,31.34525],[-116.27447,31.34323],[-116.27226,31.34092],[-116.2702,31.33878],[-116.26833,31.3368],[-116.26678,31.33591],[-116.26208,31.33321],[-116.26023,31.33213],[-116.25838,31.33111],[-116.25534,31.32807],[-116.25417,31.32683],[-116.25359,31.32652],[-116.25295,31.32616],[-116.25209,31.32566],[-116.25096,31.32503],[-116.25026,31.32464],[-116.24965,31.3243],[-116.24931,31.32409],[-116.24904,31.32394],[-116.24898,31.32407]]}}
Línea 115.0 kV | LineString | 115.0 kV | 1 |  |  | CFE |  |  |  |  | OpenStreetMap | {"type":"Feature","properties":{},"geometry":{"type":"LineString","coordinates":[[-116.61124,31.88308],[-116.61219,31.88287],[-116.61319,31.88274],[-116.61407,31.88263],[-116.6142,31.88232],[-116.61436,31.88197],[-116.61455,31.88158],[-116.61489,31.88089],[-116.61522,31.88023],[-116.61539,31.87993],[-116.61517,31.87994],[-116.61448,31.88001]]}}
Línea 115.0 kV | LineString | 115.0 kV | 4 |  |  | CFE |  |  |  |  | OpenStreetMap | {"type":"Feature","properties":{},"geometry":{"type":"LineString","coordinates":[[-116.61448,31.88001],[-116.61496,31.87893],[-116.61514,31.87901]]}}
Línea 115.0 kV | LineString | 115.0 kV | 2 |  |  | CFE |  |  |  |  | OpenStreetMap | {"type":"Feature","properties":{},"geometry":{"type":"LineString","coordinates":[[-116.61124,31.88308],[-116.61196,31.88265],[-116.61245,31.88192],[-116.61296,31.88114],[-116.61344,31.88038],[-116.61337,31.87919],[-116.61371,31.87915]]}}
Línea 115.0 kV | LineString | 115.0 kV | 3 |  |  | CFE |  |  |  |  | OpenStreetMap | {"type":"Feature","properties":{},"geometry":{"type":"LineString","coordinates":[[-116.61371,31.87915],[-116.61448,31.88001]]}}
Línea 115.0 kV | LineString | 115.0 kV | 1 |  |  | CFE |  |  |  |  | OpenStreetMap | {"type":"Feature","properties":{},"geometry":{"type":"LineString","coordinates":[[-116.60497,31.87438],[-116.60501,31.87455],[-116.6052,31.87559],[-116.60525,31.87558]]}}
Línea 115.0 kV | LineString | 115.0 kV | 1 |  |  | CFE |  |  |  |  | OpenStreetMap | {"type":"Feature","properties":{},"geometry":{"type":"LineString","coordinates":[[-116.59432,31.85245],[-116.59426,31.85276],[-116.59443,31.85356],[-116.59456,31.85425],[-116.59471,31.85497],[-116.59484,31.85567],[-116.59497,31.85636],[-116.59512,31.85711],[-116.59522,31.85792],[-116.59538,31.85878],[-116.59556,31.8596],[-116.59571,31.86046],[-116.59589,31.86125],[-116.59602,31.86201],[-116.59623,31.86227],[-116.59635,31.86286],[-116.5965,31.86358],[-116.59667,31.86447],[-116.59681,31.86511],[-116.59696,31.86593],[-116.59714,31.86675],[-116.59731,31.86745],[-116.59744,31.86828],[-116.59758,31.86895],[-116.59774,31.86986],[-116.59783,31.87082],[-116.59854,31.87066],[-116.59862,31.87102],[-116.5988,31.87182],[-116.59895,31.87256],[-116.59961,31.87247],[-116.59971,31.87293],[-116.60023,31.87285],[-116.60033,31.87342],[-116.60037,31.87385],[-116.60059,31.87501],[-116.60065,31.87519],[-116.60074,31.87562],[-116.60085,31.87618],[-116.60092,31.87663],[-116.60107,31.87735],[-116.60122,31.87808],[-116.60136,31.87878],[-116.60153,31.87968],[-116.60231,31.87956],[-116.60371,31.87937],[-116.60391,31.87995],[-116.60405,31.88036],[-116.60428,31.88107],[-116.60458,31.88186],[-116.6053,31.88229],[-116.60537,31.8827],[-116.60545,31.88308],[-116.606,31.88301],[-116.60684,31.88289],[-116.60775,31.88276],[-116.60873,31.88262],[-116.6088,31.88298],[-116.60888,31.88337],[-116.60974,31.88324],[-116.61028,31.88316],[-116.61097,31.88307],[-116.61124,31.88308]]}}
Línea 115.0 kV | LineString | 115.0 kV | 1 |  |  | CFE |  |  |  |  | OpenStreetMap | {"type":"Feature","properties":{},"geometry":{"type":"LineString","coordinates":[[-116.5925,31.853],[-116.59242,31.8527],[-116.59196,31.85275],[-116.59204,31.85323],[-116.59216,31.85389],[-116.5923,31.85458],[-116.59246,31.85534],[-116.59258,31.85598],[-116.59272,31.8567],[-116.59284,31.85738],[-116.59299,31.85811],[-116.59315,31.85891],[-116.59327,31.85955],[-116.59344,31.86033],[-116.59358,31.86107],[-116.59375,31.8619],[-116.59387,31.86261],[-116.59404,31.86343],[-116.59424,31.86447],[-116.59439,31.8652],[-116.59451,31.86584],[-116.5947,31.8667],[-116.59484,31.86739],[-116.59496,31.86803],[-116.59509,31.86867],[-116.59521,31.86927],[-116.59535,31.86994],[-116.59544,31.87054],[-116.59561,31.87126],[-116.59625,31.87116],[-116.59634,31.87151],[-116.5964,31.87186],[-116.59654,31.87258],[-116.59675,31.87319],[-116.59712,31.8738],[-116.59738,31.87444],[-116.5975,31.87495],[-116.59762,31.87555],[-116.59843,31.87532],[-116.5992,31.87521],[-116.59992,31.8751],[-116.60059,31.87501],[-116.60145,31.87489],[-116.60233,31.87477],[-116.60324,31.87463],[-116.60412,31.87452],[-116.60477,31.87441],[-116.60497,31.87438],[-116.6059,31.87424],[-116.60684,31.87411],[-116.60761,31.874],[-116.60839,31.87388],[-116.60916,31.87377],[-116.60931,31.87455],[-116.60946,31.87532],[-116.6096,31.876],[-116.60971,31.87658],[-116.60983,31.87718],[-116.60991,31.87761],[-116.61004,31.87828],[-116.61027,31.87826],[-116.611,31.87817],[-116.6119,31.87805],[-116.61271,31.87817],[-116.61371,31.87915]]}}
Línea 115.0 kV | LineString | 115.0 kV | 2 |  |  | CFE |  |  |  |  | OpenStreetMap | {"type":"Feature","properties":{},"geometry":{"type":"LineString","coordinates":[[-116.67454,31.95053],[-116.67558,31.94924],[-116.67955,31.9439],[-116.68101,31.94196],[-116.68353,31.93857],[-116.68453,31.93722],[-116.68721,31.93362],[-116.69084,31.92874],[-116.69321,31.92556],[-116.6948,31.92344],[-116.69673,31.92084],[-116.69935,31.91732],[-116.70263,31.91293],[-116.7043,31.91069],[-116.70567,31.9089],[-116.70324,31.90691],[-116.70286,31.90669]]}}
Línea 115.0 kV | LineString | 115.0 kV | 1 |  |  | CFE |  |  |  |  | OpenStreetMap | {"type":"Feature","properties":{},"geometry":{"type":"LineString","coordinates":[[-116.5918,31.84817],[-116.59185,31.84842],[-116.59204,31.84932],[-116.59221,31.8502],[-116.59232,31.85078],[-116.59247,31.85146],[-116.5927,31.85263],[-116.5926,31.85299]]}}
Línea 115.0 kV | LineString | 115.0 kV | 2 |  |  | CFE |  |  |  |  | OpenStreetMap | {"type":"Feature","properties":{},"geometry":{"type":"LineString","coordinates":[[-116.59432,31.85245],[-116.59285,31.85266],[-116.59278,31.85297]]}}
Línea 115.0 kV | LineString | 115.0 kV | 2 |  |  | CFE |  |  |  |  | OpenStreetMap | {"type":"Feature","properties":{},"geometry":{"type":"LineString","coordinates":[[-116.5918,31.84817],[-116.59054,31.84833],[-116.58926,31.84851],[-116.58804,31.84868],[-116.5868,31.84887],[-116.58555,31.84905],[-116.58404,31.84927],[-116.58327,31.84939],[-116.58322,31.84828],[-116.5832,31.8472],[-116.58285,31.84709]]}}
Línea 115.0 kV | LineString | 115.0 kV | 2 |  |  | CFE |  |  |  |  | OpenStreetMap | {"type":"Feature","properties":{},"geometry":{"type":"LineString","coordinates":[[-101.20475,20.39397],[-101.20479,20.39287]]}}
Línea 115.0 kV | LineString | 115.0 kV | 2 |  |  | CFE |  |  |  |  | OpenStreetMap | {"type":"Feature","properties":{},"geometry":{"type":"LineString","coordinates":[[-101.20477,20.39429],[-101.20475,20.39397]]}}
Línea 115.0 kV | LineString | 115.0 kV | 1 |  |  | CFE |  |  |  |  | OpenStreetMap | {"type":"Feature","properties":{},"geometry":{"type":"LineString","coordinates":[[-101.20475,20.39397],[-101.2049,20.39397],[-101.20493,20.39428]]}}
Línea 115.0 kV | LineString | 115.0 kV | 1 |  |  | CFE |  |  |  |  | OpenStreetMap | {"type":"Feature","properties":{},"geometry":{"type":"LineString","coordinates":[[-101.22865,20.53367],[-101.22842,20.5334]]}}
Línea 115.0 kV | LineString | 115.0 kV | 1 |  |  | CFE |  |  |  |  | OpenStreetMap | {"type":"Feature","properties":{},"geometry":{"type":"LineString","coordinates":[[-101.2288,20.53346],[-101.22842,20.5334]]}}
Línea 115.0 kV | LineString | 115.0 kV | 2 |  |  | CFE |  |  |  |  | OpenStreetMap | {"type":"Feature","properties":{},"geometry":{"type":"LineString","coordinates":[[-101.22842,20.5334],[-101.22622,20.53084]]}}
Línea 115.0 kV | LineString | 115.0 kV | 2 |  |  | CFE |  |  |  |  | OpenStreetMap | {"type":"Feature","properties":{},"geometry":{"type":"LineString","coordinates":[[-101.22885,20.53335],[-101.22827,20.53302],[-101.22622,20.53084]]}}
Línea 115.0 kV | LineString | 115.0 kV | 1 |  |  | CFE |  |  |  |  | OpenStreetMap | {"type":"Feature","properties":{},"geometry":{"type":"LineString","coordinates":[[-101.20909,20.52251],[-101.20846,20.52283],[-101.2081,20.52298]]}}
Línea 115.0 kV | LineString | 115.0 kV | 2 |  |  | CFE |  |  |  |  | OpenStreetMap | {"type":"Feature","properties":{},"geometry":{"type":"LineString","coordinates":[[-101.22077,20.52114],[-101.21991,20.52096],[-101.21753,20.5213],[-101.21421,20.52178],[-101.21075,20.52228],[-101.20909,20.52251],[-101.20715,20.52277],[-101.20355,20.52387]]}}
Línea 115.0 kV | LineString | 115.0 kV | 1 |  |  | CFE |  |  |  |  | OpenStreetMap | {"type":"Feature","properties":{},"geometry":{"type":"LineString","coordinates":[[-101.16733,20.57058],[-101.16774,20.57077]]}}
Línea 115.0 kV | LineString | 115.0 kV | 2 |  |  | CFE |  |  |  |  | OpenStreetMap | {"type":"Feature","properties":{},"geometry":{"type":"LineString","coordinates":[[-101.16733,20.57058],[-101.16722,20.57089]]}}
Línea 115.0 kV | LineString | 115.0 kV | 2 |  |  | CFE |  |  |  |  | OpenStreetMap | {"type":"Feature","properties":{},"geometry":{"type":"LineString","coordinates":[[-101.1645,20.57482],[-101.1642,20.57576],[-101.16398,20.57645],[-101.16353,20.57704],[-101.16238,20.57697]]}}
Línea 115.0 kV | LineString | 115.0 kV | 2 |  |  | CFE |  |  |  |  | OpenStreetMap | {"type":"Feature","properties":{},"geometry":{"type":"LineString","coordinates":[[-101.1645,20.57482],[-101.16386,20.57566],[-101.16366,20.57631],[-101.16327,20.57681],[-101.16238,20.57697]]}}
Línea 115.0 kV | LineString | 115.0 kV | 1 |  |  | CFE |  |  |  |  | OpenStreetMap | {"type":"Feature","properties":{},"geometry":{"type":"LineString","coordinates":[[-101.16083,20.57865],[-101.16058,20.57925],[-101.16034,20.58035],[-101.16018,20.58106],[-101.15995,20.58148]]}}
Línea 115.0 kV | LineString | 115.0 kV | 3 |  |  | CFE |  |  |  |  | OpenStreetMap | {"type":"Feature","properties":{},"geometry":{"type":"LineString","coordinates":[[-101.16127,20.57689],[-101.16106,20.57776],[-101.16083,20.57865]]}}
Línea 115.0 kV | LineString | 115.0 kV | 1 |  |  | CFE |  |  |  |  | OpenStreetMap | {"type":"Feature","properties":{},"geometry":{"type":"LineString","coordinates":[[-101.16083,20.57865],[-101.16069,20.57928],[-101.16047,20.58031],[-101.16032,20.58119],[-101.15995,20.58148]]}}
Línea 115.0 kV | LineString | 115.0 kV | 1 |  |  | CFE |  |  |  |  | OpenStreetMap | {"type":"Feature","properties":{},"geometry":{"type":"LineString","coordinates":[[-101.16083,20.57865],[-101.16082,20.57929],[-101.16061,20.58028],[-101.16046,20.5814],[-101.15995,20.58148]]}}
Línea 115.0 kV | LineString | 115.0 kV | 1 |  |  | CFE |  |  |  |  | OpenStreetMap | {"type":"Feature","properties":{},"geometry":{"type":"LineString","coordinates":[[-101.17365,20.58925],[-101.1745,20.58924],[-101.1762,20.58869],[-101.17719,20.5887],[-101.17812,20.58871],[-101.17816,20.58867]]}}
Línea 115.0 kV | LineString | 115.0 kV | 2 |  |  | CFE |  |  |  |  | OpenStreetMap | {"type":"Feature","properties":{},"geometry":{"type":"LineString","coordinates":[[-101.17365,20.58925],[-101.1749,20.58978],[-101.17562,20.5902],[-101.17636,20.59079],[-101.17715,20.59142],[-101.17786,20.59198],[-101.17863,20.59258],[-101.17942,20.59319],[-101.1802,20.59382]]}}
Línea 115.0 kV | LineString | 115.0 kV | 3 |  |  | CFE |  |  |  |  | OpenStreetMap | {"type":"Feature","properties":{},"geometry":{"type":"LineString","coordinates":[[-101.15995,20.58148],[-101.15887,20.58186],[-101.15882,20.58301],[-101.15878,20.58419],[-101.15875,20.58525],[-101.15872,20.58607],[-101.1587,20.58688],[-101.16008,20.58699],[-101.16147,20.58711],[-101.16285,20.58722],[-101.1643,20.58734],[-101.16575,20.5873],[-101.16688,20.58741],[-101.16814,20.58752],[-101.16937,20.58762],[-101.17063,20.588],[-101.17227,20.58868],[-101.17365,20.58925]]}}
Línea 115.0 kV | LineString | 115.0 kV | 1 |  |  | CFE |  |  |  |  | OpenStreetMap | {"type":"Feature","properties":{},"geometry":{"type":"LineString","coordinates":[[-101.1802,20.59382],[-101.18098,20.59415]]}}
Línea 115.0 kV | LineString | 115.0 kV | 1 |  |  | CFE |  |  |  |  | OpenStreetMap | {"type":"Feature","properties":{},"geometry":{"type":"LineString","coordinates":[[-101.1802,20.59382],[-101.18093,20.59462]]}}
Línea 115.0 kV | LineString | 115.0 kV | 2 |  |  | CFE |  |  |  |  | OpenStreetMap | {"type":"Feature","properties":{},"geometry":{"type":"LineString","coordinates":[[-101.18199,20.595],[-101.18098,20.59415]]}}
Línea 115.0 kV | LineString | 115.0 kV | 2 |  |  | CFE |  |  |  |  | OpenStreetMap | {"type":"Feature","properties":{},"geometry":{"type":"LineString","coordinates":[[-101.18098,20.59415],[-101.1808,20.59439],[-101.18101,20.59452]]}}
Línea 115.0 kV | LineString | 115.0 kV | 1 |  |  | CFE |  |  |  |  | OpenStreetMap | {"type":"Feature","properties":{},"geometry":{"type":"LineString","coordinates":[[-101.18199,20.595],[-101.18113,20.59452]]}}
Línea 115.0 kV | LineString | 115.0 kV | 3 |  |  | CFE |  |  |  |  | OpenStreetMap | {"type":"Feature","properties":{},"geometry":{"type":"LineString","coordinates":[[-101.18476,20.59715],[-101.18462,20.59705],[-101.18364,20.59627],[-101.18199,20.595]]}}
Línea 115.0 kV | LineString | 115.0 kV | 1 |  |  | CFE |  |  |  |  | OpenStreetMap | {"type":"Feature","properties":{},"geometry":{"type":"LineString","coordinates":[[-101.22087,20.55037],[-101.22051,20.55047],[-101.22056,20.55074],[-101.22199,20.55056],[-101.22221,20.55188],[-101.22241,20.55312],[-101.22263,20.55448],[-101.22282,20.55553],[-101.22305,20.55685],[-101.22311,20.55721],[-101.22328,20.55817],[-101.22345,20.55916],[-101.22362,20.56014],[-101.22399,20.56228],[-101.22415,20.56323],[-101.22432,20.56399],[-101.22451,20.56481],[-101.22482,20.56619],[-101.22513,20.56756],[-101.22543,20.56893],[-101.22574,20.57029],[-101.22605,20.57165],[-101.22636,20.57302],[-101.22667,20.57439],[-101.22698,20.57578],[-101.2273,20.57717],[-101.22762,20.57854],[-101.22792,20.57991],[-101.22809,20.58067],[-101.22828,20.58156],[-101.22852,20.5826],[-101.22823,20.58401],[-101.22798,20.58536],[-101.22765,20.58666],[-101.22748,20.58748],[-101.22721,20.58868],[-101.227,20.58969],[-101.2269,20.59081],[-101.22681,20.59192],[-101.22672,20.59304],[-101.22594,20.59379],[-101.22589,20.59514],[-101.22585,20.59649],[-101.22581,20.59788],[-101.22433,20.59788],[-101.22284,20.59788],[-101.22134,20.59788],[-101.21984,20.59787],[-101.21841,20.59788],[-101.2169,20.59787],[-101.2154,20.59787],[-101.2139,20.59787],[-101.21241,20.59787],[-101.21091,20.59786],[-101.2094,20.59786],[-101.20794,20.59786],[-101.20651,20.59812],[-101.2051,20.59812],[-101.2037,20.59811],[-101.20228,20.59811],[-101.20088,20.5981],[-101.19947,20.5981],[-101.19807,20.5981],[-101.19665,20.59809],[-101.19525,20.59808],[-101.1939,20.59807],[-101.19288,20.59872],[-101.19186,20.59933],[-101.19063,20.6001],[-101.18933,20.59979],[-101.18821,20.59949]]}}
Línea 115.0 kV | LineString | 115.0 kV | 1 |  |  | CFE |  |  |  |  | OpenStreetMap | {"type":"Feature","properties":{},"geometry":{"type":"LineString","coordinates":[[-101.22861,20.53373],[-101.2283,20.53362],[-101.22762,20.53487],[-101.22689,20.5362],[-101.22611,20.53817],[-101.22572,20.53913],[-101.22486,20.5404],[-101.22396,20.54168],[-101.22302,20.54303],[-101.22287,20.54399],[-101.22263,20.54542],[-101.22241,20.54681],[-101.22216,20.54827],[-101.22191,20.54972],[-101.22043,20.54996],[-101.22048,20.5503],[-101.22085,20.55029]]}}
Línea 115.0 kV | LineString | 115.0 kV | 1 |  |  | CFE |  |  |  |  | OpenStreetMap | {"type":"Feature","properties":{},"geometry":{"type":"LineString","coordinates":[[-101.29846,20.69925],[-101.29897,20.69869],[-101.30013,20.69742],[-101.30115,20.69623],[-101.3022,20.69496],[-101.30326,20.69372],[-101.30432,20.69247],[-101.30537,20.69123],[-101.30638,20.69004],[-101.30739,20.68882],[-101.30554,20.68743],[-101.30366,20.68601],[-101.30178,20.68461],[-101.29952,20.68291],[-101.29751,20.68141],[-101.29562,20.68],[-101.29373,20.6786],[-101.29187,20.67717],[-101.28999,20.67577],[-101.28811,20.67438],[-101.28624,20.67297],[-101.28437,20.67155],[-101.28247,20.67014],[-101.28059,20.66874],[-101.27873,20.66732],[-101.27803,20.6668],[-101.27687,20.66594],[-101.27531,20.66475],[-101.27344,20.66336],[-101.27156,20.66197],[-101.26969,20.66058],[-101.26782,20.65915],[-101.26593,20.65775],[-101.26407,20.65636],[-101.26218,20.65495],[-101.26031,20.65355],[-101.25836,20.65208],[-101.2565,20.65069],[-101.25429,20.64903],[-101.25241,20.64765],[-101.25036,20.64608],[-101.24828,20.64453],[-101.24594,20.64279],[-101.24379,20.64119],[-101.2417,20.63959],[-101.23983,20.6382],[-101.23771,20.63665],[-101.23561,20.63505],[-101.23374,20.63362],[-101.23186,20.63223],[-101.22998,20.63084],[-101.22812,20.62943],[-101.22623,20.62803],[-101.22436,20.6266],[-101.22248,20.62518],[-101.22069,20.62386],[-101.21928,20.62278],[-101.21738,20.62139],[-101.21551,20.61999],[-101.21363,20.61859],[-101.21174,20.61718],[-101.20989,20.61581],[-101.20783,20.61425],[-101.20596,20.61286],[-101.20407,20.61146],[-101.2021,20.61001],[-101.20022,20.60862],[-101.19836,20.6072],[-101.19647,20.60578],[-101.19459,20.60439],[-101.19272,20.60299],[-101.19083,20.60158],[-101.18929,20.60039],[-101.18822,20.59955],[-101.18821,20.59949]]}}
Línea 115.0 kV | LineString | 115.0 kV | 1 |  |  | CFE |  |  |  |  | OpenStreetMap | {"type":"Feature","properties":{},"geometry":{"type":"LineString","coordinates":[[-101.29755,20.70396],[-101.29723,20.70391]]}}
Línea 115.0 kV | LineString | 115.0 kV | 1 |  |  | CFE |  |  |  |  | OpenStreetMap | {"type":"Feature","properties":{},"geometry":{"type":"LineString","coordinates":[[-101.29873,20.69946],[-101.29927,20.69896],[-101.29978,20.69937],[-101.29911,20.70011],[-101.2984,20.70088],[-101.29812,20.70188],[-101.29785,20.70287],[-101.29755,20.70396],[-101.29656,20.70442],[-101.29566,20.7051],[-101.29553,20.70492]]}}
Línea 115.0 kV | LineString | 115.0 kV | 1 |  |  | CFE |  |  |  |  | OpenStreetMap | {"type":"Feature","properties":{},"geometry":{"type":"LineString","coordinates":[[-101.33561,20.78111],[-101.33533,20.78107]]}}
Línea 115.0 kV | LineString | 115.0 kV | 1 |  |  | CFE |  |  |  |  | OpenStreetMap | {"type":"Feature","properties":{},"geometry":{"type":"LineString","coordinates":[[-101.31228,20.69258],[-101.31337,20.69325],[-101.31429,20.69391],[-101.31617,20.69532],[-101.31818,20.69674],[-101.32006,20.69807],[-101.32194,20.69945],[-101.32382,20.70084],[-101.32572,20.70224],[-101.32763,20.70363],[-101.32952,20.705],[-101.33141,20.70636],[-101.3333,20.70776],[-101.3352,20.70914],[-101.33714,20.71053],[-101.33906,20.71193],[-101.34092,20.7133],[-101.3428,20.7147],[-101.34472,20.71606],[-101.34653,20.71738],[-101.34766,20.71838]]}}
Línea 115.0 kV | LineString | 115.0 kV | 1 |  |  | CFE |  |  |  |  | OpenStreetMap | {"type":"Feature","properties":{},"geometry":{"type":"LineString","coordinates":[[-101.31228,20.69258],[-101.31313,20.69336],[-101.31361,20.69369],[-101.31515,20.69483],[-101.31667,20.69596],[-101.31824,20.69708],[-101.31985,20.69828],[-101.32142,20.69936],[-101.32296,20.70049],[-101.32449,20.70162],[-101.3261,20.7028],[-101.32767,20.70396],[-101.32922,20.70507],[-101.33076,20.70617],[-101.33232,20.70731],[-101.33387,20.70845],[-101.33543,20.7096],[-101.3381,20.71155],[-101.33964,20.71266],[-101.34124,20.71383],[-101.34282,20.71499],[-101.34442,20.71614],[-101.34676,20.71783],[-101.34766,20.71838]]}}
Línea 115.0 kV | LineString | 115.0 kV | 2 |  |  | CFE |  |  |  |  | OpenStreetMap | {"type":"Feature","properties":{},"geometry":{"type":"LineString","coordinates":[[-101.29862,20.69937],[-101.2993,20.69883],[-101.29987,20.69927],[-101.30059,20.7004],[-101.3013,20.70143],[-101.30228,20.70054],[-101.30305,20.69948],[-101.30387,20.69838],[-101.30469,20.69726],[-101.30568,20.6963],[-101.30676,20.69524],[-101.30775,20.69475],[-101.30891,20.69417],[-101.31014,20.69353],[-101.31141,20.69289],[-101.31228,20.69258]]}}
Línea 115.0 kV | LineString | 115.0 kV | 1 |  |  | CFE |  |  |  |  | OpenStreetMap | {"type":"Feature","properties":{},"geometry":{"type":"LineString","coordinates":[[-101.36698,20.71054],[-101.36727,20.71085],[-101.36806,20.71053]]}}
Línea 115.0 kV | LineString | 115.0 kV | 1 |  |  | CFE |  |  |  |  | OpenStreetMap | {"type":"Feature","properties":{},"geometry":{"type":"LineString","coordinates":[[-101.36698,20.71054],[-101.3673,20.7104]]}}
Línea 115.0 kV | LineString | 115.0 kV | 2 |  |  | CFE |  |  |  |  | OpenStreetMap | {"type":"Feature","properties":{},"geometry":{"type":"LineString","coordinates":[[-101.36698,20.71054],[-101.36739,20.71056]]}}
Línea 115.0 kV | LineString | 115.0 kV | 2 |  |  | CFE |  |  |  |  | OpenStreetMap | {"type":"Feature","properties":{},"geometry":{"type":"LineString","coordinates":[[-101.34766,20.71838],[-101.3486,20.71903],[-101.34933,20.71957],[-101.35054,20.71942],[-101.35142,20.71932],[-101.35288,20.71838],[-101.35413,20.71768]]}}
Línea 115.0 kV | LineString | 115.0 kV | 2 |  |  | CFE |  |  |  |  | OpenStreetMap | {"type":"Feature","properties":{},"geometry":{"type":"LineString","coordinates":[[-101.35413,20.71768],[-101.35298,20.71853],[-101.3518,20.71928],[-101.35081,20.71982],[-101.35014,20.72024],[-101.34995,20.72151],[-101.34974,20.72318],[-101.34871,20.72627],[-101.34773,20.7292],[-101.34671,20.73226],[-101.34597,20.73453],[-101.34563,20.73548],[-101.34531,20.73661],[-101.34501,20.73748],[-101.34446,20.7391],[-101.34406,20.74246],[-101.34363,20.74606],[-101.34319,20.74961],[-101.34277,20.75311],[-101.34248,20.75559],[-101.34216,20.75815],[-101.34124,20.75939],[-101.34105,20.76031],[-101.34079,20.76164],[-101.34054,20.76285],[-101.34029,20.76411],[-101.34013,20.76497],[-101.33996,20.76579],[-101.33946,20.76705],[-101.33929,20.76773],[-101.33923,20.76843],[-101.33918,20.76913],[-101.33913,20.76979],[-101.33901,20.77039],[-101.33877,20.77157],[-101.33865,20.77218],[-101.33816,20.77345],[-101.338,20.77428],[-101.33784,20.77508],[-101.33763,20.77604],[-101.33743,20.77655],[-101.33696,20.77773],[-101.33658,20.77867],[-101.33612,20.77986],[-101.33582,20.78063],[-101.33561,20.78111]]}}
Línea 115.0 kV | LineString | 115.0 kV | 4 |  |  | CFE |  |  |  |  | OpenStreetMap | {"type":"Feature","properties":{},"geometry":{"type":"LineString","coordinates":[[-101.35413,20.71768],[-101.35508,20.71717],[-101.35606,20.71664],[-101.35698,20.7159],[-101.35819,20.71526],[-101.35925,20.71468],[-101.36073,20.71388],[-101.36198,20.71321],[-101.36311,20.7126],[-101.36445,20.71187],[-101.366,20.71104],[-101.36698,20.71054]]}}
Línea 115.0 kV | LineString | 115.0 kV | 1 |  |  | CFE |  |  |  |  | OpenStreetMap | {"type":"Feature","properties":{},"geometry":{"type":"LineString","coordinates":[[-101.36806,20.71053],[-101.36757,20.71067]]}}
Línea 115.0 kV | LineString | 115.0 kV | 2 |  |  | CFE |  |  |  |  | OpenStreetMap | {"type":"Feature","properties":{},"geometry":{"type":"LineString","coordinates":[[-101.43667,20.64491],[-101.43687,20.64599],[-101.434,20.64812],[-101.43068,20.65058],[-101.42734,20.65306],[-101.42398,20.65555],[-101.42063,20.65803],[-101.41727,20.66052],[-101.41392,20.663],[-101.41058,20.66548],[-101.4072,20.66799],[-101.40383,20.6705],[-101.40076,20.67277],[-101.3974,20.67526],[-101.39423,20.6776],[-101.39092,20.68006],[-101.38823,20.68187],[-101.38831,20.68362],[-101.38833,20.68414],[-101.38785,20.68489],[-101.38782,20.68493],[-101.38624,20.6874],[-101.38524,20.68895],[-101.38302,20.69242],[-101.38092,20.69572],[-101.37869,20.69919],[-101.37842,20.7008],[-101.37813,20.70263],[-101.37775,20.70501],[-101.37743,20.70701],[-101.37702,20.70962],[-101.37552,20.70944],[-101.37393,20.70925],[-101.37238,20.70905],[-101.37153,20.70945],[-101.37047,20.70994],[-101.3689,20.71049],[-101.36806,20.71053]]}}
Línea 115.0 kV | LineString | 115.0 kV | 2 |  |  | CFE |  |  |  |  | OpenStreetMap | {"type":"Feature","properties":{},"geometry":{"type":"LineString","coordinates":[[-101.36732,20.71024],[-101.36768,20.71014],[-101.3681,20.71043],[-101.36904,20.7102],[-101.37028,20.70965],[-101.37138,20.70915]]}}
Línea 115.0 kV | LineString | 115.0 kV | 1 |  |  | CFE |  |  |  |  | OpenStreetMap | {"type":"Feature","properties":{},"geometry":{"type":"LineString","coordinates":[[-101.37138,20.70915],[-101.37155,20.70834],[-101.37172,20.70752],[-101.37225,20.70626],[-101.37257,20.7049],[-101.37298,20.70355],[-101.37555,20.70394],[-101.37592,20.70304],[-101.3766,20.70193],[-101.37734,20.70081],[-101.3781,20.69959],[-101.37882,20.69847],[-101.37959,20.69722],[-101.38028,20.69613],[-101.3818,20.69375],[-101.38247,20.69269],[-101.38306,20.69172],[-101.38267,20.69082],[-101.38166,20.6885],[-101.38061,20.68601],[-101.38077,20.68587],[-101.38119,20.68596]]}}
Línea 115.0 kV | LineString | 115.0 kV | 1 |  |  | CFE |  |  |  |  | OpenStreetMap | {"type":"Feature","properties":{},"geometry":{"type":"LineString","coordinates":[[-101.37317,20.66851],[-101.37262,20.66723],[-101.37206,20.66589],[-101.37151,20.66461],[-101.37093,20.66327],[-101.37036,20.66195],[-101.36982,20.6607],[-101.36928,20.65941],[-101.36876,20.65819],[-101.36845,20.65738],[-101.36826,20.65726]]}}
Línea 115.0 kV | LineString | 115.0 kV | 1 |  |  | CFE |  |  |  |  | OpenStreetMap | {"type":"Feature","properties":{},"geometry":{"type":"LineString","coordinates":[[-101.28083,20.63971],[-101.28109,20.63983],[-101.28067,20.64044],[-101.27996,20.6414],[-101.27872,20.64313],[-101.27766,20.64461],[-101.27649,20.64626],[-101.27545,20.64768],[-101.27448,20.64905],[-101.27349,20.6504],[-101.27399,20.65213],[-101.27444,20.6538],[-101.27491,20.65544],[-101.27535,20.65711],[-101.27579,20.65877],[-101.27623,20.66031],[-101.27671,20.66206],[-101.27714,20.66362],[-101.27772,20.66569],[-101.27891,20.66713],[-101.28034,20.66821],[-101.28174,20.66925],[-101.28319,20.67035],[-101.28463,20.67144],[-101.28609,20.67254],[-101.28749,20.67359],[-101.28888,20.67462],[-101.29031,20.6757],[-101.29176,20.67677],[-101.29317,20.67786],[-101.29464,20.67893],[-101.29606,20.68002],[-101.29752,20.68112],[-101.29881,20.68209],[-101.30038,20.68327],[-101.30171,20.68426],[-101.30362,20.68569],[-101.30519,20.68689],[-101.30666,20.68798],[-101.3076,20.68869],[-101.30704,20.69017],[-101.30585,20.6914],[-101.30472,20.69264],[-101.30358,20.69388],[-101.30245,20.69513],[-101.30129,20.69639],[-101.30017,20.69763],[-101.29903,20.69873],[-101.29853,20.6993]]}}
Línea 115.0 kV | LineString | 115.0 kV | 1 |  |  | CFE |  |  |  |  | OpenStreetMap | {"type":"Feature","properties":{},"geometry":{"type":"LineString","coordinates":[[-101.28088,20.63963],[-101.28109,20.63983],[-101.28192,20.63867],[-101.28218,20.63832],[-101.28256,20.63864],[-101.28322,20.63767],[-101.28388,20.63669]]}}
Línea 115.0 kV | LineString | 115.0 kV | 4 |  |  | CFE |  |  |  |  | OpenStreetMap | {"type":"Feature","properties":{},"geometry":{"type":"LineString","coordinates":[[-101.28407,20.63724],[-101.28428,20.63704],[-101.28388,20.63669]]}}
Línea 115.0 kV | LineString | 115.0 kV | 1 |  |  | CFE |  |  |  |  | OpenStreetMap | {"type":"Feature","properties":{},"geometry":{"type":"LineString","coordinates":[[-101.2861,20.63582],[-101.28675,20.63593],[-101.28701,20.63422],[-101.28721,20.63284],[-101.28741,20.63142],[-101.28759,20.63011],[-101.28779,20.62871],[-101.2879,20.628],[-101.28808,20.62802]]}}
Línea 115.0 kV | LineString | 115.0 kV | 3 |  |  | CFE |  |  |  |  | OpenStreetMap | {"type":"Feature","properties":{},"geometry":{"type":"LineString","coordinates":[[-101.28388,20.63669],[-101.28441,20.63593],[-101.28493,20.63516],[-101.2861,20.63582]]}}
Línea 115.0 kV | LineString | 115.0 kV | 1 |  |  | CFE |  |  |  |  | OpenStreetMap | {"type":"Feature","properties":{},"geometry":{"type":"LineString","coordinates":[[-101.29182,20.62876],[-101.29202,20.62825],[-101.29203,20.62813],[-101.2922,20.62816]]}}
Línea 115.0 kV | LineString | 115.0 kV | 1 |  |  | CFE |  |  |  |  | OpenStreetMap | {"type":"Feature","properties":{},"geometry":{"type":"LineString","coordinates":[[-101.29131,20.62541],[-101.29146,20.62544],[-101.29247,20.62538],[-101.29285,20.62542]]}}
Línea 115.0 kV | LineString | 115.0 kV | 1 |  |  | CFE |  |  |  |  | OpenStreetMap | {"type":"Feature","properties":{},"geometry":{"type":"LineString","coordinates":[[-101.29131,20.62541],[-101.29148,20.62556],[-101.29246,20.62555],[-101.29295,20.62561]]}}
Línea 115.0 kV | LineString | 115.0 kV | 2 |  |  | CFE |  |  |  |  | OpenStreetMap | {"type":"Feature","properties":{},"geometry":{"type":"LineString","coordinates":[[-101.2861,20.63582],[-101.28702,20.63633],[-101.28773,20.63673],[-101.28871,20.6373],[-101.28993,20.63803],[-101.29071,20.63762],[-101.29088,20.63636],[-101.29104,20.63501],[-101.29119,20.63377],[-101.29137,20.63237],[-101.29153,20.63116],[-101.29168,20.6299],[-101.29182,20.62876],[-101.29166,20.6277],[-101.29148,20.62656],[-101.29131,20.62541]]}}
Línea 115.0 kV | LineString | 115.0 kV | 1 |  |  | CFE |  |  |  |  | OpenStreetMap | {"type":"Feature","properties":{},"geometry":{"type":"LineString","coordinates":[[-101.37099,20.63067],[-101.37124,20.6315],[-101.37166,20.63278],[-101.3721,20.63408],[-101.3725,20.63533],[-101.37294,20.63673],[-101.37339,20.63809],[-101.37335,20.63927],[-101.37331,20.6402],[-101.37422,20.64163],[-101.37488,20.64272],[-101.37524,20.64377],[-101.37564,20.64503],[-101.37595,20.64604],[-101.37622,20.64692],[-101.37584,20.64742],[-101.37498,20.64842],[-101.37428,20.64928],[-101.37362,20.65008],[-101.37304,20.6508],[-101.37227,20.65168],[-101.37116,20.65302],[-101.37062,20.65378],[-101.37,20.65445],[-101.36922,20.65544],[-101.36872,20.65602],[-101.36817,20.6567],[-101.36858,20.65722],[-101.36845,20.65738],[-101.36833,20.65717]]}}
Línea 115.0 kV | LineString | 115.0 kV | 1 |  |  | CFE |  |  |  |  | OpenStreetMap | {"type":"Feature","properties":{},"geometry":{"type":"LineString","coordinates":[[-101.37099,20.63067],[-101.37071,20.62983],[-101.37024,20.62842],[-101.36899,20.62846],[-101.36777,20.6285],[-101.3661,20.62855],[-101.36466,20.62859],[-101.36323,20.62863],[-101.36174,20.62869],[-101.36025,20.62872],[-101.35881,20.62876],[-101.35732,20.62881],[-101.35587,20.62886],[-101.35443,20.6289],[-101.35296,20.62895],[-101.35158,20.62897],[-101.35018,20.62903],[-101.34864,20.62907],[-101.34728,20.6291],[-101.34585,20.62919],[-101.34432,20.62928],[-101.34289,20.62936],[-101.34169,20.62945],[-101.34063,20.62952],[-101.33974,20.62959],[-101.33823,20.62968],[-101.33723,20.62973],[-101.33623,20.62979],[-101.33505,20.62986],[-101.33381,20.62997],[-101.3326,20.63007],[-101.33166,20.63012],[-101.3272,20.62895],[-101.32225,20.62766],[-101.32179,20.62753],[-101.32044,20.62717],[-101.31947,20.62691],[-101.31862,20.62663],[-101.31776,20.62638],[-101.3167,20.62606],[-101.31542,20.62569],[-101.31423,20.62534],[-101.313,20.62498],[-101.31164,20.62456],[-101.3102,20.62414],[-101.30889,20.62374],[-101.3075,20.62335],[-101.3059,20.62353],[-101.30447,20.62369],[-101.30296,20.62385],[-101.30159,20.62401],[-101.30014,20.62418],[-101.29871,20.62434],[-101.29793,20.62363],[-101.29666,20.62374],[-101.29535,20.62389],[-101.29394,20.62408],[-101.29272,20.6242],[-101.29145,20.62433],[-101.29131,20.62541]]}}
Línea 115.0 kV | LineString | 115.0 kV | 2 |  |  | CFE |  |  |  |  | OpenStreetMap | {"type":"Feature","properties":{},"geometry":{"type":"LineString","coordinates":[[-101.42698,20.64019],[-101.4275,20.63997],[-101.4289,20.63939],[-101.42818,20.63731],[-101.42447,20.63825],[-101.42131,20.63904],[-101.41852,20.63977],[-101.41624,20.64031],[-101.41385,20.64093],[-101.41069,20.63984],[-101.40754,20.63875],[-101.4044,20.63767],[-101.40141,20.63652],[-101.39843,20.63538],[-101.39545,20.63423],[-101.39247,20.63304],[-101.38833,20.6325],[-101.3842,20.63193],[-101.38008,20.63136],[-101.37614,20.63084],[-101.37225,20.63031],[-101.37099,20.63067]]}}
Línea 115.0 kV | LineString | 115.0 kV | 1 |  |  | CFE |  |  |  |  | OpenStreetMap | {"type":"Feature","properties":{},"geometry":{"type":"LineString","coordinates":[[-101.1666,20.56979],[-101.16669,20.56956],[-101.1667,20.56852],[-101.16672,20.56686],[-101.16675,20.56514],[-101.167,20.56457],[-101.16791,20.56229],[-101.16847,20.56088],[-101.1691,20.55941],[-101.17033,20.55854],[-101.1719,20.55744],[-101.17274,20.55686],[-101.17522,20.55515],[-101.17622,20.55448],[-101.17748,20.5536],[-101.17878,20.55269],[-101.18033,20.55163],[-101.18182,20.55061],[-101.18336,20.54954],[-101.18506,20.54835],[-101.1863,20.54749],[-101.18786,20.5464],[-101.1897,20.54516],[-101.19121,20.54411],[-101.19185,20.54367],[-101.19167,20.54337]]}}
Línea 115.0 kV | LineString | 115.0 kV | 1 |  |  | CFE |  |  |  |  | OpenStreetMap | {"type":"Feature","properties":{},"geometry":{"type":"LineString","coordinates":[[-101.67893,21.07287],[-101.67871,21.07275],[-101.67863,21.07291],[-101.67793,21.07246],[-101.67691,21.07187],[-101.67585,21.07133],[-101.67481,21.07078],[-101.67372,21.07022],[-101.67268,21.06969],[-101.67171,21.07038],[-101.67073,21.07105],[-101.66974,21.07174],[-101.66886,21.07232],[-101.66798,21.07297],[-101.66709,21.07361],[-101.66618,21.07424],[-101.66525,21.07487],[-101.66425,21.07557],[-101.66331,21.07624],[-101.66239,21.07691],[-101.66142,21.07756],[-101.66048,21.0782],[-101.65954,21.07883],[-101.6586,21.07953],[-101.6578,21.08008],[-101.65706,21.0806],[-101.65618,21.08121],[-101.65529,21.08181],[-101.65445,21.08245],[-101.65353,21.08306],[-101.65272,21.08361],[-101.65189,21.08416],[-101.652,21.08357]]}}
Línea 115.0 kV | LineString | 115.0 kV | 2 |  |  | CFE |  |  |  |  | OpenStreetMap | {"type":"Feature","properties":{},"geometry":{"type":"LineString","coordinates":[[-101.62883,21.0938],[-101.62916,21.09309],[-101.62874,21.09281]]}}
Línea 115.0 kV | LineString | 115.0 kV | 2 |  |  | CFE |  |  |  |  | OpenStreetMap | {"type":"Feature","properties":{},"geometry":{"type":"LineString","coordinates":[[-101.62865,21.09267],[-101.62828,21.09252],[-101.62866,21.09168],[-101.62905,21.09083],[-101.62825,21.09048],[-101.62844,21.08938],[-101.62858,21.0883],[-101.62874,21.08726],[-101.6289,21.08621],[-101.62903,21.08538]]}}
Línea 115.0 kV | LineString | 115.0 kV | 1 |  |  | CFE |  |  |  |  | OpenStreetMap | {"type":"Feature","properties":{},"geometry":{"type":"LineString","coordinates":[[-101.65184,21.08354],[-101.65157,21.08438],[-101.65019,21.08534],[-101.64935,21.08593],[-101.64838,21.0866],[-101.64751,21.0872],[-101.64662,21.08781],[-101.64579,21.08839],[-101.64487,21.08902],[-101.64414,21.08952],[-101.64326,21.09013],[-101.64235,21.09076],[-101.64154,21.09132],[-101.64065,21.09194],[-101.6398,21.09254],[-101.639,21.09312],[-101.63736,21.09182],[-101.636,21.09077],[-101.63433,21.08947],[-101.63332,21.08869],[-101.63192,21.0876],[-101.6315,21.08728],[-101.63068,21.08663],[-101.62984,21.08601],[-101.62903,21.08538]]}}
Línea 115.0 kV | LineString | 115.0 kV | 1 |  |  | CFE |  |  |  |  | OpenStreetMap | {"type":"Feature","properties":{},"geometry":{"type":"LineString","coordinates":[[-101.62903,21.08538],[-101.62815,21.08471],[-101.62726,21.08402],[-101.62639,21.08334],[-101.62548,21.08265],[-101.62458,21.08196],[-101.62368,21.08127],[-101.62278,21.08058],[-101.62188,21.07987],[-101.62096,21.07916],[-101.62,21.07843],[-101.61908,21.07772],[-101.61814,21.077],[-101.61728,21.07634],[-101.61642,21.07568],[-101.61562,21.07506],[-101.61465,21.07432],[-101.61379,21.07365],[-101.61292,21.07298],[-101.61206,21.07233],[-101.6112,21.07165],[-101.61028,21.07095],[-101.60941,21.07027],[-101.60852,21.0696],[-101.60762,21.0689],[-101.60673,21.06821],[-101.60598,21.06763],[-101.60524,21.06711]]}}
Línea 115.0 kV | LineString | 115.0 kV |  |  |  | CFE |  |  |  |  | OpenStreetMap | {"type":"Feature","properties":{},"geometry":{"type":"LineString","coordinates":[[-101.60448,21.06644],[-101.60452,21.06628],[-101.60516,21.06514],[-101.60585,21.06386],[-101.60652,21.06256],[-101.60722,21.06131],[-101.60789,21.06005],[-101.60855,21.0588],[-101.60918,21.05753],[-101.60992,21.05628],[-101.61037,21.05564],[-101.61037,21.0553]]}}
Línea 115.0 kV | LineString | 115.0 kV | 2 |  |  | CFE |  |  |  |  | OpenStreetMap | {"type":"Feature","properties":{},"geometry":{"type":"LineString","coordinates":[[-101.61037,21.0553],[-101.61,21.05526]]}}
Línea 115.0 kV | LineString | 115.0 kV | 1 |  |  | CFE |  |  |  |  | OpenStreetMap | {"type":"Feature","properties":{},"geometry":{"type":"LineString","coordinates":[[-101.59433,21.02457],[-101.59426,21.02498]]}}
Línea 115.0 kV | LineString | 115.0 kV | 1 |  |  | CFE |  |  |  |  | OpenStreetMap | {"type":"Feature","properties":{},"geometry":{"type":"LineString","coordinates":[[-101.59433,21.02457],[-101.5941,21.02492]]}}
Línea 115.0 kV | LineString | 115.0 kV | 2 |  |  | CFE |  |  |  |  | OpenStreetMap | {"type":"Feature","properties":{},"geometry":{"type":"LineString","coordinates":[[-101.58726,21.02193],[-101.5877,21.02208],[-101.58791,21.02149],[-101.58814,21.0209],[-101.58927,21.02093],[-101.5904,21.02174],[-101.59134,21.02243],[-101.59248,21.02324],[-101.59372,21.02413],[-101.59433,21.02457]]}}
Línea 115.0 kV | LineString | 115.0 kV | 2 |  |  | CFE |  |  |  |  | OpenStreetMap | {"type":"Feature","properties":{},"geometry":{"type":"LineString","coordinates":[[-101.58087,21.03503],[-101.58106,21.03466],[-101.58156,21.03363],[-101.58206,21.03261],[-101.58256,21.03159],[-101.58367,21.03197],[-101.5838,21.03161],[-101.5842,21.03055],[-101.58461,21.02948],[-101.58502,21.02838],[-101.58541,21.02736],[-101.58581,21.0263],[-101.58621,21.02523],[-101.58662,21.02417],[-101.58702,21.02311],[-101.58734,21.02224],[-101.58709,21.02217]]}}
Línea 115.0 kV | LineString | 115.0 kV | 1 |  |  | CFE |  |  |  |  | OpenStreetMap | {"type":"Feature","properties":{},"geometry":{"type":"LineString","coordinates":[[-101.61037,21.0553],[-101.61009,21.05405],[-101.60976,21.05275],[-101.60939,21.05149],[-101.60843,21.05091],[-101.6071,21.05012],[-101.60601,21.04951],[-101.6052,21.04904],[-101.60391,21.04829],[-101.60254,21.0475],[-101.60121,21.04673],[-101.59989,21.04596],[-101.59869,21.04525],[-101.59725,21.04444],[-101.59623,21.04384],[-101.59497,21.04312],[-101.5937,21.04239],[-101.59246,21.04168],[-101.59121,21.04096],[-101.58998,21.04026],[-101.58883,21.03959],[-101.58766,21.03891],[-101.58662,21.03832],[-101.5856,21.03774],[-101.58446,21.0371],[-101.58338,21.03647],[-101.58229,21.03586],[-101.58087,21.03503]]}}
Línea 115.0 kV | LineString | 115.0 kV | 1 |  |  | CFE |  |  |  |  | OpenStreetMap | {"type":"Feature","properties":{},"geometry":{"type":"LineString","coordinates":[[-101.58087,21.03503],[-101.57996,21.03449],[-101.57874,21.03379],[-101.57761,21.03312],[-101.57677,21.03267],[-101.57569,21.03206],[-101.57463,21.03146],[-101.57357,21.0309],[-101.57246,21.0302],[-101.57141,21.02954],[-101.5704,21.02897],[-101.56938,21.02839],[-101.56851,21.0279],[-101.56743,21.02728],[-101.56621,21.02682],[-101.56502,21.02635],[-101.56381,21.02589],[-101.56267,21.02566],[-101.56136,21.02555],[-101.56007,21.02544],[-101.55879,21.02533],[-101.55752,21.02522],[-101.55627,21.02511],[-101.55496,21.025],[-101.55391,21.02491],[-101.55243,21.02478],[-101.55112,21.02467],[-101.55066,21.02502]]}}
Línea 115.0 kV | LineString | 115.0 kV | 2 |  |  | CFE |  |  |  |  | OpenStreetMap | {"type":"Feature","properties":{},"geometry":{"type":"LineString","coordinates":[[-101.55066,21.02502],[-101.5505,21.02589],[-101.55078,21.02592]]}}
Línea 115.0 kV | LineString | 115.0 kV | 1 |  |  | CFE |  |  |  |  | OpenStreetMap | {"type":"Feature","properties":{},"geometry":{"type":"LineString","coordinates":[[-101.43824,20.97063],[-101.43781,20.97062]]}}
Línea 115.0 kV | LineString | 115.0 kV | 1 |  |  | CFE |  |  |  |  | OpenStreetMap | {"type":"Feature","properties":{},"geometry":{"type":"LineString","coordinates":[[-101.43822,20.97055],[-101.43781,20.97051]]}}
Línea 115.0 kV | LineString | 115.0 kV | 1 |  |  | CFE |  |  |  |  | OpenStreetMap | {"type":"Feature","properties":{},"geometry":{"type":"LineString","coordinates":[[-101.43822,20.97055],[-101.43824,20.97063]]}}
Línea 115.0 kV | LineString | 115.0 kV | 1 |  |  | CFE |  |  |  |  | OpenStreetMap | {"type":"Feature","properties":{},"geometry":{"type":"LineString","coordinates":[[-101.44041,20.93762],[-101.44057,20.93828],[-101.44102,20.94005],[-101.44102,20.94046],[-101.44148,20.94162],[-101.44167,20.94252],[-101.4419,20.94359],[-101.44216,20.9439],[-101.4439,20.94519],[-101.44582,20.94663],[-101.4477,20.94803],[-101.4496,20.94944],[-101.45148,20.95085],[-101.45336,20.95225],[-101.45525,20.95365],[-101.45713,20.95506],[-101.45899,20.95644],[-101.46089,20.95787],[-101.46278,20.95927],[-101.46466,20.96068],[-101.46654,20.96208],[-101.46844,20.96349],[-101.47033,20.9649],[-101.47222,20.9663],[-101.4741,20.96772],[-101.47598,20.96912],[-101.47788,20.97054],[-101.47971,20.97195],[-101.4816,20.97336],[-101.4836,20.97486],[-101.48548,20.97626],[-101.48737,20.97767],[-101.48927,20.9791],[-101.49113,20.98048],[-101.49301,20.98188],[-101.49301,20.98189],[-101.4949,20.98329],[-101.49679,20.98468],[-101.4987,20.98612],[-101.50055,20.98751],[-101.50244,20.98891],[-101.5044,20.99036],[-101.50627,20.99177],[-101.50817,20.99319],[-101.51004,20.99457],[-101.51192,20.99598],[-101.5138,20.99738],[-101.51573,20.99882],[-101.51762,21.00022],[-101.51949,21.00162],[-101.52146,21.00309],[-101.52334,21.00449],[-101.52525,21.00592],[-101.52711,21.00729],[-101.52897,21.00868],[-101.53086,21.0101],[-101.53273,21.01151],[-101.53461,21.01291],[-101.5365,21.01433],[-101.53838,21.01574],[-101.54025,21.01715],[-101.54212,21.01856],[-101.54399,21.01997],[-101.54595,21.02144],[-101.54791,21.02292],[-101.54968,21.02426],[-101.55066,21.02502]]}}
Línea 115.0 kV | LineString | 115.0 kV | 2 |  |  | CFE |  |  |  |  | OpenStreetMap | {"type":"Feature","properties":{},"geometry":{"type":"LineString","coordinates":[[-101.44089,20.93773],[-101.44149,20.93902],[-101.44173,20.94033],[-101.44196,20.94165],[-101.44221,20.94298],[-101.44236,20.94384],[-101.44259,20.9451],[-101.44276,20.94603],[-101.44291,20.9469],[-101.44316,20.94822],[-101.44334,20.94919],[-101.4435,20.95007],[-101.44374,20.95134],[-101.4433,20.95251],[-101.44284,20.95373],[-101.44233,20.95505],[-101.44202,20.95668],[-101.44161,20.95791],[-101.44117,20.95914],[-101.44058,20.96043],[-101.43998,20.96169],[-101.4395,20.96269],[-101.43906,20.96363],[-101.43868,20.96453],[-101.43828,20.96545],[-101.43797,20.96623],[-101.43761,20.96706],[-101.4376,20.96812],[-101.43758,20.96919],[-101.43822,20.97055]]}}
Línea 115.0 kV | LineString | 115.0 kV | 2 |  |  | CFE |  |  |  |  | OpenStreetMap | {"type":"Feature","properties":{},"geometry":{"type":"LineString","coordinates":[[-101.44089,20.93773],[-101.44029,20.9371]]}}
Línea 115.0 kV | LineString | 115.0 kV | 1 |  |  | CFE |  |  |  |  | OpenStreetMap | {"type":"Feature","properties":{},"geometry":{"type":"LineString","coordinates":[[-101.46538,20.90625],[-101.46511,20.90626],[-101.46496,20.90648]]}}
Línea 115.0 kV | LineString | 115.0 kV | 2 |  |  | CFE |  |  |  |  | OpenStreetMap | {"type":"Feature","properties":{},"geometry":{"type":"LineString","coordinates":[[-101.46537,20.90671],[-101.46503,20.90671],[-101.46485,20.90711],[-101.46486,20.9076],[-101.46492,20.91145],[-101.46494,20.91202],[-101.46446,20.91252],[-101.4635,20.91344],[-101.46252,20.91439],[-101.46152,20.91532],[-101.46054,20.91626],[-101.45956,20.91717],[-101.45858,20.91809],[-101.4576,20.91903],[-101.45662,20.91995],[-101.45569,20.92084],[-101.45472,20.92175],[-101.45379,20.92263],[-101.45284,20.92353],[-101.45191,20.92441],[-101.45101,20.92526],[-101.44997,20.92625],[-101.44902,20.92708],[-101.44787,20.92807],[-101.44721,20.92864],[-101.44683,20.92897],[-101.44707,20.92959],[-101.44731,20.93021],[-101.4466,20.931],[-101.44585,20.93184],[-101.44526,20.93254],[-101.44461,20.93332],[-101.44405,20.93402],[-101.44324,20.93495],[-101.44247,20.93585],[-101.44164,20.93684],[-101.44089,20.93773]]}}
Línea 115.0 kV | LineString | 115.0 kV | 2 |  |  | CFE |  |  |  |  | OpenStreetMap | {"type":"Feature","properties":{},"geometry":{"type":"LineString","coordinates":[[-101.27795,20.97192],[-101.27674,20.97266],[-101.27718,20.9733],[-101.27673,20.97455],[-101.27623,20.97582],[-101.2759,20.97669],[-101.27547,20.97781],[-101.27526,20.97841],[-101.2747,20.97988],[-101.2733,20.98354],[-101.27127,20.9852],[-101.26811,20.98777],[-101.26614,20.98933],[-101.26325,20.99167],[-101.26074,20.99372],[-101.25782,20.99662],[-101.25426,20.99934],[-101.25214,21.00064],[-101.25181,21.00098]]}}
Línea 115.0 kV | LineString | 115.0 kV | 2 |  |  | CFE |  |  |  |  | OpenStreetMap | {"type":"Feature","properties":{},"geometry":{"type":"LineString","coordinates":[[-101.28194,20.96036],[-101.2816,20.96148],[-101.28123,20.96244],[-101.28095,20.96316],[-101.28065,20.96383],[-101.28037,20.96457],[-101.28015,20.96513],[-101.27979,20.96599],[-101.27956,20.9666],[-101.27908,20.96751],[-101.27891,20.96818],[-101.27859,20.96945],[-101.279,20.97083]]}}
Línea 115.0 kV | LineString | 115.0 kV | 2 |  |  | CFE |  |  |  |  | OpenStreetMap | {"type":"Feature","properties":{},"geometry":{"type":"LineString","coordinates":[[-101.28165,20.96018],[-101.28124,20.96019]]}}
Línea 115.0 kV | LineString | 115.0 kV | 1 |  |  | CFE |  |  |  |  | OpenStreetMap | {"type":"Feature","properties":{},"geometry":{"type":"LineString","coordinates":[[-101.28165,20.96018],[-101.28194,20.96036]]}}
Línea 115.0 kV | LineString | 115.0 kV | 1 |  |  | CFE |  |  |  |  | OpenStreetMap | {"type":"Feature","properties":{},"geometry":{"type":"LineString","coordinates":[[-101.28125,20.96035],[-101.28154,20.96027],[-101.28194,20.96036]]}}
Línea 115.0 kV | LineString | 115.0 kV | 4 |  |  | CFE |  |  |  |  | OpenStreetMap | {"type":"Feature","properties":{},"geometry":{"type":"LineString","coordinates":[[-101.28221,20.95864],[-101.28165,20.96018]]}}
Línea 115.0 kV | LineString | 115.0 kV | 1 |  |  | CFE |  |  |  |  | OpenStreetMap | {"type":"Feature","properties":{},"geometry":{"type":"LineString","coordinates":[[-101.46537,20.90663],[-101.46496,20.90648]]}}
Línea 115.0 kV | LineString | 115.0 kV | 2 |  |  | CFE |  |  |  |  | OpenStreetMap | {"type":"Feature","properties":{},"geometry":{"type":"LineString","coordinates":[[-101.46538,20.9064],[-101.46496,20.90648]]}}
Línea 115.0 kV | LineString | 115.0 kV | 1 |  |  | CFE |  |  |  |  | OpenStreetMap | {"type":"Feature","properties":{},"geometry":{"type":"LineString","coordinates":[[-101.34546,20.78708],[-101.34542,20.78733],[-101.34607,20.78737],[-101.34606,20.78773]]}}
Línea 115.0 kV | LineString | 115.0 kV | 2 |  |  | CFE |  |  |  |  | OpenStreetMap | {"type":"Feature","properties":{},"geometry":{"type":"LineString","coordinates":[[-101.3366,20.78684],[-101.33646,20.78747]]}}
Línea 115.0 kV | LineString | 115.0 kV | 1 |  |  | CFE |  |  |  |  | OpenStreetMap | {"type":"Feature","properties":{},"geometry":{"type":"LineString","coordinates":[[-101.33561,20.78111],[-101.33554,20.78125]]}}
Línea 115.0 kV | LineString | 115.0 kV | 1 |  |  | CFE |  |  |  |  | OpenStreetMap | {"type":"Feature","properties":{},"geometry":{"type":"LineString","coordinates":[[-101.33529,20.78116],[-101.33554,20.78125]]}}
Línea 115.0 kV | LineString | 115.0 kV | 2 |  |  | CFE |  |  |  |  | OpenStreetMap | {"type":"Feature","properties":{},"geometry":{"type":"LineString","coordinates":[[-101.3333,20.78661],[-101.33394,20.78665],[-101.33526,20.78675],[-101.3366,20.78684],[-101.33784,20.78693],[-101.33914,20.78702],[-101.34048,20.78706],[-101.34173,20.78703],[-101.34305,20.78713],[-101.34532,20.78731],[-101.34531,20.78709]]}}
Línea 115.0 kV | LineString | 115.0 kV | 2 |  |  | CFE |  |  |  |  | OpenStreetMap | {"type":"Feature","properties":{},"geometry":{"type":"LineString","coordinates":[[-101.33554,20.78125],[-101.33507,20.78235],[-101.33454,20.78361],[-101.33399,20.78492],[-101.33358,20.78588],[-101.3333,20.78661]]}}
Línea 115.0 kV | LineString | 115.0 kV | 2 |  |  | CFE |  |  |  |  | OpenStreetMap | {"type":"Feature","properties":{},"geometry":{"type":"LineString","coordinates":[[-101.3333,20.78661],[-101.33297,20.78731],[-101.33251,20.78841],[-101.332,20.78964],[-101.33137,20.78975],[-101.33104,20.79051],[-101.33065,20.79135],[-101.33012,20.7925],[-101.32967,20.7935],[-101.32912,20.79471],[-101.32866,20.79569],[-101.32809,20.79694],[-101.3268,20.79978],[-101.32556,20.8025],[-101.32435,20.80516],[-101.32376,20.80825],[-101.3234,20.80958],[-101.32253,20.80988],[-101.32229,20.81106],[-101.32204,20.81241],[-101.32185,20.81338],[-101.32168,20.81428],[-101.32156,20.81535],[-101.32143,20.81639],[-101.32128,20.81747],[-101.32098,20.81852],[-101.32067,20.81959],[-101.32037,20.82068],[-101.32007,20.82177],[-101.31979,20.82281],[-101.31953,20.8241],[-101.31923,20.82538],[-101.31795,20.82556],[-101.31538,20.82595],[-101.3142,20.82926],[-101.31289,20.83291],[-101.31264,20.83328]]}}
Línea 115.0 kV | LineString | 115.0 kV | 2 |  |  | CFE |  |  |  |  | OpenStreetMap | {"type":"Feature","properties":{},"geometry":{"type":"LineString","coordinates":[[-101.31264,20.83328],[-101.31112,20.83549],[-101.31086,20.83851],[-101.30975,20.8416],[-101.30867,20.84462],[-101.30741,20.84808],[-101.30584,20.8497],[-101.30133,20.85422],[-101.2997,20.857],[-101.30147,20.85971],[-101.3026,20.86142],[-101.30157,20.86458],[-101.30024,20.86863],[-101.29873,20.87328],[-101.29727,20.87777],[-101.29592,20.88191],[-101.29502,20.88465],[-101.29428,20.88792],[-101.29359,20.89104],[-101.29252,20.89583],[-101.29167,20.89966],[-101.29082,20.90351],[-101.29003,20.90702],[-101.2909,20.90979],[-101.29157,20.91193],[-101.29244,20.91469],[-101.2932,20.91712],[-101.29458,20.91882],[-101.29654,20.92124],[-101.2989,20.92417],[-101.29995,20.92546],[-101.29996,20.92748],[-101.29751,20.9295],[-101.29525,20.93138],[-101.29252,20.93361],[-101.29051,20.93527],[-101.28962,20.93777],[-101.28883,20.94011],[-101.28861,20.94069],[-101.28739,20.94423],[-101.2862,20.94769],[-101.28517,20.95062],[-101.2842,20.95345],[-101.28325,20.95616],[-101.28241,20.95813],[-101.28221,20.95864]]}}
Línea 115.0 kV | LineString | 115.0 kV | 2 |  |  | CFE |  |  |  |  | OpenStreetMap | {"type":"Feature","properties":{},"geometry":{"type":"LineString","coordinates":[[-101.43068,20.90799],[-101.42784,20.90789],[-101.42482,20.90779],[-101.42223,20.9077],[-101.42064,20.90932],[-101.41854,20.91144],[-101.41623,20.91379],[-101.41397,20.91609],[-101.41249,20.91759],[-101.41039,20.91973],[-101.40826,20.9219],[-101.40648,20.92368],[-101.40442,20.92576],[-101.40371,20.92646],[-101.40298,20.92716],[-101.40197,20.92815],[-101.4,20.93004],[-101.39719,20.93233],[-101.39446,20.93497],[-101.3919,20.93743],[-101.38965,20.93962],[-101.38767,20.94151],[-101.38574,20.94336],[-101.38252,20.94381],[-101.37931,20.94425],[-101.37773,20.94447],[-101.37623,20.94467],[-101.37297,20.94513],[-101.37018,20.94553],[-101.36747,20.9459],[-101.36471,20.94538],[-101.36161,20.94567],[-101.35705,20.94612],[-101.35287,20.94654],[-101.3482,20.94699],[-101.34513,20.94728],[-101.34252,20.94754],[-101.33948,20.94786],[-101.33437,20.94836],[-101.33209,20.9486],[-101.32651,20.94913],[-101.32425,20.94935],[-101.32225,20.94953],[-101.31855,20.94991],[-101.3173,20.95003],[-101.31375,20.94887],[-101.31057,20.94782],[-101.30703,20.94669],[-101.30357,20.94555],[-101.30031,20.9445],[-101.29636,20.94321],[-101.29327,20.94221],[-101.29,20.94114],[-101.28899,20.9408],[-101.28778,20.94436],[-101.28629,20.9487],[-101.2849,20.9527],[-101.2837,20.95614],[-101.28323,20.95737],[-101.2827,20.95799],[-101.28221,20.95864]]}}
Línea 115.0 kV | LineString | 115.0 kV | 1 |  |  | CFE |  |  |  |  | OpenStreetMap | {"type":"Feature","properties":{},"geometry":{"type":"LineString","coordinates":[[-101.43187,20.82965],[-101.43238,20.82954],[-101.43233,20.82888],[-101.43223,20.82716],[-101.43211,20.82541],[-101.432,20.82373],[-101.43188,20.82187],[-101.43176,20.82007],[-101.43164,20.8182],[-101.43158,20.81633],[-101.43154,20.81444],[-101.43148,20.81228],[-101.43144,20.81071],[-101.43139,20.80901],[-101.43135,20.80735],[-101.43115,20.80555],[-101.43093,20.80348],[-101.43084,20.8026],[-101.43072,20.80151],[-101.43065,20.80079],[-101.43053,20.79977],[-101.43033,20.79793],[-101.43014,20.79614],[-101.42996,20.79432],[-101.4298,20.79249],[-101.42965,20.79069],[-101.42952,20.7889],[-101.42937,20.78708],[-101.42923,20.78526],[-101.42908,20.78343],[-101.42894,20.78157],[-101.42878,20.77975],[-101.42863,20.77793],[-101.42848,20.77608],[-101.42703,20.77468],[-101.42567,20.77336],[-101.42433,20.77208],[-101.42298,20.77078],[-101.42164,20.76949],[-101.42033,20.76821],[-101.41899,20.76692],[-101.41765,20.76563],[-101.41631,20.76434],[-101.41498,20.76304],[-101.41365,20.76174],[-101.41238,20.76052],[-101.41127,20.75944],[-101.40996,20.75817],[-101.40862,20.75689],[-101.40711,20.7554],[-101.40536,20.75371],[-101.40382,20.75222],[-101.40254,20.75091],[-101.40175,20.75009],[-101.40039,20.74869],[-101.39897,20.74723],[-101.39781,20.74603],[-101.3965,20.74469],[-101.39517,20.74339],[-101.39379,20.74198],[-101.39234,20.7405],[-101.39106,20.73916],[-101.38978,20.73785],[-101.38862,20.73666],[-101.38732,20.73531],[-101.38602,20.73399],[-101.38464,20.73259],[-101.38342,20.73131],[-101.38213,20.72998],[-101.38083,20.72864],[-101.37955,20.72731],[-101.37801,20.72572],[-101.37657,20.72419],[-101.37521,20.72169],[-101.37465,20.72064],[-101.37398,20.71936],[-101.37331,20.71808],[-101.37263,20.71685],[-101.372,20.71564],[-101.37145,20.71465],[-101.3712,20.71419],[-101.37142,20.71236],[-101.37165,20.71039],[-101.37174,20.70936],[-101.37138,20.70915]]}}
Línea 115.0 kV | LineString | 115.0 kV | 1 |  |  | CFE |  |  |  |  | OpenStreetMap | {"type":"Feature","properties":{},"geometry":{"type":"LineString","coordinates":[[-101.40464,20.90016],[-101.40514,20.9],[-101.40595,20.89985],[-101.40744,20.89957],[-101.40895,20.89929],[-101.41059,20.89897],[-101.41218,20.89873],[-101.41361,20.89853],[-101.41519,20.89828],[-101.41588,20.89819],[-101.41746,20.89794],[-101.41903,20.8977],[-101.42062,20.89746],[-101.42227,20.89721],[-101.42354,20.89702],[-101.42533,20.89676],[-101.42677,20.89654],[-101.42812,20.89633],[-101.42931,20.89617],[-101.42918,20.89489],[-101.42897,20.89307],[-101.42877,20.89121],[-101.42856,20.88935],[-101.42834,20.88758],[-101.42813,20.88575],[-101.42795,20.8841],[-101.42776,20.88245],[-101.42802,20.88096],[-101.42832,20.8792],[-101.42862,20.87751],[-101.42895,20.87559],[-101.42926,20.87378],[-101.42957,20.87198],[-101.42988,20.8702],[-101.43018,20.86845],[-101.43049,20.86666],[-101.4308,20.86484],[-101.43111,20.86313],[-101.4314,20.86146],[-101.43165,20.86001],[-101.43196,20.85825],[-101.43227,20.85643],[-101.43258,20.85468],[-101.43287,20.85304],[-101.43318,20.85121],[-101.43349,20.84943],[-101.43379,20.84763],[-101.43366,20.84599],[-101.43352,20.84436],[-101.43339,20.84265],[-101.43327,20.84119],[-101.43313,20.83942],[-101.43299,20.83764],[-101.43283,20.8357],[-101.43269,20.83397],[-101.43255,20.83222],[-101.43244,20.83054],[-101.43238,20.82969],[-101.4319,20.82981]]}}
Línea 115.0 kV | LineString | 115.0 kV | 1 |  |  | CFE |  |  |  |  | OpenStreetMap | {"type":"Feature","properties":{},"geometry":{"type":"LineString","coordinates":[[-101.43068,20.90799],[-101.43076,20.90862],[-101.43087,20.90966],[-101.43109,20.91151],[-101.43129,20.9133],[-101.43151,20.91517],[-101.43171,20.91699],[-101.43192,20.91878],[-101.43212,20.92059],[-101.43233,20.92241],[-101.43254,20.92427],[-101.43275,20.92607],[-101.43296,20.9279],[-101.43316,20.92961],[-101.43334,20.93125],[-101.4344,20.93268],[-101.43497,20.93345],[-101.43554,20.93422],[-101.43683,20.93595],[-101.43726,20.93667]]}}
Línea 115.0 kV | LineString | 115.0 kV | 4 |  |  | CFE |  |  |  |  | OpenStreetMap | {"type":"Feature","properties":{},"geometry":{"type":"LineString","coordinates":[[-101.46496,20.90648],[-101.46191,20.90621],[-101.45868,20.90599],[-101.45502,20.90566],[-101.45175,20.90537],[-101.4482,20.90508],[-101.44572,20.90489],[-101.44322,20.90468],[-101.43971,20.90561],[-101.43679,20.90637],[-101.43387,20.90714],[-101.43068,20.90799]]}}
Línea 115.0 kV | LineString | 115.0 kV | 1 |  |  | CFE |  |  |  |  | OpenStreetMap | {"type":"Feature","properties":{},"geometry":{"type":"LineString","coordinates":[[-101.57566,20.45317],[-101.57577,20.45315],[-101.57569,20.45185],[-101.57555,20.45103],[-101.57529,20.44918],[-101.57497,20.44737],[-101.57475,20.44567],[-101.57452,20.44419],[-101.57425,20.44251],[-101.57396,20.44081],[-101.57373,20.43913],[-101.57355,20.43797],[-101.57329,20.43626],[-101.57302,20.43451],[-101.57277,20.43291],[-101.57243,20.43094],[-101.57221,20.42929],[-101.57194,20.42757],[-101.57168,20.42587],[-101.57142,20.42425],[-101.57115,20.42247],[-101.57097,20.42129],[-101.57069,20.41973],[-101.57047,20.41808],[-101.57021,20.41652],[-101.56997,20.41487],[-101.56968,20.41323],[-101.56947,20.41161],[-101.56925,20.41046],[-101.56898,20.40846],[-101.56868,20.40676],[-101.56847,20.40517],[-101.56721,20.40412],[-101.56566,20.40283],[-101.56411,20.40154],[-101.56286,20.40049],[-101.5613,20.39921],[-101.55936,20.39759],[-101.55796,20.39642],[-101.55682,20.39547],[-101.55563,20.39448],[-101.55433,20.39341],[-101.55301,20.3923],[-101.54966,20.38951],[-101.54833,20.38841],[-101.54708,20.38736],[-101.5459,20.38638],[-101.5428,20.38381],[-101.54186,20.38303],[-101.53955,20.3811],[-101.53801,20.37982],[-101.536,20.37815],[-101.53478,20.37713],[-101.53332,20.37592],[-101.53187,20.37471],[-101.5301,20.37443],[-101.52811,20.37411],[-101.52612,20.37379],[-101.52394,20.37344],[-101.52219,20.37315],[-101.52086,20.37294],[-101.5192,20.37268],[-101.51713,20.37236],[-101.51524,20.37208],[-101.51329,20.37174],[-101.51155,20.37145],[-101.51026,20.37018],[-101.50893,20.36889],[-101.50781,20.36778],[-101.50772,20.36724]]}}
Línea 115.0 kV | LineString | 115.0 kV | 1 |  |  | CFE |  |  |  |  | OpenStreetMap | {"type":"Feature","properties":{},"geometry":{"type":"LineString","coordinates":[[-101.5708,20.50666],[-101.57124,20.50645],[-101.57154,20.50644],[-101.57219,20.50593],[-101.57284,20.50544],[-101.57389,20.50463],[-101.57478,20.504],[-101.5755,20.50356],[-101.57642,20.50286],[-101.57734,20.50213],[-101.57844,20.50125],[-101.57947,20.50043],[-101.58049,20.49961],[-101.58151,20.49877],[-101.58219,20.49815],[-101.58267,20.49757],[-101.58268,20.497],[-101.58249,20.49569],[-101.58223,20.49399],[-101.58197,20.49234],[-101.58167,20.4906],[-101.58144,20.4889],[-101.58117,20.48716],[-101.58092,20.48546],[-101.58062,20.48385],[-101.5804,20.48219],[-101.58017,20.48068],[-101.57992,20.47906],[-101.57965,20.47736],[-101.57939,20.47567],[-101.57913,20.47396],[-101.57891,20.47261],[-101.5787,20.47118],[-101.57845,20.46958],[-101.57818,20.46786],[-101.57793,20.46625],[-101.57767,20.46454],[-101.57742,20.46292],[-101.57717,20.46127],[-101.57693,20.4597],[-101.57667,20.45809],[-101.57646,20.45667],[-101.57623,20.45521],[-101.576,20.45422],[-101.57579,20.45325],[-101.57568,20.45326]]}}
Línea 115.0 kV | LineString | 115.0 kV | 1 |  |  | CFE |  |  |  |  | OpenStreetMap | {"type":"Feature","properties":{},"geometry":{"type":"LineString","coordinates":[[-101.58753,20.51883],[-101.58669,20.51895],[-101.58565,20.51819],[-101.58455,20.51741],[-101.58345,20.51661],[-101.58235,20.51582],[-101.58126,20.51504],[-101.58016,20.51425],[-101.57906,20.51346],[-101.57797,20.51268],[-101.57687,20.51188],[-101.57574,20.51108],[-101.57468,20.51031],[-101.57357,20.50951],[-101.57248,20.50872],[-101.57138,20.50793],[-101.57133,20.50741],[-101.57124,20.50645],[-101.57087,20.50676]]}}
Línea 115.0 kV | LineString | 115.0 kV | 1 |  |  | CFE |  |  |  |  | OpenStreetMap | {"type":"Feature","properties":{},"geometry":{"type":"LineString","coordinates":[[-101.79188,20.96374],[-101.79236,20.96381],[-101.79309,20.96397],[-101.79293,20.96471],[-101.79275,20.96547],[-101.7926,20.96541]]}}
Línea 115.0 kV | LineString | 115.0 kV | 2 |  |  | CFE |  |  |  |  | OpenStreetMap | {"type":"Feature","properties":{},"geometry":{"type":"LineString","coordinates":[[-101.7925,20.96575],[-101.79291,20.96584],[-101.79303,20.96531],[-101.79366,20.96256],[-101.79441,20.95934],[-101.79397,20.95638],[-101.79113,20.95433],[-101.78797,20.95204],[-101.78497,20.94988],[-101.7824,20.94802],[-101.77955,20.94596],[-101.77699,20.94411],[-101.77495,20.94169],[-101.77263,20.93894],[-101.77045,20.93638],[-101.76663,20.9319],[-101.763,20.9276],[-101.76035,20.92447],[-101.75787,20.92157]]}}
Línea 115.0 kV | LineString | 115.0 kV | 1 |  |  | CFE |  |  |  |  | OpenStreetMap | {"type":"Feature","properties":{},"geometry":{"type":"LineString","coordinates":[[-101.75787,20.92157],[-101.75867,20.92136],[-101.7606,20.92092],[-101.76144,20.9207],[-101.76328,20.92026],[-101.7645,20.91996],[-101.76628,20.91952],[-101.76804,20.91908],[-101.76974,20.91867],[-101.77132,20.91828],[-101.7724,20.91802],[-101.7737,20.91717],[-101.77496,20.91634],[-101.77626,20.91546],[-101.77743,20.91467],[-101.77896,20.91366],[-101.78029,20.91278],[-101.78114,20.91222],[-101.7827,20.91116],[-101.78415,20.91022],[-101.78531,20.90943],[-101.78742,20.90802],[-101.78856,20.90726],[-101.78998,20.9063],[-101.79111,20.90556],[-101.79259,20.90458],[-101.79394,20.90369],[-101.79545,20.90268],[-101.79728,20.90146],[-101.79888,20.90038],[-101.80029,20.89945],[-101.8018,20.89845],[-101.80372,20.89718],[-101.80521,20.89618],[-101.80671,20.89518],[-101.80789,20.89437],[-101.80963,20.89322],[-101.81113,20.89221],[-101.81266,20.89121],[-101.81408,20.89027],[-101.81566,20.88922],[-101.81776,20.88782],[-101.81874,20.88718],[-101.81993,20.88637],[-101.82158,20.88526],[-101.82375,20.88379],[-101.82604,20.88213],[-101.82725,20.88126],[-101.82868,20.88022],[-101.83011,20.87915],[-101.83157,20.87809],[-101.83274,20.87724],[-101.83416,20.87621],[-101.83552,20.87522],[-101.8373,20.87392],[-101.83897,20.87267],[-101.84046,20.87157],[-101.84195,20.87052],[-101.84361,20.86932],[-101.8446,20.86863],[-101.84589,20.86772],[-101.84696,20.86693],[-101.84797,20.86617],[-101.84938,20.86511],[-101.8506,20.86421],[-101.8525,20.86387],[-101.85443,20.86353],[-101.85622,20.86322],[-101.85768,20.86372],[-101.85948,20.86326],[-101.86154,20.86271],[-101.86291,20.86148],[-101.86387,20.86062],[-101.86531,20.85938],[-101.86673,20.85811],[-101.86812,20.85686],[-101.86951,20.85566],[-101.87099,20.85436],[-101.87234,20.85316],[-101.87374,20.85191],[-101.8751,20.8507],[-101.87654,20.84943],[-101.87784,20.84828],[-101.87926,20.84703],[-101.87992,20.84645],[-101.88189,20.84471],[-101.8845,20.84245],[-101.88622,20.84089],[-101.88838,20.83898],[-101.88875,20.83866],[-101.89127,20.83642],[-101.89293,20.835],[-101.89417,20.83387],[-101.89559,20.83261],[-101.89692,20.83144],[-101.89834,20.83018],[-101.89942,20.82921],[-101.90083,20.82799],[-101.90201,20.82697],[-101.90335,20.82576],[-101.90386,20.82529],[-101.90384,20.82511],[-101.90362,20.8251]]}}
Línea 115.0 kV | LineString | 115.0 kV | 1 |  |  | CFE |  |  |  |  | OpenStreetMap | {"type":"Feature","properties":{},"geometry":{"type":"LineString","coordinates":[[-101.86356,20.97313],[-101.86388,20.97316],[-101.86366,20.97283],[-101.86356,20.97114],[-101.86346,20.96937],[-101.86338,20.96806],[-101.86394,20.9665],[-101.86443,20.96517],[-101.865,20.96359],[-101.86558,20.96199],[-101.86617,20.96037],[-101.86676,20.9587],[-101.86733,20.95714],[-101.86791,20.95556],[-101.8685,20.95394],[-101.86909,20.95234],[-101.86965,20.95079],[-101.8703,20.94899],[-101.87079,20.94747],[-101.87124,20.94606],[-101.8717,20.94466],[-101.8722,20.9431],[-101.87274,20.94145],[-101.87325,20.93987],[-101.87376,20.93831],[-101.87427,20.93674],[-101.87478,20.93515],[-101.87523,20.93376],[-101.87577,20.93207],[-101.87627,20.93046],[-101.87663,20.92935],[-101.87719,20.92765],[-101.87776,20.92589],[-101.87827,20.92433],[-101.87876,20.92279],[-101.87926,20.92125],[-101.87977,20.91969],[-101.88025,20.91819],[-101.88074,20.91668],[-101.88113,20.91548],[-101.88174,20.91403],[-101.88236,20.91255],[-101.88299,20.91107],[-101.88348,20.90992],[-101.88413,20.90837],[-101.88478,20.90682],[-101.88543,20.90526],[-101.88608,20.90374],[-101.88672,20.90221],[-101.88659,20.90061],[-101.88647,20.89902],[-101.88633,20.89746],[-101.8862,20.89589],[-101.88608,20.89429],[-101.88594,20.89271],[-101.88581,20.89115],[-101.88568,20.88953],[-101.88555,20.88802],[-101.88541,20.88633],[-101.88527,20.88476],[-101.88517,20.88354],[-101.88506,20.88227],[-101.88495,20.88105],[-101.88483,20.87945],[-101.88472,20.87799],[-101.88458,20.87637],[-101.88443,20.87469],[-101.8843,20.87324],[-101.88491,20.87171],[-101.88553,20.87012],[-101.88615,20.86855],[-101.88676,20.8669],[-101.88739,20.86533],[-101.88791,20.86404],[-101.88852,20.86246],[-101.88912,20.86091],[-101.88974,20.85929],[-101.89022,20.85798],[-101.89087,20.85638],[-101.89126,20.85538],[-101.89188,20.85382],[-101.89252,20.85221],[-101.89311,20.85067],[-101.89369,20.84918],[-101.89432,20.84757],[-101.89503,20.84573],[-101.89565,20.84409],[-101.89632,20.84244],[-101.89699,20.84076],[-101.89761,20.83918],[-101.89824,20.83755],[-101.89888,20.83587],[-101.89947,20.83442],[-101.90029,20.83291],[-101.90113,20.8314],[-101.90197,20.82988],[-101.90288,20.82824],[-101.90348,20.82715],[-101.90435,20.82555],[-101.90426,20.82492],[-101.90361,20.825]]}}
Línea 115.0 kV | LineString | 115.0 kV | 1 |  |  | CFE |  |  |  |  | OpenStreetMap | {"type":"Feature","properties":{},"geometry":{"type":"LineString","coordinates":[[-101.86861,21.02915],[-101.86854,21.02958],[-101.86927,21.02964],[-101.86935,21.02841],[-101.8694,21.0268],[-101.86943,21.02581],[-101.86948,21.02491],[-101.86951,21.02404],[-101.86952,21.02317],[-101.86957,21.02229],[-101.86963,21.02141],[-101.86964,21.02054],[-101.86966,21.01966],[-101.8697,21.01879],[-101.86972,21.01791],[-101.86975,21.01703],[-101.8698,21.01617],[-101.86983,21.01528],[-101.86987,21.01441],[-101.8699,21.01353],[-101.86992,21.01266],[-101.86995,21.01178],[-101.86999,21.01091],[-101.87004,21.01003],[-101.87006,21.0091],[-101.87009,21.00819],[-101.87013,21.00729],[-101.87014,21.00638],[-101.87015,21.00548],[-101.8702,21.00458],[-101.87024,21.00368],[-101.87028,21.00278],[-101.87033,21.00178],[-101.86959,21.00004],[-101.86901,20.99861],[-101.86836,20.99711],[-101.86774,20.99558],[-101.86711,20.99412],[-101.86647,20.99257],[-101.86616,20.99184],[-101.86582,20.99105],[-101.86525,20.98958],[-101.86459,20.98803],[-101.8645,20.98668],[-101.86438,20.98502],[-101.86428,20.98329],[-101.86419,20.98186],[-101.8641,20.98034],[-101.86401,20.97876],[-101.86391,20.97716],[-101.86382,20.97562],[-101.86374,20.97429],[-101.8639,20.97325],[-101.86355,20.97323]]}}
Línea 115.0 kV | LineString | 115.0 kV | 1 |  |  | CFE |  |  |  |  | OpenStreetMap | {"type":"Feature","properties":{},"geometry":{"type":"LineString","coordinates":[[-101.80782,21.04373],[-101.80595,21.04397],[-101.80381,21.04424],[-101.80163,21.04451],[-101.79967,21.04475],[-101.79771,21.04501],[-101.79605,21.04588],[-101.79464,21.04659],[-101.79373,21.04707],[-101.79181,21.04804],[-101.79021,21.04885],[-101.78843,21.04979],[-101.78683,21.05063],[-101.78526,21.05144],[-101.78366,21.05226],[-101.78188,21.05317],[-101.78011,21.05409],[-101.77828,21.05506],[-101.77769,21.05485],[-101.77738,21.05453]]}}
Línea 115.0 kV | LineString | 115.0 kV | 1 |  |  | CFE |  |  |  |  | OpenStreetMap | {"type":"Feature","properties":{},"geometry":{"type":"LineString","coordinates":[[-101.80782,21.04373],[-101.8096,21.0435],[-101.81144,21.04327],[-101.81309,21.04306],[-101.81546,21.04276],[-101.8175,21.0425],[-101.81931,21.04227],[-101.8209,21.04208],[-101.82297,21.04181],[-101.82519,21.04153],[-101.82724,21.04127],[-101.82948,21.04099],[-101.83155,21.04072],[-101.83292,21.04058],[-101.83428,21.04041],[-101.83564,21.04024],[-101.83701,21.04006],[-101.83854,21.03987],[-101.83986,21.03969],[-101.84129,21.0395],[-101.84269,21.03932],[-101.84413,21.03913],[-101.84634,21.03885],[-101.84839,21.03859],[-101.8503,21.03836],[-101.85238,21.03809],[-101.85389,21.0379],[-101.85526,21.03772],[-101.85707,21.0375],[-101.85906,21.03723],[-101.86111,21.03699],[-101.86264,21.03679],[-101.864,21.03661],[-101.86494,21.03649],[-101.86702,21.03623],[-101.86755,21.03609],[-101.86755,21.03591],[-101.86755,21.03497],[-101.86755,21.03393],[-101.86756,21.03286],[-101.86757,21.03179],[-101.86843,21.03081],[-101.86842,21.03069],[-101.86854,21.02958],[-101.86849,21.02915]]}}
Línea 115.0 kV | LineString | 115.0 kV | 2 |  |  | CFE |  |  |  |  | OpenStreetMap | {"type":"Feature","properties":{},"geometry":{"type":"LineString","coordinates":[[-101.82075,21.00048],[-101.82039,21.00043],[-101.82039,21.00009],[-101.82094,21.00011]]}}
Línea 115.0 kV | LineString | 115.0 kV | 2 |  |  | CFE |  |  |  |  | OpenStreetMap | {"type":"Feature","properties":{},"geometry":{"type":"LineString","coordinates":[[-101.82075,21.00048],[-101.82077,21.00191],[-101.82078,21.0045],[-101.8209,21.00753],[-101.82095,21.01077],[-101.82106,21.01659],[-101.81946,21.01873],[-101.81758,21.0212],[-101.81592,21.02343],[-101.81451,21.02624],[-101.81312,21.02901],[-101.81157,21.03212],[-101.81047,21.03435],[-101.80935,21.03655],[-101.80796,21.03937],[-101.80671,21.04186],[-101.80782,21.04373]]}}
Línea 115.0 kV | LineString | 115.0 kV | 2 |  |  | CFE |  |  |  |  | OpenStreetMap | {"type":"Feature","properties":{},"geometry":{"type":"LineString","coordinates":[[-101.79243,20.96607],[-101.7928,20.96614],[-101.79549,20.96852],[-101.79822,20.97093],[-101.80058,20.97302],[-101.80308,20.97523],[-101.80569,20.97753],[-101.808,20.97958],[-101.81037,20.9817],[-101.81267,20.98373],[-101.81561,20.98633],[-101.81775,20.98822],[-101.8205,20.99063],[-101.82059,20.99348],[-101.82065,20.99608],[-101.82072,20.99879],[-101.82075,21.00048]]}}
Línea 115.0 kV | LineString | 115.0 kV | 1 |  |  | CFE |  |  |  |  | OpenStreetMap | {"type":"Feature","properties":{},"geometry":{"type":"LineString","coordinates":[[-101.72939,21.08363],[-101.72982,21.08357]]}}
Línea 115.0 kV | LineString | 115.0 kV | 1 |  |  | CFE |  |  |  |  | OpenStreetMap | {"type":"Feature","properties":{},"geometry":{"type":"LineString","coordinates":[[-101.69583,21.08711],[-101.69647,21.08714]]}}
Línea 115.0 kV | LineString | 115.0 kV | 1 |  |  | CFE |  |  |  |  | OpenStreetMap | {"type":"Feature","properties":{},"geometry":{"type":"LineString","coordinates":[[-101.69654,21.08756],[-101.69627,21.08733],[-101.69647,21.08714]]}}
Línea 115.0 kV | LineString | 115.0 kV | 1 |  |  | CFE |  |  |  |  | OpenStreetMap | {"type":"Feature","properties":{},"geometry":{"type":"LineString","coordinates":[[-101.69583,21.08711],[-101.69627,21.08733],[-101.69646,21.08761]]}}
Línea 115.0 kV | LineString | 115.0 kV | 1 |  |  | CFE |  |  |  |  | OpenStreetMap | {"type":"Feature","properties":{},"geometry":{"type":"LineString","coordinates":[[-101.69279,21.07134],[-101.69263,21.07122],[-101.69235,21.07155]]}}
Línea 115.0 kV | LineString | 115.0 kV | 2 |  |  | CFE |  |  |  |  | OpenStreetMap | {"type":"Feature","properties":{},"geometry":{"type":"LineString","coordinates":[[-101.68015,21.07305],[-101.68144,21.07396],[-101.68239,21.07468],[-101.6832,21.07521],[-101.6844,21.07633],[-101.68528,21.07717],[-101.68628,21.07811],[-101.68747,21.07923],[-101.68869,21.08039],[-101.68974,21.08137],[-101.69079,21.08237],[-101.69227,21.08376],[-101.69326,21.08469],[-101.69426,21.08563],[-101.69583,21.08711]]}}
Línea 115.0 kV | LineString | 115.0 kV | 1 |  |  | CFE |  |  |  |  | OpenStreetMap | {"type":"Feature","properties":{},"geometry":{"type":"LineString","coordinates":[[-101.67913,21.073],[-101.67943,21.07319],[-101.68015,21.07305]]}}
Línea 115.0 kV | LineString | 115.0 kV | 1 |  |  | CFE |  |  |  |  | OpenStreetMap | {"type":"Feature","properties":{},"geometry":{"type":"LineString","coordinates":[[-101.67942,21.07257],[-101.67973,21.07276],[-101.68015,21.07305]]}}
Línea 115.0 kV | LineString | 115.0 kV | 1 |  |  | CFE |  |  |  |  | OpenStreetMap | {"type":"Feature","properties":{},"geometry":{"type":"LineString","coordinates":[[-101.67947,21.0725],[-101.68019,21.07296],[-101.68169,21.07403],[-101.68334,21.07517],[-101.68457,21.07631],[-101.68583,21.07747],[-101.68639,21.07747],[-101.68667,21.07707],[-101.68704,21.07631],[-101.68745,21.07546],[-101.68778,21.07473],[-101.68818,21.07384],[-101.69024,21.07403],[-101.69178,21.07249],[-101.69239,21.07181],[-101.69279,21.07134]]}}
Línea 115.0 kV | LineString | 115.0 kV | 1 |  |  | CFE |  |  |  |  | OpenStreetMap | {"type":"Feature","properties":{},"geometry":{"type":"LineString","coordinates":[[-101.67954,21.07239],[-101.68027,21.07285],[-101.6812,21.07353],[-101.68174,21.07392],[-101.68279,21.07376],[-101.68402,21.07358],[-101.68585,21.07407],[-101.68774,21.07456],[-101.68974,21.0751],[-101.69167,21.0756],[-101.69324,21.07601],[-101.69494,21.07645],[-101.69646,21.07685],[-101.69837,21.07735],[-101.70007,21.0778],[-101.70206,21.07832],[-101.70381,21.07878],[-101.70585,21.07929],[-101.70797,21.07987],[-101.7092,21.08019],[-101.71098,21.08068],[-101.71122,21.08079],[-101.71117,21.08122]]}}
Línea 115.0 kV | LineString | 115.0 kV | 1 |  |  | CFE |  |  |  |  | OpenStreetMap | {"type":"Feature","properties":{},"geometry":{"type":"LineString","coordinates":[[-101.72982,21.08357],[-101.72997,21.08455],[-101.72983,21.08529],[-101.73007,21.08565],[-101.73198,21.08565],[-101.73388,21.08565],[-101.73592,21.08565],[-101.73919,21.08565],[-101.73981,21.08566],[-101.74066,21.08582],[-101.74136,21.08701],[-101.74233,21.08628],[-101.74329,21.08555],[-101.7441,21.08494],[-101.7448,21.08576],[-101.74579,21.08567],[-101.74793,21.08315],[-101.74884,21.082],[-101.75065,21.07948],[-101.75173,21.0781],[-101.75297,21.07651],[-101.75431,21.07485],[-101.75544,21.07381],[-101.75692,21.0724],[-101.75809,21.07134],[-101.75967,21.06991],[-101.76111,21.06858],[-101.7625,21.0673],[-101.76382,21.06607],[-101.76495,21.06507],[-101.76675,21.06341],[-101.76659,21.06327],[-101.76736,21.06258],[-101.76812,21.06189],[-101.76792,21.06168],[-101.76911,21.06061],[-101.76971,21.06007],[-101.77001,21.06039],[-101.7713,21.05921],[-101.7728,21.05787],[-101.77462,21.05693],[-101.77626,21.05607],[-101.77761,21.05536],[-101.77759,21.05492],[-101.7773,21.05458]]}}
Línea 115.0 kV | LineString | 115.0 kV | 1 |  |  | CFE |  |  |  |  | OpenStreetMap | {"type":"Feature","properties":{},"geometry":{"type":"LineString","coordinates":[[-101.69822,21.06444],[-101.69804,21.06554],[-101.69706,21.06661],[-101.696,21.06778],[-101.69498,21.06896],[-101.694,21.07003],[-101.6934,21.07069],[-101.69279,21.07134]]}}
Línea 115.0 kV | LineString | 115.0 kV |  |  |  | CFE |  |  |  |  | OpenStreetMap | {"type":"Feature","properties":{},"geometry":{"type":"LineString","coordinates":[[-101.68618,21.06239],[-101.68745,21.0629],[-101.68875,21.06342],[-101.69005,21.06393],[-101.69167,21.06458],[-101.69185,21.06451],[-101.6923,21.06367],[-101.69311,21.06397],[-101.69437,21.06423],[-101.69566,21.06451],[-101.69623,21.06463],[-101.69651,21.06416],[-101.69737,21.0643],[-101.69822,21.06444]]}}
Línea 115.0 kV | LineString | 115.0 kV | 1 |  |  | CFE |  |  |  |  | OpenStreetMap | {"type":"Feature","properties":{},"geometry":{"type":"LineString","coordinates":[[-101.68618,21.06239],[-101.68601,21.06209],[-101.68619,21.06151],[-101.68634,21.0609],[-101.68654,21.06026],[-101.68686,21.05922],[-101.68709,21.05837],[-101.68744,21.05743],[-101.68772,21.05646],[-101.68804,21.05541],[-101.6883,21.05449],[-101.68866,21.05343],[-101.68884,21.05276],[-101.68904,21.052],[-101.68922,21.0514],[-101.68941,21.0508],[-101.6896,21.05015],[-101.68994,21.04921],[-101.69017,21.04842],[-101.69044,21.04755],[-101.69057,21.04708],[-101.69084,21.04621],[-101.69107,21.04533],[-101.69138,21.04447],[-101.69162,21.0436],[-101.69189,21.04274],[-101.69211,21.042],[-101.6924,21.04099],[-101.69268,21.04013],[-101.69295,21.03926],[-101.69322,21.0384],[-101.69348,21.03753],[-101.69374,21.03664],[-101.69398,21.03578],[-101.69425,21.03492],[-101.69453,21.03405],[-101.69468,21.03354],[-101.69488,21.03294],[-101.69503,21.03238],[-101.69519,21.03211],[-101.69543,21.03205],[-101.69652,21.03209],[-101.69852,21.03214],[-101.69855,21.03036],[-101.69853,21.0288],[-101.69852,21.02723],[-101.69852,21.02563],[-101.69851,21.02409],[-101.69907,21.02265],[-101.69964,21.02121],[-101.70011,21.02],[-101.70069,21.0185],[-101.70123,21.01714],[-101.70193,21.01537],[-101.70255,21.01378],[-101.70317,21.01221],[-101.70377,21.01065],[-101.70438,21.00905],[-101.70495,21.0076],[-101.70556,21.00606],[-101.70615,21.00452],[-101.70676,21.00299],[-101.70733,21.00158],[-101.70793,21.00003],[-101.70835,20.99892],[-101.70896,20.99737],[-101.70857,20.99576],[-101.70814,20.99405],[-101.70774,20.99246],[-101.70734,20.99087],[-101.70689,20.98903],[-101.70644,20.98723],[-101.706,20.98548],[-101.70557,20.98375],[-101.70513,20.98196],[-101.70468,20.98014],[-101.7043,20.9786],[-101.70385,20.9768],[-101.70343,20.97511],[-101.70408,20.97335],[-101.70472,20.97158],[-101.70538,20.96985],[-101.70602,20.9681],[-101.70666,20.96633],[-101.70717,20.96497],[-101.70774,20.96343],[-101.70838,20.96168],[-101.70909,20.95982],[-101.7096,20.95845],[-101.71022,20.95673],[-101.71085,20.95503],[-101.70986,20.95357],[-101.70905,20.95238],[-101.7096,20.95086],[-101.71016,20.94927],[-101.71074,20.94768],[-101.71133,20.94604],[-101.7119,20.94442],[-101.71251,20.94274],[-101.71306,20.94118],[-101.71366,20.93954],[-101.71416,20.93815],[-101.71435,20.93678],[-101.71456,20.93532],[-101.71472,20.93425],[-101.71487,20.93312],[-101.71507,20.93179],[-101.71502,20.93139],[-101.71494,20.93122]]}}
Línea 115.0 kV | LineString | 115.0 kV | 1 |  |  | CFE |  |  |  |  | OpenStreetMap | {"type":"Feature","properties":{},"geometry":{"type":"LineString","coordinates":[[-101.75787,20.92157],[-101.75704,20.9218],[-101.75534,20.9222],[-101.7536,20.92263],[-101.75244,20.92291],[-101.75074,20.92333],[-101.74907,20.92374],[-101.74742,20.92414],[-101.74562,20.92456],[-101.74392,20.92499],[-101.74221,20.92541],[-101.74023,20.92591],[-101.73907,20.92619],[-101.73716,20.92666],[-101.73509,20.92717],[-101.73329,20.92759],[-101.73147,20.92804],[-101.72971,20.92846],[-101.72797,20.92889],[-101.72649,20.92926],[-101.72483,20.92967],[-101.72294,20.93014],[-101.72106,20.93059],[-101.71919,20.93103],[-101.71727,20.93153],[-101.71533,20.93198],[-101.71511,20.93133],[-101.71502,20.93117]]}}
Línea 115.0 kV | LineString | 115.0 kV | 1 |  |  | CFE |  |  |  |  | OpenStreetMap | {"type":"Feature","properties":{},"geometry":{"type":"LineString","coordinates":[[-101.92012,21.36778],[-101.92127,21.36723],[-101.92186,21.36632],[-101.92215,21.36645],[-101.92208,21.36627]]}}
Línea 115.0 kV | LineString | 115.0 kV | 2 |  |  | CFE |  |  |  |  | OpenStreetMap | {"type":"Feature","properties":{},"geometry":{"type":"LineString","coordinates":[[-101.91911,21.3797],[-101.91981,21.37968],[-101.92094,21.37963],[-101.92219,21.37959],[-101.92368,21.37953],[-101.92458,21.37949],[-101.92542,21.37946],[-101.92661,21.37942],[-101.92765,21.37938],[-101.92854,21.37916],[-101.92928,21.37897],[-101.93037,21.37841],[-101.93131,21.37794],[-101.9323,21.37743],[-101.9332,21.37696],[-101.93425,21.37643],[-101.93523,21.37596],[-101.93589,21.37598],[-101.93659,21.376],[-101.93766,21.37609],[-101.93884,21.37617],[-101.94012,21.37629],[-101.94128,21.37638],[-101.94241,21.37648],[-101.94397,21.37612],[-101.94503,21.37561],[-101.94609,21.37511],[-101.9471,21.3746],[-101.94892,21.37457],[-101.94998,21.37462],[-101.95103,21.37468],[-101.95208,21.37473],[-101.95359,21.37448],[-101.95509,21.37412],[-101.95636,21.37259],[-101.95676,21.37212],[-101.95804,21.3713],[-101.95931,21.37049],[-101.96034,21.36979],[-101.96176,21.3692],[-101.9629,21.36812],[-101.96416,21.36707],[-101.9653,21.36642],[-101.96669,21.36587],[-101.96803,21.36529],[-101.96909,21.36482],[-101.96996,21.36443],[-101.97117,21.36383],[-101.97087,21.36313],[-101.97109,21.36305],[-101.97118,21.36324]]}}
Línea 115.0 kV | LineString | 115.0 kV | 1 |  |  | CFE |  |  |  |  | OpenStreetMap | {"type":"Feature","properties":{},"geometry":{"type":"LineString","coordinates":[[-101.91374,21.36585],[-101.91379,21.366],[-101.915,21.36627],[-101.91398,21.36721],[-101.91531,21.36817],[-101.91662,21.36867],[-101.91783,21.36932],[-101.91888,21.3699],[-101.92003,21.37053],[-101.92114,21.37113],[-101.92092,21.37222],[-101.92069,21.37341],[-101.92043,21.37451],[-101.92019,21.37548],[-101.91993,21.37652],[-101.91962,21.37758],[-101.91936,21.37861],[-101.91911,21.3797]]}}
Línea 115.0 kV | LineString | 115.0 kV | 1 |  |  | CFE |  |  |  |  | OpenStreetMap | {"type":"Feature","properties":{},"geometry":{"type":"LineString","coordinates":[[-101.88561,21.39401],[-101.88559,21.3937]]}}
Línea 115.0 kV | LineString | 115.0 kV | 1 |  |  | CFE |  |  |  |  | OpenStreetMap | {"type":"Feature","properties":{},"geometry":{"type":"LineString","coordinates":[[-101.88559,21.3937],[-101.88551,21.39398]]}}
Línea 115.0 kV | LineString | 115.0 kV | 1 |  |  | CFE |  |  |  |  | OpenStreetMap | {"type":"Feature","properties":{},"geometry":{"type":"LineString","coordinates":[[-101.88559,21.3937],[-101.88597,21.39382],[-101.88903,21.3948],[-101.89223,21.39655],[-101.89528,21.39821],[-101.8982,21.3998],[-101.90142,21.40156],[-101.90428,21.40312],[-101.90815,21.40244],[-101.91136,21.40188],[-101.91165,21.40183],[-101.91275,21.40162],[-101.91335,21.40028],[-101.91379,21.39913],[-101.91424,21.39798],[-101.91464,21.39692],[-101.9151,21.39567],[-101.91553,21.39451],[-101.91612,21.39364],[-101.91634,21.39246],[-101.91655,21.39131],[-101.91672,21.39025],[-101.9169,21.38916],[-101.91707,21.3881],[-101.91731,21.38673],[-101.91742,21.38613],[-101.91761,21.38506],[-101.91777,21.38424],[-101.91806,21.38327],[-101.91834,21.38199],[-101.91861,21.38093],[-101.91879,21.38007],[-101.91911,21.3797]]}}
Línea 115.0 kV | LineString | 115.0 kV | 1 |  |  | CFE |  |  |  |  | OpenStreetMap | {"type":"Feature","properties":{},"geometry":{"type":"LineString","coordinates":[[-101.86598,21.39959],[-101.86616,21.39945],[-101.86694,21.39824],[-101.86769,21.39756],[-101.86851,21.3968],[-101.86924,21.39613],[-101.86996,21.39547],[-101.87071,21.39477],[-101.87151,21.39404],[-101.87248,21.39314],[-101.87324,21.39245],[-101.87397,21.39177],[-101.87468,21.39111],[-101.87542,21.39043],[-101.87603,21.39063],[-101.87811,21.39129],[-101.88188,21.39251],[-101.88523,21.39358],[-101.88559,21.3937]]}}
Línea 115.0 kV | LineString | 115.0 kV | 1 |  |  | CFE |  |  |  |  | OpenStreetMap | {"type":"Feature","properties":{},"geometry":{"type":"LineString","coordinates":[[-101.73618,21.1676],[-101.73679,21.16883],[-101.73739,21.17003],[-101.73797,21.17121],[-101.73853,21.17233],[-101.73918,21.1736],[-101.7398,21.17483],[-101.73952,21.17606],[-101.73882,21.1787],[-101.7381,21.18175],[-101.73717,21.18543],[-101.73905,21.18842],[-101.74132,21.19207],[-101.74282,21.19445],[-101.7436,21.1957],[-101.74568,21.19903],[-101.74795,21.20266],[-101.75026,21.20636],[-101.75189,21.20896],[-101.75307,21.2109],[-101.75675,21.21254],[-101.76034,21.21414],[-101.76423,21.21587],[-101.76801,21.21755],[-101.77148,21.21909],[-101.77332,21.21993],[-101.77577,21.221],[-101.77682,21.22405],[-101.77784,21.22699],[-101.77892,21.23008],[-101.78063,21.23506],[-101.78204,21.2391],[-101.78329,21.2427],[-101.78475,21.24692],[-101.78613,21.25096],[-101.78735,21.25454],[-101.78881,21.25868],[-101.7902,21.26269],[-101.79167,21.26694],[-101.79293,21.27063],[-101.79388,21.27339],[-101.79487,21.27621],[-101.79589,21.27914],[-101.79706,21.2827],[-101.79983,21.28412],[-101.80337,21.28594],[-101.80793,21.28829],[-101.81166,21.29023],[-101.81555,21.29222],[-101.8201,21.29457],[-101.82311,21.29614],[-101.82701,21.29814],[-101.83195,21.30068],[-101.83382,21.30428],[-101.83569,21.30792],[-101.83736,21.31129],[-101.83941,21.31507],[-101.84107,21.31825],[-101.84258,21.32116],[-101.84483,21.32547],[-101.84679,21.32925],[-101.84887,21.33326],[-101.85094,21.33724],[-101.85294,21.3411],[-101.85491,21.34488],[-101.85679,21.3485],[-101.8592,21.35308],[-101.86117,21.35688],[-101.86345,21.36127],[-101.86531,21.36483],[-101.86683,21.36776],[-101.86906,21.37206],[-101.8705,21.37483],[-101.86958,21.37813],[-101.86823,21.38275],[-101.86738,21.3857],[-101.86616,21.38997],[-101.86498,21.39399],[-101.86387,21.39779],[-101.86514,21.399],[-101.86612,21.39941],[-101.86591,21.39951]]}}
Línea 115.0 kV | LineString | 115.0 kV | 1 |  |  | CFE |  |  |  |  | OpenStreetMap | {"type":"Feature","properties":{},"geometry":{"type":"LineString","coordinates":[[-101.73618,21.1676],[-101.73641,21.16798],[-101.73735,21.16779],[-101.73824,21.16763],[-101.73887,21.16867],[-101.73998,21.17055],[-101.7407,21.17177],[-101.7418,21.1736],[-101.74264,21.17501],[-101.74413,21.17751],[-101.7446,21.1783],[-101.74556,21.17991],[-101.74646,21.18144],[-101.74735,21.18302],[-101.74802,21.18396],[-101.74849,21.18471],[-101.74902,21.18547],[-101.74953,21.18626],[-101.75007,21.18714],[-101.75072,21.1881],[-101.7513,21.18903],[-101.75182,21.18983],[-101.7525,21.19085],[-101.75289,21.19185],[-101.75327,21.19286],[-101.75396,21.19401],[-101.75475,21.19533],[-101.75563,21.19682],[-101.75648,21.19825],[-101.75734,21.19966],[-101.75862,21.20102],[-101.75977,21.20225],[-101.76089,21.20342],[-101.76194,21.2045],[-101.76324,21.20549],[-101.76456,21.20647],[-101.76614,21.20766],[-101.76771,21.20883],[-101.76928,21.21],[-101.77079,21.21114],[-101.77233,21.21229],[-101.77383,21.21342],[-101.77549,21.21466],[-101.77696,21.21577],[-101.77832,21.21679],[-101.78229,21.21976],[-101.7838,21.22089],[-101.78421,21.22209],[-101.78471,21.22357],[-101.78533,21.22539],[-101.78595,21.22723],[-101.78655,21.22895],[-101.78715,21.23068],[-101.78776,21.23245],[-101.78836,21.23423],[-101.78897,21.23597],[-101.78948,21.23752],[-101.79008,21.23929],[-101.79057,21.24071],[-101.79317,21.2483],[-101.79554,21.25524],[-101.79608,21.25681],[-101.79738,21.25754],[-101.79958,21.25878],[-101.80159,21.25993],[-101.80305,21.26076],[-101.80457,21.26162],[-101.80601,21.26244],[-101.80756,21.26331],[-101.8092,21.26424],[-101.81076,21.26512],[-101.81225,21.26597],[-101.81391,21.26691],[-101.81552,21.26782],[-101.81729,21.26883],[-101.81892,21.26975],[-101.82053,21.27066],[-101.82226,21.27164],[-101.8238,21.2725],[-101.82542,21.27343],[-101.82688,21.27428],[-101.82853,21.27518],[-101.83022,21.27614],[-101.83196,21.27713],[-101.83369,21.27811],[-101.83539,21.27907],[-101.83709,21.28003],[-101.83882,21.28101],[-101.84036,21.28189],[-101.84208,21.28286],[-101.84372,21.2838],[-101.84529,21.28469],[-101.84714,21.28573],[-101.84882,21.28669],[-101.85044,21.2876],[-101.85209,21.28853],[-101.85385,21.28953],[-101.85554,21.29049],[-101.85709,21.29137],[-101.85875,21.2923],[-101.86035,21.29321],[-101.8619,21.2941],[-101.86343,21.29503],[-101.86512,21.29607],[-101.86672,21.29704],[-101.87422,21.30163],[-101.87579,21.30261],[-101.87727,21.30352],[-101.87789,21.30487],[-101.87851,21.30631],[-101.87915,21.30777],[-101.87978,21.30921],[-101.88048,21.31081],[-101.88109,21.3122],[-101.88171,21.31362],[-101.88252,21.31548],[-101.88332,21.31731],[-101.88415,21.3192],[-101.88457,21.32016],[-101.88497,21.32105],[-101.88579,21.32293],[-101.88652,21.32459],[-101.88687,21.32564],[-101.88747,21.32736],[-101.88808,21.32915],[-101.88868,21.33087],[-101.88926,21.33254],[-101.88974,21.33393],[-101.89033,21.3356],[-101.89094,21.33741],[-101.89159,21.33928],[-101.89208,21.34069],[-101.89269,21.34246],[-101.89328,21.34419],[-101.89391,21.34596],[-101.89449,21.34769],[-101.89513,21.34952],[-101.89567,21.35108],[-101.89619,21.35258],[-101.89774,21.35347],[-101.89912,21.35429],[-101.90072,21.35521],[-101.90228,21.35612],[-101.90377,21.35699],[-101.90528,21.35788],[-101.90686,21.35881],[-101.90838,21.35969],[-101.90993,21.36061],[-101.91148,21.36151],[-101.91306,21.36244],[-101.91313,21.36404],[-101.91294,21.36436],[-101.91302,21.36497],[-101.91311,21.36557],[-101.91359,21.36596],[-101.91359,21.36582]]}}
Línea 115.0 kV | LineString | 115.0 kV | 1 |  |  | CFE |  |  |  |  | OpenStreetMap | {"type":"Feature","properties":{},"geometry":{"type":"LineString","coordinates":[[-101.72702,21.14355],[-101.72652,21.14386]]}}
Línea 115.0 kV | LineString | 115.0 kV | 1 |  |  | CFE |  |  |  |  | OpenStreetMap | {"type":"Feature","properties":{},"geometry":{"type":"LineString","coordinates":[[-101.72709,21.14371],[-101.72652,21.14386]]}}
Línea 115.0 kV | LineString | 115.0 kV | 2 |  |  | CFE |  |  |  |  | OpenStreetMap | {"type":"Feature","properties":{},"geometry":{"type":"LineString","coordinates":[[-101.72652,21.14386],[-101.72707,21.14527],[-101.7276,21.14662],[-101.72811,21.14797],[-101.72865,21.14937],[-101.7292,21.15077],[-101.72973,21.15213],[-101.73025,21.1535],[-101.73074,21.15477],[-101.73111,21.1557],[-101.73161,21.15701],[-101.73212,21.15833],[-101.73255,21.15944],[-101.73298,21.16054],[-101.73338,21.16163],[-101.73384,21.16279],[-101.73439,21.16398],[-101.73494,21.16515],[-101.73556,21.16637],[-101.73618,21.1676]]}}
Línea 115.0 kV | LineString | 115.0 kV | 1 |  |  | CFE |  |  |  |  | OpenStreetMap | {"type":"Feature","properties":{},"geometry":{"type":"LineString","coordinates":[[-101.73166,21.12477],[-101.73182,21.12467]]}}
Línea 115.0 kV | LineString | 115.0 kV | 2 |  |  | CFE |  |  |  |  | OpenStreetMap | {"type":"Feature","properties":{},"geometry":{"type":"LineString","coordinates":[[-101.72687,21.1432],[-101.72634,21.14339],[-101.72613,21.14332],[-101.72584,21.14257],[-101.72533,21.14125],[-101.72486,21.14003],[-101.72578,21.13919],[-101.72664,21.13837],[-101.72718,21.13712],[-101.72836,21.13439],[-101.73025,21.13006],[-101.73152,21.12712],[-101.73214,21.12575],[-101.73144,21.12494],[-101.73166,21.12477]]}}
Línea 115.0 kV | LineString | 115.0 kV | 1 |  |  | CFE |  |  |  |  | OpenStreetMap | {"type":"Feature","properties":{},"geometry":{"type":"LineString","coordinates":[[-101.73166,21.12477],[-101.73174,21.12486]]}}
Línea 115.0 kV | LineString | 115.0 kV | 1 |  |  | CFE |  |  |  |  | OpenStreetMap | {"type":"Feature","properties":{},"geometry":{"type":"LineString","coordinates":[[-101.73186,21.12477],[-101.73182,21.12467]]}}
Línea 115.0 kV | LineString | 115.0 kV | 2 |  |  | CFE |  |  |  |  | OpenStreetMap | {"type":"Feature","properties":{},"geometry":{"type":"LineString","coordinates":[[-101.73182,21.12467],[-101.73271,21.12404],[-101.73151,21.12286],[-101.72954,21.12097],[-101.72757,21.11908],[-101.72538,21.11699],[-101.72353,21.11522],[-101.72111,21.11288],[-101.71912,21.111],[-101.71735,21.10932],[-101.71741,21.10861],[-101.71753,21.10789],[-101.71763,21.10715],[-101.71729,21.10686],[-101.71503,21.10785],[-101.71356,21.10851],[-101.71274,21.10885]]}}
Línea 115.0 kV | LineString | 115.0 kV | 2 |  |  | CFE |  |  |  |  | OpenStreetMap | {"type":"Feature","properties":{},"geometry":{"type":"LineString","coordinates":[[-101.71274,21.10885],[-101.71167,21.11077],[-101.71109,21.11178],[-101.71047,21.11303],[-101.70991,21.1142],[-101.70929,21.11544],[-101.70893,21.11532],[-101.70878,21.1156]]}}
Línea 115.0 kV | LineString | 115.0 kV | 2 |  |  | CFE |  |  |  |  | OpenStreetMap | {"type":"Feature","properties":{},"geometry":{"type":"LineString","coordinates":[[-101.69647,21.08714],[-101.69711,21.08781],[-101.69701,21.08819],[-101.69792,21.089],[-101.69875,21.08976],[-101.70006,21.09093],[-101.70083,21.09162],[-101.70161,21.09234],[-101.70255,21.09318],[-101.70339,21.09394],[-101.70427,21.09475],[-101.70517,21.09568],[-101.70592,21.09637],[-101.70672,21.0971],[-101.70767,21.09797],[-101.70852,21.09874],[-101.70933,21.0995],[-101.70973,21.10049],[-101.70999,21.10132],[-101.71061,21.10263],[-101.711,21.10371],[-101.71141,21.1048],[-101.71176,21.10585],[-101.71221,21.10717],[-101.71258,21.10833],[-101.71274,21.10885]]}}
Línea 115.0 kV | LineString | 115.0 kV | 2 |  |  | CFE |  |  |  |  | OpenStreetMap | {"type":"Feature","properties":{},"geometry":{"type":"LineString","coordinates":[[-101.62778,21.12863],[-101.62838,21.1278],[-101.62894,21.12702],[-101.62873,21.12617],[-101.62851,21.12531],[-101.62769,21.12219],[-101.62686,21.11896],[-101.62603,21.11569],[-101.62521,21.11272],[-101.62439,21.10944],[-101.62348,21.10596],[-101.62336,21.10447],[-101.62376,21.10294],[-101.62504,21.10022],[-101.6253,21.09968]]}}
Línea 115.0 kV | LineString | 115.0 kV | 2 |  |  | CFE |  |  |  |  | OpenStreetMap | {"type":"Feature","properties":{},"geometry":{"type":"LineString","coordinates":[[-101.72213,21.1442],[-101.72161,21.14423],[-101.72057,21.14431],[-101.71898,21.14442],[-101.71773,21.14448],[-101.71641,21.14458],[-101.71478,21.14458],[-101.71339,21.14479],[-101.71253,21.14486],[-101.71119,21.14496],[-101.71086,21.14568],[-101.71052,21.14637],[-101.71038,21.14695],[-101.70975,21.14729],[-101.70865,21.14788],[-101.70784,21.14829],[-101.70697,21.14882]]}}
Línea 115.0 kV | LineString | 115.0 kV | 2 |  |  | CFE |  |  |  |  | OpenStreetMap | {"type":"Feature","properties":{},"geometry":{"type":"LineString","coordinates":[[-101.70697,21.14882],[-101.70689,21.14873]]}}
Línea 115.0 kV | LineString | 115.0 kV | 2 |  |  | CFE |  |  |  |  | OpenStreetMap | {"type":"Feature","properties":{},"geometry":{"type":"LineString","coordinates":[[-101.70697,21.14882],[-101.70646,21.14912],[-101.70541,21.14969],[-101.70415,21.15035],[-101.70279,21.15108],[-101.70154,21.15175],[-101.70029,21.15246],[-101.69905,21.15312],[-101.6978,21.1538],[-101.69645,21.15449],[-101.6952,21.1552],[-101.69401,21.15584],[-101.69301,21.15638],[-101.69202,21.15683],[-101.69085,21.15655],[-101.68955,21.15621],[-101.68821,21.15586],[-101.68684,21.15549],[-101.68569,21.15519],[-101.68536,21.1551]]}}
Línea 115.0 kV | LineString | 115.0 kV | 2 |  |  | CFE |  |  |  |  | OpenStreetMap | {"type":"Feature","properties":{},"geometry":{"type":"LineString","coordinates":[[-101.65764,21.14792],[-101.65897,21.14827],[-101.66032,21.14863],[-101.66159,21.14896],[-101.66294,21.14931],[-101.66451,21.14972],[-101.66603,21.15012],[-101.66756,21.15052],[-101.66843,21.15076],[-101.66995,21.15113],[-101.67134,21.15149],[-101.67273,21.15185],[-101.67412,21.15222],[-101.67543,21.15255],[-101.67697,21.15293],[-101.6782,21.15327],[-101.67944,21.15359],[-101.68071,21.15391],[-101.68094,21.15397]]}}
Línea 115.0 kV | LineString | 115.0 kV | 2 |  |  | CFE |  |  |  |  | OpenStreetMap | {"type":"Feature","properties":{},"geometry":{"type":"LineString","coordinates":[[-101.65764,21.14792],[-101.65763,21.14798]]}}
Línea 115.0 kV | LineString | 115.0 kV | 1 |  |  | CFE |  |  |  |  | OpenStreetMap | {"type":"Feature","properties":{},"geometry":{"type":"LineString","coordinates":[[-101.63127,21.13585],[-101.63193,21.1357]]}}
Línea 115.0 kV | LineString | 115.0 kV | 1 |  |  | CFE |  |  |  |  | OpenStreetMap | {"type":"Feature","properties":{},"geometry":{"type":"LineString","coordinates":[[-101.63101,21.13483],[-101.63232,21.13567]]}}
Línea 115.0 kV | LineString | 115.0 kV | 2 |  |  | CFE |  |  |  |  | OpenStreetMap | {"type":"Feature","properties":{},"geometry":{"type":"LineString","coordinates":[[-101.63127,21.13585],[-101.63152,21.13698],[-101.63181,21.13806],[-101.63213,21.1392],[-101.63238,21.14024],[-101.63269,21.14137],[-101.63409,21.14175],[-101.63571,21.14218],[-101.63732,21.14259],[-101.63895,21.14301],[-101.64042,21.1434],[-101.64171,21.14374],[-101.64301,21.14407],[-101.64423,21.1444],[-101.64564,21.14476],[-101.64706,21.14516],[-101.64852,21.14556],[-101.64997,21.14591],[-101.65139,21.14628],[-101.65301,21.14672],[-101.65466,21.14713],[-101.6563,21.14756],[-101.65764,21.14792]]}}
Línea 115.0 kV | LineString | 115.0 kV | 1 |  |  | CFE |  |  |  |  | OpenStreetMap | {"type":"Feature","properties":{},"geometry":{"type":"LineString","coordinates":[[-101.63101,21.13483],[-101.63127,21.13585]]}}
Línea 115.0 kV | LineString | 115.0 kV |  |  |  | CFE |  |  |  |  | OpenStreetMap | {"type":"Feature","properties":{},"geometry":{"type":"LineString","coordinates":[[-101.63232,21.13567],[-101.63239,21.13584],[-101.63212,21.13594]]}}
Línea 115.0 kV | LineString | 115.0 kV | 2 |  |  | CFE |  |  |  |  | OpenStreetMap | {"type":"Feature","properties":{},"geometry":{"type":"LineString","coordinates":[[-101.62778,21.12863],[-101.62879,21.1282],[-101.6294,21.1285],[-101.62983,21.13047],[-101.63042,21.13253],[-101.63101,21.13483]]}}
Línea 115.0 kV | LineString | 115.0 kV | 4 |  |  | CFE |  |  |  |  | OpenStreetMap | {"type":"Feature","properties":{},"geometry":{"type":"LineString","coordinates":[[-101.60667,21.13534],[-101.60637,21.13376],[-101.60836,21.13164],[-101.61128,21.13301],[-101.61442,21.13449],[-101.61756,21.1359],[-101.62108,21.13749],[-101.6229,21.13499],[-101.62474,21.13251],[-101.62608,21.13063],[-101.62778,21.12863]]}}
Línea 115.0 kV | LineString | 115.0 kV | 2 |  |  | CFE |  |  |  |  | OpenStreetMap | {"type":"Feature","properties":{},"geometry":{"type":"LineString","coordinates":[[-101.60626,21.1356],[-101.60667,21.13534]]}}
Línea 115.0 kV | LineString | 115.0 kV | 2 |  |  | CFE |  |  |  |  | OpenStreetMap | {"type":"Feature","properties":{},"geometry":{"type":"LineString","coordinates":[[-101.60645,21.13573],[-101.60667,21.13534]]}}
Línea 115.0 kV | LineString | 115.0 kV | 1 |  |  | CFE |  |  |  |  | OpenStreetMap | {"type":"Feature","properties":{},"geometry":{"type":"LineString","coordinates":[[-101.47035,21.00723],[-101.47037,21.00603],[-101.4704,21.00486],[-101.47045,21.00364],[-101.47029,21.00332],[-101.46924,21.00344],[-101.46821,21.00356],[-101.46754,21.00364],[-101.4672,21.00343]]}}
Línea 115.0 kV | LineString | 115.0 kV | 2 |  |  | CFE |  |  |  |  | OpenStreetMap | {"type":"Feature","properties":{},"geometry":{"type":"LineString","coordinates":[[-101.47035,21.00723],[-101.47053,21.00722],[-101.4708,21.00722]]}}
Línea 115.0 kV | LineString | 115.0 kV | 2 |  |  | CFE |  |  |  |  | OpenStreetMap | {"type":"Feature","properties":{},"geometry":{"type":"LineString","coordinates":[[-101.47172,21.01585],[-101.47153,21.01585],[-101.47155,21.01547]]}}
Línea 115.0 kV | LineString | 115.0 kV | 1 |  |  | CFE |  |  |  |  | OpenStreetMap | {"type":"Feature","properties":{},"geometry":{"type":"LineString","coordinates":[[-101.47155,21.01547],[-101.47173,21.01555]]}}
Línea 115.0 kV | LineString | 115.0 kV | 1 |  |  | CFE |  |  |  |  | OpenStreetMap | {"type":"Feature","properties":{},"geometry":{"type":"LineString","coordinates":[[-101.49656,21.02286],[-101.49658,21.02266]]}}
Línea 115.0 kV | LineString | 115.0 kV | 2 |  |  | CFE |  |  |  |  | OpenStreetMap | {"type":"Feature","properties":{},"geometry":{"type":"LineString","coordinates":[[-101.5063,21.02226],[-101.50627,21.02283],[-101.50626,21.02343],[-101.50586,21.02339],[-101.50506,21.02331],[-101.50387,21.02319],[-101.50262,21.02306],[-101.50151,21.02295],[-101.50033,21.02283],[-101.49914,21.0227],[-101.49772,21.02261],[-101.49774,21.02286],[-101.49695,21.02287],[-101.49656,21.02286]]}}
Línea 115.0 kV | LineString | 115.0 kV | 2 |  |  | CFE |  |  |  |  | OpenStreetMap | {"type":"Feature","properties":{},"geometry":{"type":"LineString","coordinates":[[-101.48983,21.02282],[-101.48982,21.02256]]}}
Línea 115.0 kV | LineString | 115.0 kV | 3 |  |  | CFE |  |  |  |  | OpenStreetMap | {"type":"Feature","properties":{},"geometry":{"type":"LineString","coordinates":[[-101.49656,21.02286],[-101.4957,21.0228],[-101.49503,21.02279],[-101.49435,21.02278],[-101.49367,21.02277],[-101.49296,21.02277],[-101.49213,21.02278],[-101.49134,21.02279],[-101.49059,21.0228],[-101.48983,21.02282]]}}
Línea 115.0 kV | LineString | 115.0 kV | 1 |  |  | CFE |  |  |  |  | OpenStreetMap | {"type":"Feature","properties":{},"geometry":{"type":"LineString","coordinates":[[-101.48972,21.02285],[-101.48966,21.02256]]}}
Línea 115.0 kV | LineString | 115.0 kV | 1 |  |  | CFE |  |  |  |  | OpenStreetMap | {"type":"Feature","properties":{},"geometry":{"type":"LineString","coordinates":[[-101.48972,21.02285],[-101.48983,21.02282]]}}
Línea 115.0 kV | LineString | 115.0 kV | 1 |  |  | CFE |  |  |  |  | OpenStreetMap | {"type":"Feature","properties":{},"geometry":{"type":"LineString","coordinates":[[-101.47145,21.01511],[-101.47112,21.0157]]}}
Línea 115.0 kV | LineString | 115.0 kV | 1 |  |  | CFE |  |  |  |  | OpenStreetMap | {"type":"Feature","properties":{},"geometry":{"type":"LineString","coordinates":[[-101.47085,21.0147],[-101.47112,21.0157]]}}
Línea 115.0 kV | LineString | 115.0 kV | 2 |  |  | CFE |  |  |  |  | OpenStreetMap | {"type":"Feature","properties":{},"geometry":{"type":"LineString","coordinates":[[-101.47112,21.0157],[-101.47093,21.01691],[-101.47074,21.01806],[-101.47053,21.01933],[-101.47034,21.02053],[-101.47013,21.02175],[-101.47033,21.02241],[-101.47042,21.02322],[-101.47049,21.02403],[-101.47161,21.02394],[-101.47279,21.02385],[-101.47394,21.02376],[-101.47505,21.0237],[-101.47619,21.02361],[-101.47714,21.02379],[-101.47823,21.02369],[-101.47933,21.02358],[-101.48042,21.02348],[-101.48152,21.02338],[-101.48262,21.02327],[-101.4837,21.02316],[-101.4848,21.02306],[-101.48589,21.02297],[-101.48684,21.02294],[-101.48781,21.02291],[-101.48876,21.02288],[-101.48972,21.02285]]}}
Línea 115.0 kV | LineString | 115.0 kV | 1 |  |  | CFE |  |  |  |  | OpenStreetMap | {"type":"Feature","properties":{},"geometry":{"type":"LineString","coordinates":[[-101.47085,21.0147],[-101.47145,21.01511]]}}
Línea 115.0 kV | LineString | 115.0 kV | 2 |  |  | CFE |  |  |  |  | OpenStreetMap | {"type":"Feature","properties":{},"geometry":{"type":"LineString","coordinates":[[-101.43824,20.97063],[-101.43845,20.97165],[-101.43917,20.97365],[-101.43956,20.97467],[-101.43992,20.97567],[-101.44029,20.97666],[-101.44066,20.97767],[-101.44102,20.97867],[-101.44139,20.97967],[-101.44205,20.98086],[-101.44266,20.98198],[-101.44309,20.98275],[-101.44387,20.98357],[-101.44469,20.98441],[-101.44519,20.98559],[-101.4457,20.98678],[-101.44621,20.98797],[-101.44653,20.98926],[-101.44686,20.99019],[-101.44718,20.99113],[-101.4475,20.99206],[-101.4487,20.99261],[-101.44961,20.99321],[-101.45038,20.99371],[-101.4515,20.99445],[-101.45243,20.99506],[-101.45329,20.99561],[-101.4538,20.99621],[-101.45395,20.9966],[-101.4546,20.99756],[-101.45526,20.99854],[-101.45618,20.99968],[-101.45708,21.00079],[-101.45753,21.00165],[-101.45796,21.00251],[-101.45841,21.00338],[-101.45885,21.00424],[-101.45929,21.00527],[-101.45974,21.0063],[-101.46015,21.00723],[-101.46062,21.00828],[-101.46109,21.00934],[-101.46156,21.01041],[-101.46202,21.01146],[-101.46233,21.01244],[-101.46263,21.01341],[-101.46296,21.0144],[-101.46325,21.01536],[-101.46386,21.01531],[-101.46449,21.01526],[-101.46573,21.01515],[-101.46693,21.01505],[-101.46821,21.01493],[-101.46937,21.01482],[-101.47085,21.0147]]}}
Línea 115.0 kV | LineString | 115.0 kV | 1 |  |  | CFE |  |  |  |  | OpenStreetMap | {"type":"Feature","properties":{},"geometry":{"type":"LineString","coordinates":[[-101.25164,21.00085],[-101.2514,21.00063],[-101.24895,21.00216],[-101.24692,21.00172],[-101.24331,21.00096],[-101.24045,21.00036],[-101.23804,21.00122],[-101.23707,21.00157],[-101.23383,21.00167],[-101.2319,21.00167],[-101.22897,20.99975],[-101.2265,20.99811],[-101.22407,20.9965],[-101.22212,20.99641],[-101.22161,20.99619]]}}
Línea 115.0 kV | LineString | 115.0 kV | 2 |  |  | CFE |  |  |  |  | OpenStreetMap | {"type":"Feature","properties":{},"geometry":{"type":"LineString","coordinates":[[-101.18614,19.72426],[-101.18596,19.72424],[-101.18591,19.72442]]}}
Línea 115.0 kV | LineString | 115.0 kV | 3 |  |  | CFE |  |  |  |  | OpenStreetMap | {"type":"Feature","properties":{},"geometry":{"type":"LineString","coordinates":[[-101.18591,19.72442],[-101.18566,19.72548],[-101.18545,19.72656],[-101.1851,19.72785],[-101.18484,19.72894],[-101.18454,19.73028],[-101.18429,19.73138],[-101.18412,19.73205]]}}
Línea 115.0 kV | LineString | 115.0 kV | 1 |  |  | CFE |  |  |  |  | OpenStreetMap | {"type":"Feature","properties":{},"geometry":{"type":"LineString","coordinates":[[-101.18613,19.72441],[-101.18591,19.72442]]}}
Línea 115.0 kV | LineString | 115.0 kV | 1 |  |  | CFE |  |  |  |  | OpenStreetMap | {"type":"Feature","properties":{},"geometry":{"type":"LineString","coordinates":[[-101.18412,19.73205],[-101.18382,19.73353],[-101.18356,19.73464],[-101.1833,19.7357],[-101.18304,19.73679],[-101.18279,19.73782],[-101.18256,19.73893],[-101.18232,19.74002],[-101.18207,19.74104],[-101.1818,19.74218],[-101.18155,19.74327],[-101.1813,19.74434],[-101.18104,19.74545],[-101.1808,19.74652],[-101.1805,19.74777],[-101.18021,19.74897],[-101.1799,19.75025],[-101.17953,19.75185],[-101.17917,19.75338],[-101.17872,19.75525],[-101.1783,19.75703],[-101.1779,19.75851],[-101.17764,19.75985],[-101.17688,19.763],[-101.17647,19.76484],[-101.17613,19.76627],[-101.17571,19.76809],[-101.17544,19.76927],[-101.17516,19.77019],[-101.1748,19.77143],[-101.17333,19.77624],[-101.17303,19.77725],[-101.17252,19.779],[-101.172,19.7807],[-101.17097,19.78413],[-101.17044,19.78586],[-101.16987,19.78774],[-101.16938,19.78935],[-101.16888,19.79105],[-101.16843,19.79257],[-101.16796,19.79413],[-101.16739,19.79601],[-101.16705,19.79717],[-101.16683,19.79791],[-101.16641,19.79928],[-101.16597,19.80084],[-101.16546,19.8024],[-101.16498,19.80409],[-101.16465,19.80517],[-101.16408,19.80704],[-101.16318,19.81004],[-101.16265,19.81181],[-101.1624,19.81265],[-101.16203,19.8139],[-101.16166,19.81511],[-101.16135,19.81642],[-101.16098,19.81802],[-101.16042,19.82041],[-101.16011,19.82171],[-101.15975,19.82323],[-101.15902,19.82631],[-101.15867,19.8278],[-101.15835,19.82912],[-101.15764,19.8322],[-101.15684,19.83557],[-101.15642,19.8373],[-101.15501,19.84338],[-101.15475,19.84446],[-101.15427,19.84651],[-101.15325,19.85084],[-101.15235,19.85463],[-101.15205,19.85591],[-101.15174,19.85726],[-101.15147,19.8584],[-101.15073,19.86149],[-101.15047,19.86256],[-101.15027,19.86342],[-101.15005,19.86442],[-101.14979,19.86545],[-101.14958,19.86634],[-101.14915,19.86819],[-101.14827,19.87197],[-101.1481,19.87273],[-101.14786,19.87375],[-101.14754,19.87508],[-101.14714,19.87673],[-101.14683,19.87804],[-101.14633,19.88029],[-101.1459,19.88197],[-101.14565,19.88306],[-101.14518,19.88511],[-101.14465,19.88728],[-101.14435,19.88863],[-101.14406,19.88986],[-101.14379,19.89118],[-101.14313,19.89561],[-101.14296,19.89666],[-101.14246,19.90006],[-101.14175,19.90453],[-101.14164,19.90528],[-101.14118,19.90819],[-101.14106,19.90904],[-101.14094,19.90979],[-101.14072,19.91128],[-101.14054,19.91242],[-101.14029,19.91402],[-101.13992,19.91642],[-101.13967,19.91811],[-101.13943,19.91969],[-101.1398,19.92088],[-101.14031,19.92261],[-101.14066,19.9238],[-101.14063,19.92455],[-101.14033,19.92643],[-101.14008,19.92818],[-101.13985,19.92991],[-101.13961,19.93167],[-101.13937,19.93347],[-101.13913,19.93526],[-101.13887,19.93704],[-101.13863,19.93885],[-101.13837,19.94063],[-101.13813,19.94243],[-101.13788,19.94423],[-101.13763,19.94604],[-101.13738,19.94781],[-101.13713,19.9496],[-101.13688,19.9514],[-101.13663,19.95319],[-101.13639,19.95498],[-101.13614,19.95678],[-101.13586,19.95851],[-101.13573,19.95959],[-101.13451,19.96002],[-101.13439,19.96007],[-101.13383,19.95957],[-101.13391,19.95933]]}}
Línea 115.0 kV | LineString | 115.0 kV | 1 |  |  | CFE |  |  |  |  | OpenStreetMap | {"type":"Feature","properties":{},"geometry":{"type":"LineString","coordinates":[[-101.19456,20.11107],[-101.19444,20.11106],[-101.19317,20.11094],[-101.1916,20.11079],[-101.18998,20.11065],[-101.18835,20.1105],[-101.18674,20.11034],[-101.18653,20.11056],[-101.18679,20.11079]]}}
Línea 115.0 kV | LineString | 115.0 kV | 1 |  |  | CFE |  |  |  |  | OpenStreetMap | {"type":"Feature","properties":{},"geometry":{"type":"LineString","coordinates":[[-101.19531,20.11154],[-101.19505,20.1115],[-101.19377,20.11135],[-101.19208,20.11115],[-101.19036,20.11093],[-101.18864,20.1107],[-101.18685,20.11046],[-101.18673,20.11061],[-101.18686,20.11072]]}}
Línea 115.0 kV | LineString | 115.0 kV | 2 |  |  | CFE |  |  |  |  | OpenStreetMap | {"type":"Feature","properties":{},"geometry":{"type":"LineString","coordinates":[[-101.20685,20.20515],[-101.20507,20.20535],[-101.20268,20.20561],[-101.20026,20.20649],[-101.19615,20.20798],[-101.19387,20.20882],[-101.19164,20.20964],[-101.18871,20.21071],[-101.18548,20.21099],[-101.18264,20.21125],[-101.17976,20.21151],[-101.17622,20.21183],[-101.17498,20.21195],[-101.17412,20.21307],[-101.1738,20.21286],[-101.17405,20.21254]]}}
Línea 115.0 kV | LineString | 115.0 kV | 1 |  |  | CFE |  |  |  |  | OpenStreetMap | {"type":"Feature","properties":{},"geometry":{"type":"LineString","coordinates":[[-101.20776,20.24394],[-101.20788,20.24426],[-101.20813,20.24357],[-101.20882,20.24181],[-101.20944,20.24023],[-101.2101,20.23852],[-101.21093,20.2364],[-101.21114,20.23585],[-101.21094,20.2343],[-101.21074,20.23253],[-101.21051,20.23071],[-101.21028,20.22878],[-101.2101,20.22732],[-101.20987,20.22528],[-101.20969,20.22379],[-101.20949,20.22226],[-101.20928,20.22044],[-101.20904,20.21853],[-101.2088,20.21654],[-101.20858,20.21476],[-101.2084,20.21318],[-101.20821,20.21159],[-101.20805,20.21027],[-101.20787,20.2088],[-101.20766,20.20703],[-101.20747,20.20545],[-101.20685,20.20515]]}}
Línea 115.0 kV | LineString | 115.0 kV | 1 |  |  | CFE |  |  |  |  | OpenStreetMap | {"type":"Feature","properties":{},"geometry":{"type":"LineString","coordinates":[[-101.20479,20.39287],[-101.20509,20.39261],[-101.20571,20.39179],[-101.2066,20.39068],[-101.20737,20.38972],[-101.20844,20.38835],[-101.20947,20.38701],[-101.20966,20.38558],[-101.20988,20.38396],[-101.2101,20.38226],[-101.21032,20.3806],[-101.21063,20.37832],[-101.21079,20.37696],[-101.20956,20.37616],[-101.20787,20.37515],[-101.20624,20.37418],[-101.20487,20.37333],[-101.20311,20.37224],[-101.20191,20.37153],[-101.20078,20.37083],[-101.19925,20.3699],[-101.19795,20.3691],[-101.19644,20.36819],[-101.19471,20.36715],[-101.19358,20.3664],[-101.19182,20.36627],[-101.18955,20.36607],[-101.18893,20.36601],[-101.18727,20.36588],[-101.18709,20.36679],[-101.18702,20.36758],[-101.18605,20.36747],[-101.18563,20.3666],[-101.18537,20.36573],[-101.18495,20.3657],[-101.18345,20.36556],[-101.18142,20.36539],[-101.17944,20.36524],[-101.1776,20.36508],[-101.17459,20.36483],[-101.17355,20.36475],[-101.17167,20.36459],[-101.17004,20.36444],[-101.16827,20.36429],[-101.16651,20.36415],[-101.16474,20.364],[-101.16299,20.36385],[-101.16104,20.36371],[-101.15938,20.36358],[-101.15754,20.3634],[-101.15577,20.36326],[-101.15405,20.36311],[-101.15175,20.36309],[-101.14947,20.36304],[-101.14775,20.363],[-101.14588,20.36294],[-101.14396,20.3629],[-101.14206,20.36284],[-101.14014,20.36278],[-101.13819,20.36276],[-101.13655,20.3627],[-101.13463,20.36265],[-101.13373,20.36263],[-101.13169,20.36205],[-101.12981,20.36148],[-101.1279,20.36091],[-101.12625,20.36044],[-101.12435,20.3599],[-101.122,20.35928],[-101.12035,20.35885],[-101.11986,20.35919],[-101.11824,20.36042],[-101.11661,20.36169],[-101.1151,20.36281],[-101.11369,20.36388],[-101.11213,20.36505],[-101.11085,20.36602],[-101.10928,20.36719],[-101.10753,20.36851],[-101.10667,20.36916],[-101.10583,20.36979],[-101.10452,20.37078],[-101.10301,20.37143],[-101.10148,20.37209],[-101.09999,20.37273],[-101.09853,20.37336],[-101.09698,20.37404],[-101.09544,20.37471],[-101.09386,20.37482],[-101.09121,20.37501],[-101.08996,20.3751],[-101.08935,20.37618],[-101.08839,20.37786],[-101.08671,20.37728],[-101.08516,20.37677],[-101.08335,20.37624],[-101.08188,20.37576],[-101.08077,20.37527],[-101.07972,20.37484],[-101.07984,20.37454]]}}
Línea 115.0 kV | LineString | 115.0 kV | 1 |  |  | CFE |  |  |  |  | OpenStreetMap | {"type":"Feature","properties":{},"geometry":{"type":"LineString","coordinates":[[-101.20475,20.39397],[-101.20465,20.39315],[-101.20347,20.39165],[-101.1996,20.38648],[-101.19898,20.38286],[-101.19866,20.3811],[-101.19829,20.37907],[-101.19799,20.37746],[-101.19764,20.37557],[-101.19728,20.37365],[-101.19701,20.3721],[-101.19678,20.37089],[-101.19647,20.36916],[-101.19616,20.36742],[-101.19563,20.3646],[-101.19537,20.36304],[-101.1951,20.36165],[-101.19488,20.36041],[-101.19462,20.35906],[-101.19409,20.35631],[-101.19376,20.3544],[-101.19343,20.35259],[-101.193,20.35025],[-101.19278,20.34902],[-101.19253,20.34765],[-101.19232,20.34649],[-101.19202,20.34502],[-101.19188,20.34411],[-101.19161,20.3427],[-101.19159,20.34114],[-101.19158,20.33961],[-101.19156,20.33802],[-101.19155,20.33682],[-101.19152,20.33474],[-101.19149,20.33362],[-101.19146,20.32898],[-101.19144,20.32681],[-101.19141,20.325],[-101.19138,20.32207],[-101.19135,20.32032],[-101.19132,20.31842],[-101.19131,20.31667],[-101.19129,20.31493],[-101.19127,20.31319],[-101.19126,20.31188],[-101.1912,20.30793],[-101.19118,20.30662],[-101.19115,20.30352],[-101.19114,20.30167],[-101.19112,20.30001],[-101.19112,20.29871],[-101.19108,20.29656],[-101.19106,20.29528],[-101.19106,20.29375],[-101.19104,20.29218],[-101.19101,20.29103],[-101.19099,20.28936],[-101.19097,20.28835],[-101.19097,20.28766],[-101.19118,20.2871],[-101.19221,20.28445],[-101.19297,20.28252],[-101.19339,20.28147],[-101.19412,20.27957],[-101.19466,20.27819],[-101.19559,20.27578],[-101.19612,20.27441],[-101.19674,20.27284],[-101.19726,20.27149],[-101.19787,20.26993],[-101.19844,20.26848],[-101.19947,20.26584],[-101.20002,20.26442],[-101.20073,20.26263],[-101.20139,20.26091],[-101.20193,20.25951],[-101.20263,20.25769],[-101.20335,20.25584],[-101.20417,20.25373],[-101.20493,20.25182],[-101.20545,20.25044],[-101.20587,20.24941],[-101.20669,20.24726],[-101.20726,20.24575],[-101.20765,20.24429],[-101.20767,20.24394]]}}
Línea 115.0 kV | LineString | 115.0 kV | 1 |  |  | CFE |  |  |  |  | OpenStreetMap | {"type":"Feature","properties":{},"geometry":{"type":"LineString","coordinates":[[-101.62,19.53031],[-101.61977,19.53118],[-101.61942,19.53112]]}}
Línea 115.0 kV | LineString | 115.0 kV | 1 |  |  | CFE |  |  |  |  | OpenStreetMap | {"type":"Feature","properties":{},"geometry":{"type":"LineString","coordinates":[[-101.62,19.53031],[-101.61977,19.53108],[-101.61944,19.53103]]}}
Línea 115.0 kV | LineString | 115.0 kV | 2 |  |  | CFE |  |  |  |  | OpenStreetMap | {"type":"Feature","properties":{},"geometry":{"type":"LineString","coordinates":[[-101.63645,19.50159],[-101.63627,19.50194],[-101.63523,19.50398],[-101.63325,19.50789],[-101.63198,19.51045],[-101.63049,19.51334],[-101.62826,19.51554],[-101.62511,19.51895],[-101.62358,19.52197],[-101.62233,19.52469],[-101.62082,19.52783],[-101.62028,19.52935],[-101.62,19.53031]]}}
Línea 115.0 kV | LineString | 115.0 kV | 1 |  |  | CFE |  |  |  |  | OpenStreetMap | {"type":"Feature","properties":{},"geometry":{"type":"LineString","coordinates":[[-101.63645,19.50159],[-101.63372,19.50047],[-101.63121,19.49944],[-101.62965,19.4988],[-101.62783,19.49803],[-101.62602,19.49728],[-101.62506,19.49688],[-101.62413,19.49649],[-101.6232,19.4961],[-101.62205,19.49562],[-101.62062,19.49501],[-101.61925,19.49446],[-101.61493,19.49411],[-101.61271,19.49397],[-101.61084,19.49384],[-101.6089,19.49372],[-101.60683,19.49363],[-101.60612,19.49371],[-101.6048,19.49394],[-101.60233,19.49434],[-101.60046,19.49465],[-101.59839,19.495],[-101.59725,19.49518],[-101.59539,19.49547],[-101.59362,19.49577],[-101.59202,19.49602],[-101.59031,19.4963],[-101.59065,19.49692]]}}
Línea 115.0 kV | LineString | 115.0 kV | 1 |  |  | CFE |  |  |  |  | OpenStreetMap | {"type":"Feature","properties":{},"geometry":{"type":"LineString","coordinates":[[-101.49693,19.53353],[-101.49698,19.53362],[-101.49741,19.53448],[-101.49757,19.53481],[-101.49827,19.53619],[-101.49926,19.53813],[-101.4998,19.53921],[-101.50036,19.54031],[-101.50093,19.54144],[-101.50132,19.54243],[-101.50188,19.54386],[-101.50241,19.54522],[-101.50294,19.54662],[-101.50337,19.54773],[-101.50397,19.54927],[-101.50453,19.55072],[-101.50518,19.5524],[-101.50575,19.55386],[-101.50625,19.55515],[-101.50678,19.55655],[-101.50721,19.55762],[-101.50784,19.55924],[-101.50879,19.5619],[-101.50923,19.56313],[-101.50979,19.56468],[-101.51015,19.56566],[-101.51067,19.56713],[-101.51116,19.56848],[-101.51164,19.56981],[-101.51214,19.5712],[-101.51265,19.57261],[-101.51312,19.57391],[-101.5136,19.57478],[-101.51441,19.57625],[-101.51525,19.57776],[-101.5159,19.57893],[-101.51658,19.58016],[-101.51743,19.58168],[-101.51846,19.58355],[-101.51886,19.58426],[-101.51991,19.58618],[-101.5209,19.58797],[-101.52044,19.58912],[-101.52021,19.58971],[-101.51997,19.59032],[-101.51948,19.59157],[-101.51912,19.59246],[-101.51939,19.59394],[-101.51969,19.59554],[-101.52006,19.59757],[-101.52021,19.59842],[-101.52054,19.60023],[-101.52083,19.60182],[-101.52111,19.60338],[-101.52137,19.60477],[-101.52165,19.60629],[-101.52191,19.60772],[-101.52217,19.60917],[-101.52246,19.61076],[-101.52278,19.6125],[-101.52304,19.61397],[-101.52369,19.61541],[-101.52421,19.61655],[-101.52471,19.61767],[-101.52476,19.61861],[-101.52477,19.61888]]}}
Línea 115.0 kV | LineString | 115.0 kV | 1 |  |  | CFE |  |  |  |  | OpenStreetMap | {"type":"Feature","properties":{},"geometry":{"type":"LineString","coordinates":[[-101.41238,19.55842],[-101.41236,19.55811],[-101.41183,19.55737],[-101.41133,19.55662],[-101.41055,19.55548],[-101.41052,19.55541],[-101.41044,19.55523]]}}
Línea 115.0 kV | LineString | 115.0 kV | 1 |  |  | CFE |  |  |  |  | OpenStreetMap | {"type":"Feature","properties":{},"geometry":{"type":"LineString","coordinates":[[-101.41065,19.55518],[-101.41071,19.55536],[-101.41074,19.55543],[-101.41137,19.55641],[-101.41201,19.5574],[-101.41246,19.55811],[-101.41249,19.55841]]}}
Línea 115.0 kV | LineString | 115.0 kV | 1 |  |  | CFE |  |  |  |  | OpenStreetMap | {"type":"Feature","properties":{},"geometry":{"type":"LineString","coordinates":[[-101.59071,19.497],[-101.59086,19.49728],[-101.59006,19.49772],[-101.5899,19.49845],[-101.5888,19.49971],[-101.58741,19.50131],[-101.58613,19.50278],[-101.5848,19.50431],[-101.58359,19.5057],[-101.58278,19.50663],[-101.58152,19.5074],[-101.57976,19.50848],[-101.578,19.50956],[-101.57657,19.51043],[-101.5748,19.51151],[-101.57337,19.51239],[-101.57199,19.51323],[-101.57093,19.51388],[-101.56787,19.51574],[-101.56521,19.51737],[-101.56368,19.5183],[-101.56216,19.51925],[-101.56064,19.5202],[-101.55974,19.52077],[-101.5578,19.52194],[-101.556,19.52302],[-101.55513,19.52356],[-101.55179,19.52561],[-101.55023,19.52569],[-101.5473,19.5258],[-101.54586,19.52584],[-101.54108,19.52603],[-101.53861,19.52607],[-101.53738,19.52611],[-101.53577,19.52616],[-101.53415,19.52621],[-101.53228,19.52625],[-101.52963,19.52632],[-101.52703,19.52639],[-101.52299,19.52651],[-101.52155,19.52655],[-101.51899,19.52662],[-101.51728,19.52666],[-101.51565,19.52669],[-101.51365,19.52676],[-101.51164,19.52681],[-101.508,19.52693],[-101.50565,19.52834],[-101.5047,19.52893],[-101.50308,19.5299],[-101.50165,19.53081],[-101.50018,19.5317],[-101.49844,19.53275],[-101.4971,19.53358],[-101.49698,19.53362],[-101.49567,19.53399],[-101.49385,19.53452],[-101.4922,19.535],[-101.49046,19.53551],[-101.4888,19.53599],[-101.48675,19.53658],[-101.48511,19.53705],[-101.48309,19.53763],[-101.48179,19.538],[-101.48055,19.53837],[-101.47847,19.539],[-101.47513,19.53991],[-101.47201,19.54094],[-101.47089,19.54118],[-101.46955,19.54151],[-101.46834,19.54186],[-101.46664,19.54236],[-101.46501,19.54284],[-101.46353,19.54326],[-101.46224,19.54363],[-101.46074,19.54401],[-101.45872,19.54447],[-101.45639,19.54501],[-101.45482,19.54535],[-101.45301,19.54575],[-101.45129,19.54611],[-101.44943,19.54652],[-101.44772,19.54689],[-101.44575,19.5473],[-101.44417,19.54762],[-101.44241,19.54803],[-101.44152,19.54821],[-101.4406,19.54842],[-101.43879,19.54881],[-101.43691,19.54923],[-101.43515,19.54958],[-101.43324,19.55001],[-101.42893,19.55097],[-101.42723,19.55133],[-101.42564,19.55167],[-101.42372,19.55207],[-101.42202,19.55246],[-101.41776,19.55334],[-101.41659,19.55358],[-101.41576,19.55384],[-101.41519,19.55401],[-101.41071,19.55536],[-101.4106,19.55539]]}}
Línea 115.0 kV | LineString | 115.0 kV | 1 |  |  | CFE |  |  |  |  | OpenStreetMap | {"type":"Feature","properties":{},"geometry":{"type":"LineString","coordinates":[[-101.4106,19.55539],[-101.41052,19.55541],[-101.40895,19.55583],[-101.40722,19.55636],[-101.40445,19.55714],[-101.40094,19.5581],[-101.39744,19.557],[-101.39581,19.55645],[-101.39383,19.55581],[-101.39023,19.55465],[-101.38757,19.5538],[-101.3863,19.55339],[-101.38488,19.55294],[-101.38271,19.55223]]}}
Línea 115.0 kV | LineString | 115.0 kV | 3 |  |  | CFE |  |  |  |  | OpenStreetMap | {"type":"Feature","properties":{},"geometry":{"type":"LineString","coordinates":[[-101.13363,19.73283],[-101.13314,19.73224]]}}
Línea 115.0 kV | LineString | 115.0 kV | 1 |  |  | CFE |  |  |  |  | OpenStreetMap | {"type":"Feature","properties":{},"geometry":{"type":"LineString","coordinates":[[-101.13443,19.73356],[-101.13423,19.73289],[-101.13379,19.73252],[-101.13314,19.73224]]}}
Línea 115.0 kV | LineString | 115.0 kV | 1 |  |  | CFE |  |  |  |  | OpenStreetMap | {"type":"Feature","properties":{},"geometry":{"type":"LineString","coordinates":[[-101.13443,19.73356],[-101.13366,19.73301]]}}
Línea 115.0 kV | LineString | 115.0 kV | 2 |  |  | CFE |  |  |  |  | OpenStreetMap | {"type":"Feature","properties":{},"geometry":{"type":"LineString","coordinates":[[-101.18412,19.73205],[-101.18309,19.73192],[-101.18239,19.73242],[-101.18209,19.73246],[-101.18143,19.73209],[-101.17983,19.73209],[-101.17822,19.73214],[-101.1751,19.73225],[-101.17133,19.73238],[-101.16781,19.73251],[-101.16393,19.73262],[-101.16017,19.73273],[-101.15724,19.73284],[-101.15424,19.73293],[-101.15154,19.73301],[-101.14889,19.7331],[-101.14251,19.7333],[-101.13925,19.73341],[-101.136,19.73352],[-101.13443,19.73356]]}}
Línea 115.0 kV | LineString | 115.0 kV | 2 |  |  | CFE |  |  |  |  | OpenStreetMap | {"type":"Feature","properties":{},"geometry":{"type":"LineString","coordinates":[[-101.19637,19.72487],[-101.19646,19.72365],[-101.19649,19.72329],[-101.19671,19.72123],[-101.1968,19.72028],[-101.19687,19.71938],[-101.19698,19.71835],[-101.19706,19.71745],[-101.19713,19.71654],[-101.1972,19.71564],[-101.19729,19.71473],[-101.19734,19.71293]]}}
Línea 115.0 kV | LineString | 115.0 kV | 2 |  |  | CFE |  |  |  |  | OpenStreetMap | {"type":"Feature","properties":{},"geometry":{"type":"LineString","coordinates":[[-101.2512,19.69118],[-101.25118,19.69193],[-101.25049,19.69326],[-101.24997,19.69461],[-101.24951,19.6958],[-101.24877,19.69758],[-101.24834,19.69864],[-101.24778,19.69999],[-101.24722,19.70141],[-101.24611,19.70234],[-101.24495,19.70331],[-101.24394,19.70415],[-101.24278,19.70512]]}}
Línea 115.0 kV | LineString | 115.0 kV | 2 |  |  | CFE |  |  |  |  | OpenStreetMap | {"type":"Feature","properties":{},"geometry":{"type":"LineString","coordinates":[[-101.24278,19.70512],[-101.24273,19.70493]]}}
Línea 115.0 kV | LineString | 115.0 kV | 2 |  |  | CFE |  |  |  |  | OpenStreetMap | {"type":"Feature","properties":{},"geometry":{"type":"LineString","coordinates":[[-101.24278,19.70512],[-101.24159,19.70614],[-101.24079,19.70681],[-101.23969,19.70772],[-101.23865,19.70859],[-101.23803,19.70949],[-101.23747,19.71033],[-101.2366,19.71159],[-101.23581,19.71275],[-101.23502,19.71392],[-101.2342,19.71512],[-101.23336,19.71637],[-101.2325,19.71759],[-101.23158,19.71897],[-101.23076,19.72019],[-101.22992,19.72142],[-101.22919,19.72249],[-101.22845,19.72359],[-101.22769,19.72469],[-101.22689,19.72589],[-101.22615,19.72698],[-101.22533,19.72817],[-101.22451,19.72941],[-101.22383,19.73044]]}}
Línea 115.0 kV | LineString | 115.0 kV | 1 |  |  | CFE |  |  |  |  | OpenStreetMap | {"type":"Feature","properties":{},"geometry":{"type":"LineString","coordinates":[[-101.19637,19.72487],[-101.19626,19.72492]]}}
Línea 115.0 kV | LineString | 115.0 kV | 1 |  |  | CFE |  |  |  |  | OpenStreetMap | {"type":"Feature","properties":{},"geometry":{"type":"LineString","coordinates":[[-101.1969,19.72506],[-101.19637,19.72487]]}}
Línea 115.0 kV | LineString | 115.0 kV | 1 |  |  | CFE |  |  |  |  | OpenStreetMap | {"type":"Feature","properties":{},"geometry":{"type":"LineString","coordinates":[[-101.1969,19.72506],[-101.19626,19.72492]]}}
Línea 115.0 kV | LineString | 115.0 kV | 2 |  |  | CFE |  |  |  |  | OpenStreetMap | {"type":"Feature","properties":{},"geometry":{"type":"LineString","coordinates":[[-101.22383,19.73044],[-101.22286,19.73183],[-101.22139,19.73144],[-101.21997,19.73108],[-101.2186,19.73072],[-101.21717,19.73035],[-101.21569,19.72996],[-101.21434,19.7296],[-101.21286,19.72922],[-101.21154,19.72888],[-101.21011,19.7285],[-101.20864,19.72812],[-101.20723,19.72776],[-101.2057,19.72735],[-101.2042,19.72697],[-101.20274,19.7266],[-101.20143,19.72624],[-101.19983,19.72577],[-101.19841,19.72541],[-101.1969,19.72506]]}}
Línea 115.0 kV | LineString | 115.0 kV | 2 |  |  | CFE |  |  |  |  | OpenStreetMap | {"type":"Feature","properties":{},"geometry":{"type":"LineString","coordinates":[[-101.19626,19.72492],[-101.19492,19.72454],[-101.19373,19.72423],[-101.19264,19.72447],[-101.19141,19.7247],[-101.19037,19.72493],[-101.18949,19.7251],[-101.1878,19.72487],[-101.18656,19.72472],[-101.18622,19.72472]]}}
Línea 115.0 kV | LineString | 115.0 kV | 1 |  |  | CFE |  |  |  |  | OpenStreetMap | {"type":"Feature","properties":{},"geometry":{"type":"LineString","coordinates":[[-102.07695,19.43689],[-102.07703,19.43653],[-102.07714,19.43618],[-102.07704,19.43533],[-102.07705,19.4343],[-102.07709,19.43352],[-102.07714,19.43246],[-102.07718,19.43156],[-102.07723,19.43034],[-102.07727,19.42936],[-102.0773,19.42838],[-102.0773,19.42766],[-102.07735,19.42681],[-102.07737,19.42605],[-102.0774,19.42513],[-102.07746,19.42426],[-102.07747,19.42342],[-102.07736,19.42261],[-102.07721,19.42167],[-102.07707,19.42077],[-102.07693,19.41991],[-102.07676,19.41893],[-102.07664,19.41795],[-102.07641,19.41667],[-102.07624,19.4155],[-102.07608,19.41452],[-102.07591,19.41355],[-102.07574,19.41257],[-102.0756,19.41159],[-102.07547,19.41078],[-102.07536,19.41007],[-102.07523,19.40927],[-102.07509,19.40839],[-102.07493,19.40738],[-102.07477,19.4065],[-102.07449,19.40484],[-102.07423,19.40303],[-102.07379,19.40038],[-102.07329,19.39716],[-102.07286,19.39446],[-102.07231,19.39122],[-102.07222,19.39033],[-102.072,19.38898],[-102.0719,19.38825],[-102.07175,19.38758],[-102.07157,19.38641],[-102.07088,19.3862],[-102.06983,19.38587],[-102.06924,19.38548],[-102.0683,19.38487],[-102.06737,19.38427],[-102.06633,19.38361],[-102.06541,19.38309],[-102.06451,19.38247],[-102.06286,19.38145],[-102.06182,19.38076],[-102.0611,19.38031],[-102.06033,19.37979],[-102.05964,19.37935],[-102.05967,19.37855],[-102.05971,19.37772],[-102.05974,19.37704],[-102.06,19.37599],[-102.06089,19.37435],[-102.06143,19.3734],[-102.06194,19.37253],[-102.06253,19.37153],[-102.0631,19.37055],[-102.06366,19.36958],[-102.06431,19.36847],[-102.06484,19.36755],[-102.06542,19.36657],[-102.06595,19.36566],[-102.06661,19.3644],[-102.06721,19.36324],[-102.06775,19.36221],[-102.06829,19.361]]}}
Línea 115.0 kV | LineString | 115.0 kV | 1 |  |  | CFE |  |  |  |  | OpenStreetMap | {"type":"Feature","properties":{},"geometry":{"type":"LineString","coordinates":[[-102.07714,19.437],[-102.07712,19.43736],[-102.07708,19.4389],[-102.07697,19.44248],[-102.07688,19.44504],[-102.07472,19.44609],[-102.07229,19.44722],[-102.06975,19.44829],[-102.06712,19.4495],[-102.06487,19.45049],[-102.05968,19.4528],[-102.05526,19.45473],[-102.05033,19.457],[-102.04738,19.45835],[-102.0458,19.45904],[-102.04289,19.45907],[-102.04148,19.45908],[-102.03939,19.45828],[-102.0375,19.45761],[-102.03379,19.45526],[-102.02925,19.45238],[-102.02587,19.45024],[-102.02107,19.4472],[-102.01687,19.44454],[-102.01549,19.44071],[-102.01529,19.43619],[-102.01521,19.43388],[-102.01514,19.43186],[-102.01503,19.42941],[-102.01494,19.42678],[-102.01481,19.42339],[-102.01468,19.42034],[-102.01458,19.41815],[-102.01449,19.41575],[-102.01438,19.41447],[-102.01424,19.41259],[-102.01395,19.40896],[-102.0138,19.40738],[-102.01449,19.40733],[-102.01446,19.40699]]}}
Línea 115.0 kV | LineString | 115.0 kV | 1 |  |  | CFE |  |  |  |  | OpenStreetMap | {"type":"Feature","properties":{},"geometry":{"type":"LineString","coordinates":[[-102.01456,19.40699],[-102.01465,19.40733],[-102.0158,19.40727],[-102.01678,19.40721],[-102.01701,19.40836],[-102.01726,19.40966],[-102.01775,19.41221],[-102.01857,19.41632],[-102.01898,19.41844],[-102.01891,19.41956],[-102.01881,19.42077],[-102.01873,19.42177],[-102.01906,19.4237],[-102.01958,19.4242],[-102.01987,19.42447],[-102.0199,19.42476]]}}
Línea 115.0 kV | LineString | 115.0 kV | 1 |  |  | CFE |  |  |  |  | OpenStreetMap | {"type":"Feature","properties":{},"geometry":{"type":"LineString","coordinates":[[-102.06741,19.36019],[-102.06702,19.35996],[-102.06426,19.35874],[-102.06295,19.35813],[-102.06191,19.35961],[-102.06061,19.36156],[-102.05845,19.36217],[-102.05681,19.36266],[-102.05393,19.36352],[-102.05129,19.36431],[-102.04692,19.36562],[-102.04446,19.36635],[-102.04117,19.36734],[-102.03871,19.36807],[-102.03679,19.36912],[-102.03408,19.37061],[-102.03175,19.37184],[-102.02985,19.37286],[-102.02777,19.37398],[-102.02597,19.37496],[-102.02347,19.37628],[-102.02018,19.37808],[-102.01768,19.3794],[-102.01585,19.38038],[-102.01254,19.38216],[-102.01212,19.3825],[-102.01223,19.38424],[-102.0123,19.38496],[-102.01236,19.38586],[-102.01242,19.38672],[-102.01249,19.38771],[-102.01257,19.38866],[-102.01262,19.38955],[-102.0127,19.39045],[-102.01275,19.39113],[-102.01281,19.39202],[-102.01288,19.39293],[-102.01295,19.39382],[-102.01305,19.39486],[-102.0133,19.39839],[-102.01336,19.39927],[-102.01345,19.40031],[-102.01353,19.40122],[-102.01363,19.40221],[-102.01371,19.4031],[-102.0138,19.40411],[-102.0139,19.40509],[-102.01397,19.40604],[-102.01409,19.40709],[-102.0143,19.4072],[-102.01427,19.40701]]}}
Línea 115.0 kV | LineString | 115.0 kV | 1 |  |  | CFE |  |  |  |  | OpenStreetMap | {"type":"Feature","properties":{},"geometry":{"type":"LineString","coordinates":[[-102.01436,19.407],[-102.01439,19.40723],[-102.01381,19.40728],[-102.01372,19.40624],[-102.0135,19.40346],[-102.01326,19.40029],[-102.01309,19.39832],[-102.01281,19.39489],[-102.01257,19.39185],[-102.01234,19.38903],[-102.01199,19.38464],[-102.01184,19.38271],[-102.01181,19.38255],[-102.01109,19.38293],[-102.00753,19.38485],[-101.99855,19.38968],[-101.99439,19.39192],[-101.99043,19.39407],[-101.98847,19.39514],[-101.98506,19.39695],[-101.98108,19.39913],[-101.97482,19.40245],[-101.97153,19.4042],[-101.97047,19.40477],[-101.96894,19.40507],[-101.96682,19.40551],[-101.96365,19.40623],[-101.96153,19.40673],[-101.95954,19.40718],[-101.95492,19.40884],[-101.94553,19.41083],[-101.94259,19.41283],[-101.94117,19.41376],[-101.93888,19.41535],[-101.93737,19.41638],[-101.93526,19.41782],[-101.93273,19.41954],[-101.93114,19.42062],[-101.92924,19.42192],[-101.92823,19.42262],[-101.92634,19.4239],[-101.92351,19.42585],[-101.92076,19.42772],[-101.91758,19.42991],[-101.91606,19.43095],[-101.90749,19.43682],[-101.89919,19.4431],[-101.89666,19.4459],[-101.89559,19.44707],[-101.89408,19.44877],[-101.8924,19.45061],[-101.88871,19.45206],[-101.88487,19.45366],[-101.87526,19.45961],[-101.85792,19.47027],[-101.85267,19.47227],[-101.84475,19.47526],[-101.83404,19.47933],[-101.83109,19.48047],[-101.81985,19.48476],[-101.81301,19.48737],[-101.81094,19.488],[-101.80504,19.4897],[-101.80348,19.49014],[-101.80085,19.49088],[-101.79922,19.49132],[-101.79667,19.49205],[-101.79477,19.49259],[-101.79331,19.493],[-101.79168,19.49346],[-101.79015,19.49388],[-101.78895,19.49423],[-101.78677,19.49485],[-101.78523,19.49526],[-101.78346,19.49579],[-101.78184,19.49624],[-101.77934,19.49695],[-101.77689,19.49763],[-101.77404,19.49843],[-101.77002,19.49956],[-101.76858,19.49996],[-101.76712,19.50038],[-101.76535,19.50089],[-101.76114,19.50208],[-101.75978,19.50246],[-101.75832,19.50286],[-101.75622,19.50346],[-101.75462,19.50393],[-101.75311,19.50435],[-101.75139,19.50483],[-101.75004,19.50522],[-101.74721,19.506],[-101.74588,19.50639],[-101.74411,19.50689],[-101.74291,19.50723],[-101.74152,19.50763],[-101.73857,19.50845],[-101.73731,19.50884],[-101.73488,19.50972],[-101.73333,19.51037],[-101.73076,19.51137],[-101.72922,19.51195],[-101.72726,19.51275],[-101.72548,19.51353],[-101.72436,19.51394],[-101.72211,19.51478],[-101.72018,19.51529],[-101.71862,19.51569],[-101.7166,19.51619],[-101.71475,19.51668],[-101.71299,19.51714],[-101.71107,19.51764],[-101.70958,19.51801],[-101.70796,19.51843],[-101.70607,19.51892],[-101.70424,19.5194],[-101.70237,19.51989],[-101.7008,19.52029],[-101.69913,19.52072],[-101.69737,19.52118],[-101.69572,19.52161],[-101.69408,19.52202],[-101.69266,19.52238],[-101.69093,19.52284],[-101.68919,19.52329],[-101.68754,19.52261],[-101.68528,19.52169],[-101.68338,19.5209],[-101.68211,19.52037],[-101.68082,19.51985],[-101.67938,19.51926],[-101.67765,19.51854],[-101.67601,19.51787],[-101.67443,19.51722],[-101.67271,19.51651],[-101.67097,19.51579],[-101.6692,19.51506],[-101.66709,19.51419],[-101.6659,19.51371],[-101.66473,19.51322],[-101.66264,19.51236],[-101.66101,19.51169],[-101.65935,19.51101],[-101.65765,19.51031],[-101.65594,19.50961],[-101.65383,19.50874],[-101.65193,19.50796],[-101.65091,19.50754],[-101.64915,19.50682],[-101.64748,19.50613],[-101.64573,19.50541],[-101.64414,19.50475],[-101.64256,19.50411],[-101.64083,19.50339],[-101.63835,19.50237],[-101.63645,19.50159]]}}
Línea 115.0 kV | LineString | 115.0 kV | 1 |  |  | CFE |  |  |  |  | OpenStreetMap | {"type":"Feature","properties":{},"geometry":{"type":"LineString","coordinates":[[-101.03635,19.81758],[-101.03575,19.81808],[-101.03531,19.81859],[-101.03477,19.81922],[-101.03362,19.82056],[-101.03231,19.82226],[-101.03119,19.82372],[-101.03,19.82526],[-101.02938,19.82607],[-101.02817,19.82764],[-101.02706,19.8291],[-101.02591,19.83053],[-101.02476,19.83208],[-101.02377,19.83342],[-101.02271,19.83476],[-101.02151,19.8363],[-101.02037,19.83778],[-101.01921,19.83927],[-101.01812,19.84071],[-101.01685,19.84233],[-101.01569,19.84384],[-101.01458,19.84526],[-101.01342,19.84677],[-101.01151,19.84815],[-101.01077,19.84868],[-101.00974,19.84942],[-101.00882,19.85008],[-101.00789,19.85077],[-101.00661,19.85171],[-101.00501,19.85286],[-101.00357,19.85389],[-101.00204,19.855],[-101.00052,19.8561],[-100.99899,19.85721],[-100.99743,19.85834],[-100.99584,19.85948],[-100.9943,19.8606],[-100.99281,19.86168],[-100.99128,19.86278],[-100.98975,19.86388],[-100.98836,19.86485],[-100.98698,19.86582],[-100.98514,19.86603],[-100.98323,19.86626],[-100.9791,19.86669],[-100.97672,19.86696],[-100.97518,19.86713],[-100.97229,19.86742],[-100.97039,19.86764],[-100.9682,19.86788],[-100.96657,19.86806],[-100.96485,19.86825],[-100.96305,19.86846],[-100.96134,19.86864],[-100.95948,19.86885],[-100.95753,19.86906],[-100.95553,19.86927],[-100.95373,19.86945],[-100.95192,19.86967],[-100.9498,19.8699],[-100.948,19.87011],[-100.94615,19.87029],[-100.9442,19.87048],[-100.94239,19.8707],[-100.94039,19.87093],[-100.93841,19.87113],[-100.93645,19.87134],[-100.93445,19.87155],[-100.93265,19.87175],[-100.93095,19.87194],[-100.92903,19.87213],[-100.92722,19.87234],[-100.92532,19.87253],[-100.92341,19.87277],[-100.92168,19.87295],[-100.91988,19.87314],[-100.91807,19.87333],[-100.91636,19.87351],[-100.91464,19.87369],[-100.91293,19.87387],[-100.91102,19.87407],[-100.90921,19.87427],[-100.90741,19.87445],[-100.90569,19.87464],[-100.90377,19.87486],[-100.90194,19.87504],[-100.90002,19.87522],[-100.89811,19.87546],[-100.89614,19.87565],[-100.89416,19.87587],[-100.89317,19.87597],[-100.89192,19.8761],[-100.89078,19.87623],[-100.88905,19.87523],[-100.88759,19.87436],[-100.88603,19.87347],[-100.88412,19.87238],[-100.88085,19.87046],[-100.87914,19.86947],[-100.87751,19.86852],[-100.87572,19.86747],[-100.87339,19.86616],[-100.87241,19.86558],[-100.87051,19.86445],[-100.86955,19.86388],[-100.86716,19.8625],[-100.86543,19.86148],[-100.86441,19.86091],[-100.86332,19.86024],[-100.86157,19.86001],[-100.85865,19.85968],[-100.85645,19.8594],[-100.85477,19.85919],[-100.85207,19.85886],[-100.8503,19.85864],[-100.84867,19.85844],[-100.84648,19.85817],[-100.84376,19.85781],[-100.84323,19.85486],[-100.84146,19.85439],[-100.83952,19.85392],[-100.83642,19.85309],[-100.8331,19.85227],[-100.83235,19.85217]]}}
Línea 115.0 kV | LineString | 115.0 kV | 1 |  |  | CFE |  |  |  |  | OpenStreetMap | {"type":"Feature","properties":{},"geometry":{"type":"LineString","coordinates":[[-101.07361,19.75872],[-101.0729,19.75858],[-101.07209,19.75928],[-101.06917,19.76187],[-101.06798,19.76292],[-101.06665,19.7641],[-101.06525,19.76543],[-101.06387,19.76663],[-101.06257,19.76775],[-101.06119,19.76898],[-101.05993,19.7701],[-101.05848,19.7714],[-101.05689,19.77282],[-101.05528,19.77423],[-101.05397,19.7754],[-101.05294,19.77631],[-101.05067,19.77833],[-101.04821,19.78052],[-101.04719,19.78143],[-101.04626,19.78224],[-101.04446,19.78386],[-101.04366,19.78458],[-101.04273,19.78539],[-101.04232,19.78747],[-101.04199,19.78907],[-101.04169,19.79058],[-101.0414,19.79201],[-101.0411,19.79353],[-101.04018,19.79817],[-101.0398,19.80002],[-101.03959,19.80101],[-101.03947,19.80165],[-101.03846,19.80743],[-101.03815,19.80917],[-101.03781,19.81098],[-101.03755,19.81271],[-101.03756,19.81439],[-101.03768,19.81508],[-101.03787,19.81609],[-101.03805,19.81702],[-101.03677,19.81729],[-101.03645,19.81753]]}}
Línea 115.0 kV | LineString | 115.0 kV | 3 |  |  | CFE |  |  |  |  | OpenStreetMap | {"type":"Feature","properties":{},"geometry":{"type":"LineString","coordinates":[[-100.83235,19.85217],[-100.83095,19.85214],[-100.82977,19.85214],[-100.82873,19.85211],[-100.82748,19.85206],[-100.82643,19.85175],[-100.82569,19.85199],[-100.8247,19.85193],[-100.82382,19.85212]]}}
Línea 115.0 kV | LineString | 115.0 kV | 4 |  |  | CFE |  |  |  |  | OpenStreetMap | {"type":"Feature","properties":{},"geometry":{"type":"LineString","coordinates":[[-100.82382,19.85212],[-100.82356,19.85272]]}}
Línea 115.0 kV | LineString | 115.0 kV | 1 |  |  | CFE |  |  |  |  | OpenStreetMap | {"type":"Feature","properties":{},"geometry":{"type":"LineString","coordinates":[[-101.07361,19.75872],[-101.07321,19.75811],[-101.07292,19.75771],[-101.07296,19.75706],[-101.07303,19.7555],[-101.07309,19.75432],[-101.07316,19.75301],[-101.07322,19.75157],[-101.07328,19.74999],[-101.07334,19.74899],[-101.07309,19.74772],[-101.07382,19.74627],[-101.07429,19.74392],[-101.07378,19.7429],[-101.07323,19.74175],[-101.07286,19.74096],[-101.07215,19.73947],[-101.07145,19.738],[-101.07108,19.73722],[-101.07082,19.73666],[-101.07029,19.73554],[-101.06981,19.73455],[-101.06937,19.73361],[-101.06891,19.73266],[-101.06853,19.73184],[-101.06791,19.73053],[-101.06726,19.72914],[-101.066,19.72915],[-101.0648,19.72914],[-101.06368,19.72913],[-101.06245,19.72912],[-101.06163,19.72913],[-101.06057,19.72915],[-101.05861,19.72913],[-101.05796,19.72913],[-101.05682,19.72913],[-101.05552,19.72914],[-101.05412,19.72913],[-101.05409,19.72877],[-101.05396,19.72781],[-101.05391,19.72725],[-101.05372,19.7256],[-101.0536,19.72455],[-101.0535,19.72367],[-101.05336,19.72248],[-101.05323,19.72135],[-101.05069,19.71953],[-101.04818,19.71775],[-101.04766,19.71738],[-101.0473,19.71712],[-101.04643,19.71649],[-101.04527,19.71566],[-101.04411,19.71482],[-101.04294,19.714],[-101.04218,19.71332],[-101.04095,19.71225],[-101.03983,19.71126],[-101.03874,19.71032],[-101.03772,19.70943],[-101.03669,19.70851],[-101.03556,19.70753],[-101.0349,19.70696],[-101.03411,19.70626],[-101.03405,19.70542],[-101.03397,19.70461],[-101.03391,19.7038],[-101.03335,19.7036],[-101.03279,19.70339],[-101.03308,19.7026],[-101.03336,19.70181],[-101.03364,19.70101],[-101.03361,19.70053],[-101.03414,19.6999],[-101.03441,19.69958],[-101.03489,19.6993],[-101.03543,19.6989],[-101.0359,19.69856],[-101.03636,19.69822],[-101.03684,19.69786],[-101.03752,19.69755],[-101.03698,19.69707],[-101.0362,19.69637],[-101.03496,19.69525],[-101.03375,19.69416],[-101.03293,19.69343],[-101.03189,19.69249],[-101.03106,19.69174],[-101.0301,19.69087],[-101.02954,19.69037],[-101.02872,19.68963],[-101.02789,19.68888],[-101.0272,19.68826],[-101.02651,19.68764],[-101.02568,19.68689],[-101.02496,19.68624],[-101.02406,19.68543],[-101.02351,19.68495],[-101.02299,19.68448],[-101.02203,19.68359],[-101.02176,19.68287],[-101.02125,19.68151],[-101.02072,19.68014],[-101.02022,19.67881],[-101.01985,19.67785],[-101.01948,19.67685],[-101.01854,19.67435],[-101.0175,19.67162],[-101.01693,19.67011],[-101.01586,19.66735],[-101.01402,19.66249],[-101.01376,19.66182],[-101.00963,19.65665],[-101.00849,19.65623],[-101.00247,19.65408],[-100.99796,19.65254],[-100.99449,19.65126],[-100.99253,19.65058],[-100.99194,19.64979],[-100.99129,19.64883],[-100.98919,19.6479],[-100.98759,19.64832],[-100.98606,19.64715],[-100.98433,19.64578],[-100.98291,19.64465],[-100.98198,19.64386],[-100.98037,19.64262],[-100.97829,19.64095],[-100.97611,19.64117],[-100.97337,19.64145],[-100.97187,19.6416],[-100.96909,19.64189],[-100.96796,19.64201],[-100.96732,19.64201],[-100.96501,19.64198],[-100.964,19.64197],[-100.96252,19.6426],[-100.96277,19.64293]]}}
Línea 115.0 kV | LineString | 115.0 kV | 1 |  |  | CFE |  |  |  |  | OpenStreetMap | {"type":"Feature","properties":{},"geometry":{"type":"LineString","coordinates":[[-101.12365,19.7336],[-101.12016,19.73438],[-101.11865,19.7347],[-101.11755,19.73495],[-101.11328,19.7359],[-101.11169,19.73623],[-101.11019,19.73656],[-101.10875,19.73688],[-101.1074,19.73767],[-101.10332,19.74016],[-101.10158,19.74122],[-101.09876,19.74291],[-101.09576,19.74473],[-101.0946,19.74543],[-101.09159,19.74725],[-101.09016,19.7481],[-101.08602,19.75058],[-101.08498,19.75122],[-101.08393,19.75188],[-101.08314,19.75236],[-101.08066,19.75386],[-101.07456,19.75753],[-101.07377,19.75801],[-101.07358,19.75816],[-101.07361,19.75872]]}}
Línea 115.0 kV | LineString | 115.0 kV | 2 |  |  | CFE |  |  |  |  | OpenStreetMap | {"type":"Feature","properties":{},"geometry":{"type":"LineString","coordinates":[[-101.09783,19.75962],[-101.09816,19.76018]]}}
Línea 115.0 kV | LineString | 115.0 kV | 1 |  |  | CFE |  |  |  |  | OpenStreetMap | {"type":"Feature","properties":{},"geometry":{"type":"LineString","coordinates":[[-101.09783,19.75962],[-101.09799,19.76021]]}}
Línea 115.0 kV | LineString | 115.0 kV | 3 |  |  | CFE |  |  |  |  | OpenStreetMap | {"type":"Feature","properties":{},"geometry":{"type":"LineString","coordinates":[[-101.07361,19.75872],[-101.07967,19.75903],[-101.08206,19.75914],[-101.08489,19.75858],[-101.09131,19.75727],[-101.0937,19.75814],[-101.095,19.75861],[-101.0963,19.75909],[-101.09783,19.75962]]}}
Línea 115.0 kV | LineString | 115.0 kV | 2 |  |  | CFE |  |  |  |  | OpenStreetMap | {"type":"Feature","properties":{},"geometry":{"type":"LineString","coordinates":[[-101.13314,19.73224],[-101.1323,19.73141],[-101.13047,19.72967],[-101.1259,19.72984],[-101.12324,19.72993],[-101.12066,19.73003],[-101.1185,19.73011],[-101.11449,19.73026],[-101.11183,19.73036],[-101.10906,19.73292],[-101.10721,19.73459],[-101.10468,19.73689],[-101.10194,19.73944],[-101.09958,19.74159],[-101.09733,19.74367],[-101.09516,19.74563],[-101.09161,19.74889],[-101.08781,19.75234],[-101.08662,19.75345],[-101.0855,19.75447],[-101.08238,19.75734],[-101.07969,19.75978],[-101.07727,19.76201],[-101.07528,19.76383],[-101.07218,19.76666],[-101.07001,19.76865],[-101.06581,19.7706],[-101.06249,19.77211],[-101.05956,19.77346],[-101.05666,19.7748],[-101.05445,19.77582],[-101.0528,19.77657],[-101.04881,19.77841],[-101.04655,19.77946],[-101.04225,19.78143],[-101.04012,19.78241],[-101.03589,19.78436],[-101.03389,19.78527],[-101.03148,19.78637],[-101.02852,19.78774],[-101.02518,19.78928],[-101.02144,19.79099],[-101.01898,19.79212],[-101.01521,19.79385],[-101.01175,19.79545],[-101.00794,19.79717],[-101.0038,19.7991],[-101.00066,19.79887],[-100.99723,19.79865],[-100.9946,19.79848],[-100.99199,19.7983],[-100.98864,19.79806],[-100.98568,19.79928],[-100.98375,19.80007],[-100.981,19.80115],[-100.97797,19.80104],[-100.97505,19.80092],[-100.97203,19.80083],[-100.96921,19.80069],[-100.96581,19.80055],[-100.96264,19.80043],[-100.95954,19.80087],[-100.95655,19.80131],[-100.95329,19.80176],[-100.95018,19.80222],[-100.94682,19.80268],[-100.94299,19.80323],[-100.93911,19.80379],[-100.93538,19.80432],[-100.93162,19.80484],[-100.92845,19.80531],[-100.92505,19.80578],[-100.92185,19.80624],[-100.91856,19.80671],[-100.91649,19.80821],[-100.91431,19.80979],[-100.91147,19.81186],[-100.90871,19.81388],[-100.90624,19.81567],[-100.90312,19.81795],[-100.90036,19.81997],[-100.89799,19.82168],[-100.89528,19.82366],[-100.8928,19.82547],[-100.88996,19.82755],[-100.88722,19.82953],[-100.88442,19.83157],[-100.88201,19.83332],[-100.87937,19.83525],[-100.87731,19.83675],[-100.87333,19.83832],[-100.87024,19.83954],[-100.86713,19.84079],[-100.86427,19.84192],[-100.86127,19.8431],[-100.8582,19.8443],[-100.85521,19.84549],[-100.85194,19.84678],[-100.84726,19.84864],[-100.84359,19.85009],[-100.84139,19.85097],[-100.83829,19.85145],[-100.83321,19.85218],[-100.83235,19.85217]]}}
Línea 115.0 kV | LineString | 115.0 kV | 1 |  |  | CFE |  |  |  |  | OpenStreetMap | {"type":"Feature","properties":{},"geometry":{"type":"LineString","coordinates":[[-101.12365,19.7336],[-101.12431,19.73431],[-101.12522,19.73461],[-101.12515,19.73478],[-101.12536,19.73486]]}}
Línea 115.0 kV | LineString | 115.0 kV | 1 |  |  | CFE |  |  |  |  | OpenStreetMap | {"type":"Feature","properties":{},"geometry":{"type":"LineString","coordinates":[[-101.13314,19.73224],[-101.13237,19.7317],[-101.13157,19.73188],[-101.12775,19.7327],[-101.12589,19.73309],[-101.12365,19.7336]]}}
Línea 115.0 kV | LineString | 115.0 kV | 1 |  |  | CFE |  |  |  |  | OpenStreetMap | {"type":"Feature","properties":{},"geometry":{"type":"LineString","coordinates":[[-101.15766,19.70819],[-101.15811,19.70805],[-101.15836,19.70808],[-101.15843,19.70824],[-101.15825,19.7083]]}}
Línea 115.0 kV | LineString | 115.0 kV | 1 |  |  | CFE |  |  |  |  | OpenStreetMap | {"type":"Feature","properties":{},"geometry":{"type":"LineString","coordinates":[[-101.15766,19.70819],[-101.15819,19.70799],[-101.15838,19.70804],[-101.15848,19.70832],[-101.15829,19.7084]]}}
Línea 115.0 kV | LineString | 115.0 kV | 2 |  |  | CFE |  |  |  |  | OpenStreetMap | {"type":"Feature","properties":{},"geometry":{"type":"LineString","coordinates":[[-101.14434,19.71309],[-101.14522,19.71277],[-101.14663,19.71226],[-101.14803,19.71174],[-101.14928,19.71128],[-101.1505,19.71082],[-101.15175,19.71037],[-101.1528,19.70997],[-101.15384,19.70958],[-101.1551,19.70912],[-101.15598,19.70881],[-101.1568,19.70851],[-101.15766,19.70819]]}}
Línea 115.0 kV | LineString | 115.0 kV | 1 |  |  | CFE |  |  |  |  | OpenStreetMap | {"type":"Feature","properties":{},"geometry":{"type":"LineString","coordinates":[[-101.14434,19.71309],[-101.14357,19.7134],[-101.14156,19.71521],[-101.14076,19.71625],[-101.13992,19.71727],[-101.13907,19.71832],[-101.13615,19.72188],[-101.13509,19.72316],[-101.13394,19.72458],[-101.13238,19.72652],[-101.13291,19.72928],[-101.13333,19.73118],[-101.13314,19.73224]]}}
Línea 115.0 kV | LineString | 115.0 kV | 1 |  |  | CFE |  |  |  |  | OpenStreetMap | {"type":"Feature","properties":{},"geometry":{"type":"LineString","coordinates":[[-101.15347,19.6848],[-101.15344,19.68464],[-101.15256,19.6849],[-101.15175,19.68281],[-101.1488,19.68257],[-101.14612,19.68221],[-101.14402,19.68297],[-101.14247,19.68342],[-101.14126,19.68373],[-101.14032,19.68421],[-101.14022,19.68427],[-101.13801,19.68783],[-101.13729,19.689],[-101.136,19.69117],[-101.13622,19.69172],[-101.13632,19.69208],[-101.13697,19.69411],[-101.13783,19.69653],[-101.1385,19.6985],[-101.13917,19.70042],[-101.14095,19.70563],[-101.1413,19.70668],[-101.14147,19.70718],[-101.14297,19.71169],[-101.14356,19.71336],[-101.14399,19.71321],[-101.14434,19.71309]]}}
Línea 115.0 kV | LineString | 115.0 kV | 1 |  |  | CFE |  |  |  |  | OpenStreetMap | {"type":"Feature","properties":{},"geometry":{"type":"LineString","coordinates":[[-101.15221,19.68075],[-101.15369,19.68481],[-101.15355,19.68483]]}}
Línea 115.0 kV | LineString | 115.0 kV | 1 |  |  | CFE |  |  |  |  | OpenStreetMap | {"type":"Feature","properties":{},"geometry":{"type":"LineString","coordinates":[[-101.15221,19.68075],[-101.15383,19.68489],[-101.15356,19.68494]]}}
Línea 115.0 kV | LineString | 115.0 kV | 1 |  |  | CFE |  |  |  |  | OpenStreetMap | {"type":"Feature","properties":{},"geometry":{"type":"LineString","coordinates":[[-101.19371,19.65708],[-101.19406,19.65689]]}}
Línea 115.0 kV | LineString | 115.0 kV | 2 |  |  | CFE |  |  |  |  | OpenStreetMap | {"type":"Feature","properties":{},"geometry":{"type":"LineString","coordinates":[[-101.20988,19.67147],[-101.20877,19.66975],[-101.20561,19.66475],[-101.20423,19.66256],[-101.20261,19.65998],[-101.20071,19.65937],[-101.19619,19.65788],[-101.19371,19.65708],[-101.19117,19.65625],[-101.18874,19.65623],[-101.18494,19.65619],[-101.18297,19.65615],[-101.18073,19.65671],[-101.17662,19.65771],[-101.17426,19.65829],[-101.17219,19.66037],[-101.16808,19.6645],[-101.16627,19.66631],[-101.16455,19.66802],[-101.16204,19.67054],[-101.15851,19.67408],[-101.15221,19.68075]]}}
Línea 115.0 kV | LineString | 115.0 kV | 1 |  |  | CFE |  |  |  |  | OpenStreetMap | {"type":"Feature","properties":{},"geometry":{"type":"LineString","coordinates":[[-101.21034,19.67288],[-101.21034,19.67217],[-101.20988,19.67147]]}}
Línea 115.0 kV | LineString | 115.0 kV | 1 |  |  | CFE |  |  |  |  | OpenStreetMap | {"type":"Feature","properties":{},"geometry":{"type":"LineString","coordinates":[[-101.21141,19.67268],[-101.21043,19.67223],[-101.21044,19.67287]]}}
Línea 115.0 kV | LineString | 115.0 kV | 1 |  |  | CFE |  |  |  |  | OpenStreetMap | {"type":"Feature","properties":{},"geometry":{"type":"LineString","coordinates":[[-101.21141,19.67268],[-101.2104,19.67217],[-101.20988,19.67147]]}}
Línea 115.0 kV | LineString | 115.0 kV | 1 |  |  | CFE |  |  |  |  | OpenStreetMap | {"type":"Feature","properties":{},"geometry":{"type":"LineString","coordinates":[[-101.25093,19.69118],[-101.25094,19.69145],[-101.25055,19.69145],[-101.25054,19.69185],[-101.24997,19.6919],[-101.24958,19.6913]]}}
Línea 115.0 kV | LineString | 115.0 kV | 1 |  |  | CFE |  |  |  |  | OpenStreetMap | {"type":"Feature","properties":{},"geometry":{"type":"LineString","coordinates":[[-101.25103,19.69118],[-101.251,19.69201],[-101.24995,19.69192],[-101.24958,19.6913]]}}
Línea 115.0 kV | LineString | 115.0 kV | 2 |  |  | CFE |  |  |  |  | OpenStreetMap | {"type":"Feature","properties":{},"geometry":{"type":"LineString","coordinates":[[-100.66391,19.83578],[-100.6639,19.83204],[-100.66389,19.83157]]}}
Línea 115.0 kV | LineString | 115.0 kV | 3 |  |  | CFE |  |  |  |  | OpenStreetMap | {"type":"Feature","properties":{},"geometry":{"type":"LineString","coordinates":[[-100.82382,19.85212],[-100.82352,19.85178]]}}
Línea 115.0 kV | LineString | 115.0 kV | 1 |  |  | CFE |  |  |  |  | OpenStreetMap | {"type":"Feature","properties":{},"geometry":{"type":"LineString","coordinates":[[-100.82352,19.85178],[-100.82295,19.85184],[-100.82111,19.85051],[-100.81942,19.84922],[-100.81798,19.84814],[-100.81578,19.8465],[-100.81197,19.84372],[-100.81077,19.84284],[-100.80721,19.84023],[-100.80474,19.83838],[-100.80271,19.83688],[-100.80061,19.83534],[-100.79971,19.83465],[-100.79618,19.83203],[-100.7949,19.8311],[-100.79383,19.83111],[-100.79142,19.83105],[-100.78924,19.83101],[-100.78723,19.83099],[-100.78541,19.83096],[-100.78297,19.83085],[-100.77994,19.83082],[-100.77826,19.83078],[-100.77609,19.83075],[-100.77501,19.83075],[-100.7733,19.83072],[-100.76357,19.83055],[-100.76168,19.83047],[-100.75926,19.83043],[-100.75776,19.83045],[-100.7567,19.83044],[-100.75506,19.83044],[-100.75041,19.83039],[-100.7486,19.83033],[-100.74431,19.8303],[-100.74265,19.83024],[-100.74053,19.83024],[-100.73557,19.83015],[-100.73404,19.83014],[-100.73235,19.83007],[-100.73025,19.83004],[-100.72853,19.83003],[-100.72691,19.82998],[-100.72549,19.82996],[-100.72193,19.82993],[-100.72099,19.82991],[-100.71957,19.82985],[-100.71824,19.82984],[-100.71657,19.82983],[-100.71257,19.82977],[-100.70937,19.82972],[-100.70743,19.82969],[-100.70641,19.82969],[-100.70473,19.82967],[-100.70117,19.82958],[-100.69937,19.82953],[-100.69737,19.82952],[-100.69493,19.82948],[-100.69239,19.8294],[-100.69156,19.82941],[-100.68962,19.82942],[-100.68821,19.82936],[-100.68344,19.82931],[-100.67879,19.82918],[-100.67576,19.82912],[-100.67308,19.82906],[-100.67176,19.82905],[-100.66977,19.83106],[-100.66767,19.83319],[-100.66566,19.83525],[-100.66484,19.83609],[-100.66391,19.83578]]}}
Línea 115.0 kV | LineString | 115.0 kV | 2 |  |  | CFE |  |  |  |  | OpenStreetMap | {"type":"Feature","properties":{},"geometry":{"type":"LineString","coordinates":[[-100.82352,19.85178],[-100.82245,19.85193],[-100.82119,19.85193],[-100.82002,19.85198],[-100.81893,19.85201],[-100.81737,19.85234],[-100.8163,19.85226],[-100.81532,19.85221],[-100.81503,19.85162],[-100.81359,19.84867],[-100.81207,19.84555],[-100.81137,19.84411],[-100.81059,19.84254],[-100.80721,19.83932],[-100.80484,19.83755],[-100.80273,19.836],[-100.80021,19.83408],[-100.79687,19.83165],[-100.79487,19.83018],[-100.79256,19.82853],[-100.78924,19.826],[-100.78532,19.82604],[-100.78306,19.82602],[-100.77858,19.82608],[-100.77585,19.82611],[-100.77279,19.82613],[-100.76933,19.82615],[-100.7671,19.82616],[-100.763,19.82619],[-100.76026,19.82622],[-100.75707,19.82623],[-100.75312,19.82624],[-100.75044,19.8263],[-100.74338,19.82641],[-100.73866,19.82644],[-100.73421,19.82653],[-100.72835,19.82664],[-100.72703,19.82868],[-100.72565,19.83084],[-100.71781,19.83184],[-100.71354,19.8324],[-100.71074,19.83276],[-100.70764,19.83316],[-100.70371,19.83366],[-100.6972,19.83457],[-100.69461,19.83491],[-100.69032,19.83545],[-100.68743,19.83583],[-100.68391,19.8363],[-100.68094,19.83664],[-100.67679,19.83724],[-100.67438,19.83686],[-100.67028,19.83616],[-100.66714,19.83567],[-100.66534,19.83536],[-100.66439,19.83347],[-100.66466,19.83206],[-100.66466,19.83158]]}}
Línea 115.0 kV | LineString | 115.0 kV | 1 |  |  | CFE |  |  |  |  | OpenStreetMap | {"type":"Feature","properties":{},"geometry":{"type":"LineString","coordinates":[[-100.66402,19.83126],[-100.66402,19.83093],[-100.66356,19.83035],[-100.66256,19.83076],[-100.65934,19.83206],[-100.6556,19.8336],[-100.65415,19.83419],[-100.6513,19.83528],[-100.64833,19.83648],[-100.64705,19.83699],[-100.64408,19.83818],[-100.64276,19.83874],[-100.64204,19.83901],[-100.64033,19.8393],[-100.63919,19.83949],[-100.63571,19.84008],[-100.6257,19.84176],[-100.62242,19.84234],[-100.62052,19.8427],[-100.61811,19.8431],[-100.61661,19.84335],[-100.61525,19.84357],[-100.61422,19.84375],[-100.61153,19.84419],[-100.61025,19.84442],[-100.60897,19.84463],[-100.60803,19.84415],[-100.60513,19.84267],[-100.60343,19.84183],[-100.60233,19.84127],[-100.59809,19.8391],[-100.59425,19.83716],[-100.59375,19.83691],[-100.59267,19.83637],[-100.59044,19.83525],[-100.5891,19.83457],[-100.58775,19.83387],[-100.58573,19.83286],[-100.58414,19.83205],[-100.58292,19.83144],[-100.58251,19.83075],[-100.58121,19.82865],[-100.5803,19.82716],[-100.57954,19.82591],[-100.57858,19.82435],[-100.57771,19.82294],[-100.5769,19.8216],[-100.57604,19.8202],[-100.57504,19.81856],[-100.5737,19.81636],[-100.57293,19.81512],[-100.57212,19.8138],[-100.57143,19.81267],[-100.57065,19.81141],[-100.56985,19.81007],[-100.56887,19.80849],[-100.56791,19.80692],[-100.56708,19.80556],[-100.56593,19.80368],[-100.56506,19.80225],[-100.56439,19.80116],[-100.5637,19.80002],[-100.56293,19.79876],[-100.56215,19.79749],[-100.56143,19.79632],[-100.56071,19.79513],[-100.55999,19.79397],[-100.55895,19.79226],[-100.55808,19.79085],[-100.55717,19.78936],[-100.55636,19.78802],[-100.55521,19.78615],[-100.55436,19.78475],[-100.55344,19.78326],[-100.55257,19.78184],[-100.55142,19.77996],[-100.55051,19.77846],[-100.54985,19.77739],[-100.54945,19.77688],[-100.54743,19.77438],[-100.54619,19.77283],[-100.54451,19.77076],[-100.54386,19.76995],[-100.5403,19.76537],[-100.53929,19.76406],[-100.53825,19.76277],[-100.53738,19.76167],[-100.53628,19.76029],[-100.53518,19.75892],[-100.5342,19.75767],[-100.53332,19.75659],[-100.53234,19.75536],[-100.5315,19.75425],[-100.53063,19.75314],[-100.52939,19.75159],[-100.52836,19.75026],[-100.527,19.74851],[-100.52578,19.74693],[-100.52416,19.74492],[-100.52327,19.74381],[-100.5235,19.7417],[-100.52365,19.74025],[-100.52378,19.73892],[-100.52398,19.73738],[-100.52414,19.73578],[-100.5243,19.73444],[-100.52452,19.7322],[-100.52472,19.73047],[-100.52494,19.72841],[-100.52513,19.72659],[-100.52531,19.72499],[-100.5255,19.72335],[-100.52562,19.7222],[-100.5258,19.7205],[-100.52615,19.71719],[-100.52633,19.71545],[-100.5265,19.71386],[-100.5267,19.71213],[-100.52687,19.71051],[-100.52704,19.70897],[-100.52723,19.70726],[-100.52736,19.70592],[-100.52758,19.70395],[-100.52823,19.69784],[-100.52841,19.69613],[-100.52816,19.69467],[-100.52797,19.69365],[-100.52783,19.69222],[-100.52801,19.69147],[-100.52759,19.69141],[-100.52761,19.69115]]}}
Línea 115.0 kV | LineString | 115.0 kV | 1 |  |  | CFE |  |  |  |  | OpenStreetMap | {"type":"Feature","properties":{},"geometry":{"type":"LineString","coordinates":[[-100.6654,19.7908],[-100.66584,19.78967]]}}
Línea 115.0 kV | LineString | 115.0 kV | 1 |  |  | CFE |  |  |  |  | OpenStreetMap | {"type":"Feature","properties":{},"geometry":{"type":"LineString","coordinates":[[-100.66061,19.78929],[-100.66092,19.78927],[-100.66168,19.7893],[-100.66281,19.79002],[-100.66394,19.78984],[-100.66506,19.78963],[-100.66584,19.78967]]}}
Línea 115.0 kV | LineString | 115.0 kV | 1 |  |  | CFE |  |  |  |  | OpenStreetMap | {"type":"Feature","properties":{},"geometry":{"type":"LineString","coordinates":[[-100.66533,19.79329],[-100.66384,19.79422],[-100.66368,19.79462]]}}
Línea 115.0 kV | LineString | 115.0 kV | 1 |  |  | CFE |  |  |  |  | OpenStreetMap | {"type":"Feature","properties":{},"geometry":{"type":"LineString","coordinates":[[-100.66635,19.79065],[-100.66601,19.79078],[-100.6654,19.7908],[-100.66464,19.79167],[-100.66468,19.79264],[-100.66556,19.79313],[-100.66533,19.79329]]}}
Línea 115.0 kV | LineString | 115.0 kV | 1 |  |  | CFE |  |  |  |  | OpenStreetMap | {"type":"Feature","properties":{},"geometry":{"type":"LineString","coordinates":[[-100.66482,19.79083],[-100.66479,19.79112],[-100.66449,19.79158],[-100.66456,19.79271],[-100.66533,19.79329]]}}
Línea 115.0 kV | LineString | 115.0 kV | 1 |  |  | CFE |  |  |  |  | OpenStreetMap | {"type":"Feature","properties":{},"geometry":{"type":"LineString","coordinates":[[-100.65941,19.82248],[-100.65973,19.82284],[-100.66042,19.82169],[-100.6604,19.82135]]}}
Línea 115.0 kV | LineString | 115.0 kV | 1 |  |  | CFE |  |  |  |  | OpenStreetMap | {"type":"Feature","properties":{},"geometry":{"type":"LineString","coordinates":[[-100.67036,19.80983],[-100.67024,19.80947],[-100.67034,19.80878],[-100.66946,19.80875],[-100.66838,19.80871],[-100.66762,19.80851],[-100.66667,19.80892],[-100.66635,19.80939],[-100.666,19.80997]]}}
Línea 115.0 kV | LineString | 115.0 kV | 1 |  |  | CFE |  |  |  |  | OpenStreetMap | {"type":"Feature","properties":{},"geometry":{"type":"LineString","coordinates":[[-100.66593,19.80977],[-100.66429,19.80928],[-100.65957,19.80781],[-100.65773,19.80732],[-100.65748,19.80725],[-100.65727,19.80718]]}}
Línea 115.0 kV | LineString | 115.0 kV | 1 |  |  | CFE |  |  |  |  | OpenStreetMap | {"type":"Feature","properties":{},"geometry":{"type":"LineString","coordinates":[[-100.66321,19.82945],[-100.66335,19.82932],[-100.66359,19.82899],[-100.66495,19.82734],[-100.66554,19.82663],[-100.6659,19.8259],[-100.66629,19.82511],[-100.66662,19.82446],[-100.66862,19.82346],[-100.67386,19.82084],[-100.67549,19.82005],[-100.67641,19.82057],[-100.67704,19.82019],[-100.6774,19.82023],[-100.67798,19.82087],[-100.67841,19.82145]]}}
Línea 115.0 kV | LineString | 115.0 kV | 1 |  |  | CFE |  |  |  |  | OpenStreetMap | {"type":"Feature","properties":{},"geometry":{"type":"LineString","coordinates":[[-100.66428,19.8308],[-100.66428,19.83125]]}}
Línea 115.0 kV | LineString | 115.0 kV | 2 |  |  | CFE |  |  |  |  | OpenStreetMap | {"type":"Feature","properties":{},"geometry":{"type":"LineString","coordinates":[[-100.6574,19.82177],[-100.65759,19.82235],[-100.66092,19.82644],[-100.66187,19.82771],[-100.66357,19.82949],[-100.66459,19.83088]]}}
Línea 115.0 kV | LineString | 115.0 kV | 1 |  |  | CFE |  |  |  |  | OpenStreetMap | {"type":"Feature","properties":{},"geometry":{"type":"LineString","coordinates":[[-100.66196,19.82726],[-100.66187,19.82771]]}}
Línea 115.0 kV | LineString | 115.0 kV | 2 |  |  | CFE |  |  |  |  | OpenStreetMap | {"type":"Feature","properties":{},"geometry":{"type":"LineString","coordinates":[[-100.6633,19.79494],[-100.6631,19.79539],[-100.66246,19.79646],[-100.66121,19.79779],[-100.65859,19.80073],[-100.65727,19.80718],[-100.65519,19.81728],[-100.6558,19.81915],[-100.6567,19.82174],[-100.65721,19.82363],[-100.65789,19.82577],[-100.6598,19.82709],[-100.66157,19.8283],[-100.66321,19.82945],[-100.66415,19.83082],[-100.66421,19.83125]]}}
Línea 115.0 kV | LineString | 115.0 kV | 1 |  |  | CFE |  |  |  |  | OpenStreetMap | {"type":"Feature","properties":{},"geometry":{"type":"LineString","coordinates":[[-100.66054,19.8213],[-100.66057,19.82176],[-100.66143,19.82394],[-100.66177,19.82473],[-100.66217,19.82573],[-100.6625,19.82654],[-100.66297,19.82772],[-100.6636,19.82919],[-100.66465,19.8307],[-100.66444,19.8308],[-100.66445,19.83125]]}}
Línea 115.0 kV | LineString | 115.0 kV | 1 |  |  | CFE |  |  |  |  | OpenStreetMap | {"type":"Feature","properties":{},"geometry":{"type":"LineString","coordinates":[[-100.66459,19.83088],[-100.66477,19.83125]]}}
Línea 115.0 kV | LineString | 115.0 kV | 1 |  |  | CFE |  |  |  |  | OpenStreetMap | {"type":"Feature","properties":{},"geometry":{"type":"LineString","coordinates":[[-100.66459,19.83088],[-100.66454,19.83125]]}}
Línea 115.0 kV | LineString | 115.0 kV | 1 |  |  | CFE |  |  |  |  | OpenStreetMap | {"type":"Feature","properties":{},"geometry":{"type":"LineString","coordinates":[[-100.74031,20.0384],[-100.74035,20.03817],[-100.74178,20.03821],[-100.74382,20.03823],[-100.74611,20.03826],[-100.75041,20.03932],[-100.75226,20.03977],[-100.75404,20.04022],[-100.75577,20.04065],[-100.75761,20.04111],[-100.75947,20.04157],[-100.76111,20.04196],[-100.76294,20.04244],[-100.76479,20.04289],[-100.76662,20.04335],[-100.76848,20.04381],[-100.77034,20.04428],[-100.77215,20.04473],[-100.774,20.0452],[-100.77587,20.04565],[-100.77773,20.04612],[-100.77954,20.04656],[-100.78141,20.04704],[-100.78324,20.04748],[-100.78504,20.04795],[-100.78689,20.04838],[-100.78874,20.04886],[-100.79046,20.04928],[-100.79242,20.04977],[-100.79427,20.05023],[-100.79602,20.05066],[-100.79787,20.05112],[-100.79953,20.05154],[-100.80162,20.05206],[-100.80348,20.05253],[-100.80535,20.05298],[-100.80718,20.05343],[-100.80898,20.05388],[-100.81079,20.05433],[-100.81286,20.05461],[-100.81473,20.05485],[-100.81686,20.05513],[-100.81707,20.05751],[-100.81727,20.05972],[-100.81868,20.06089],[-100.82008,20.06209],[-100.82149,20.06326],[-100.82292,20.06448],[-100.82434,20.06567],[-100.8258,20.06687],[-100.82723,20.06809],[-100.82865,20.06927],[-100.83006,20.07047],[-100.83149,20.07165],[-100.83289,20.07282],[-100.83542,20.07495],[-100.83628,20.07566],[-100.83685,20.07617],[-100.83747,20.07789],[-100.83786,20.079],[-100.83843,20.08057],[-100.83902,20.08225],[-100.83966,20.08404],[-100.8408,20.08727],[-100.84133,20.08896],[-100.84191,20.09069],[-100.84291,20.09351],[-100.84347,20.09512],[-100.84469,20.09654],[-100.84584,20.09787],[-100.84693,20.09912],[-100.84829,20.10072],[-100.84931,20.10189],[-100.85068,20.1035],[-100.85212,20.10515],[-100.85452,20.10794],[-100.85576,20.10938],[-100.85721,20.11107],[-100.85849,20.11256],[-100.85967,20.11394],[-100.86085,20.1153],[-100.86206,20.11671],[-100.86329,20.11813],[-100.86453,20.11957],[-100.86575,20.12098],[-100.86695,20.12238],[-100.86861,20.1243],[-100.8694,20.12524],[-100.87326,20.12963],[-100.87411,20.13063],[-100.87525,20.13187],[-100.87626,20.13296],[-100.8773,20.13416],[-100.87807,20.13498],[-100.88164,20.13898],[-100.88272,20.14012],[-100.88375,20.14132],[-100.8851,20.14564],[-100.88572,20.14757],[-100.88626,20.14931],[-100.8868,20.15103],[-100.88737,20.15286],[-100.88792,20.1546],[-100.88847,20.15634],[-100.88863,20.15794],[-100.88876,20.16],[-100.88892,20.16192],[-100.88907,20.16382],[-100.88922,20.16563],[-100.88936,20.16748],[-100.8895,20.16924],[-100.88968,20.17148],[-100.88982,20.17328],[-100.88995,20.17493],[-100.89011,20.17673],[-100.89024,20.17852],[-100.89038,20.18035],[-100.89052,20.18198],[-100.89066,20.18378],[-100.89078,20.18539],[-100.89092,20.18703],[-100.89107,20.18902],[-100.89119,20.19081],[-100.89134,20.19261],[-100.89146,20.19443],[-100.89164,20.19625],[-100.89176,20.19794],[-100.89183,20.19889],[-100.89128,20.19895],[-100.89138,20.2002],[-100.89151,20.20135],[-100.8916,20.20255],[-100.89167,20.20375],[-100.89175,20.20485],[-100.89187,20.20602],[-100.8919,20.20675]]}}
Línea 115.0 kV | LineString | 115.0 kV | 1 |  |  | CFE |  |  |  |  | OpenStreetMap | {"type":"Feature","properties":{},"geometry":{"type":"LineString","coordinates":[[-100.66391,19.83578],[-100.66515,19.837],[-100.66735,19.83919],[-100.67027,19.84214],[-100.67241,19.84433],[-100.67647,19.84866],[-100.67842,19.85072],[-100.6811,19.85358],[-100.68407,19.85674],[-100.68669,19.85954],[-100.68887,19.86191],[-100.69106,19.86424],[-100.69393,19.8673],[-100.69614,19.86965],[-100.69891,19.87259],[-100.70161,19.87547],[-100.70421,19.87824],[-100.70675,19.88094],[-100.70872,19.88303],[-100.71098,19.88543],[-100.71368,19.8883],[-100.71594,19.89071],[-100.71858,19.89352],[-100.72109,19.89619],[-100.72234,19.89913],[-100.7241,19.9032],[-100.72564,19.90677],[-100.72662,19.90909],[-100.72782,19.91186],[-100.72934,19.91542],[-100.73015,19.91728],[-100.73108,19.91948],[-100.73239,19.92255],[-100.73412,19.92656],[-100.73515,19.92892],[-100.73687,19.93298],[-100.73866,19.93652],[-100.74066,19.94045],[-100.74237,19.94387],[-100.74409,19.94726],[-100.746,19.95105],[-100.74744,19.9539],[-100.74875,19.95648],[-100.75064,19.96019],[-100.75264,19.96419],[-100.75411,19.9671],[-100.75587,19.97057],[-100.75757,19.97392],[-100.75931,19.97735],[-100.75786,19.98066],[-100.75622,19.98442],[-100.75508,19.987],[-100.75366,19.99025],[-100.75173,19.99467],[-100.75039,19.99771],[-100.74934,20.00013],[-100.74781,20.00357],[-100.74712,20.00681],[-100.74646,20.00981],[-100.74562,20.01368],[-100.74467,20.01798],[-100.74372,20.02237],[-100.7429,20.02608],[-100.74208,20.02983],[-100.7414,20.03293],[-100.74078,20.03575],[-100.74027,20.03807],[-100.7402,20.03838]]}}
Línea 115.0 kV | LineString | 115.0 kV | 1 |  |  | CFE |  |  |  |  | OpenStreetMap | {"type":"Feature","properties":{},"geometry":{"type":"LineString","coordinates":[[-100.66623,19.784],[-100.66653,19.78367],[-100.66667,19.78404],[-100.66798,19.78462],[-100.66774,19.78769],[-100.66696,19.78908],[-100.66584,19.78967]]}}
Línea 115.0 kV | LineString | 115.0 kV | 1 |  |  | CFE |  |  |  |  | OpenStreetMap | {"type":"Feature","properties":{},"geometry":{"type":"LineString","coordinates":[[-100.65065,19.78227],[-100.65112,19.78225],[-100.65223,19.7823],[-100.65286,19.78252],[-100.65323,19.78286],[-100.65303,19.78334],[-100.65255,19.78397],[-100.6525,19.78446],[-100.65356,19.7845],[-100.6547,19.78446],[-100.65483,19.78539],[-100.65646,19.78575],[-100.65951,19.78384],[-100.66185,19.78331]]}}
Línea 115.0 kV | LineString | 115.0 kV | 1 |  |  | CFE |  |  |  |  | OpenStreetMap | {"type":"Feature","properties":{},"geometry":{"type":"LineString","coordinates":[[-100.54201,20.01484],[-100.54211,20.01456],[-100.54181,20.01449],[-100.54168,20.01522],[-100.54077,20.01504],[-100.53987,20.01487],[-100.53864,20.01462],[-100.53776,20.01349],[-100.53799,20.01222],[-100.53809,20.01155],[-100.53833,20.0102],[-100.53854,20.0091],[-100.53815,20.00772],[-100.53774,20.00699],[-100.53707,20.0058],[-100.53648,20.00475],[-100.53585,20.00361],[-100.53517,20.00239],[-100.53453,20.00122],[-100.53386,20.00003],[-100.53325,19.99896],[-100.53273,19.99805],[-100.53225,19.99718],[-100.53218,19.99611],[-100.53215,19.99503],[-100.53213,19.99383],[-100.53211,19.99263],[-100.53208,19.99153],[-100.53206,19.99035],[-100.53202,19.98898],[-100.53156,19.98821],[-100.53108,19.98743],[-100.52989,19.98706],[-100.52863,19.98668],[-100.52746,19.98632],[-100.52594,19.98585],[-100.52479,19.98551],[-100.52368,19.98519],[-100.52286,19.98492],[-100.52235,19.98382],[-100.52191,19.98276],[-100.52132,19.98144],[-100.52085,19.98034],[-100.52048,19.97948],[-100.51994,19.97879],[-100.51939,19.97809],[-100.51866,19.97758],[-100.51748,19.97676],[-100.51635,19.97598],[-100.51559,19.97491],[-100.51502,19.97409],[-100.51439,19.9732],[-100.51338,19.9721],[-100.51252,19.97117],[-100.51175,19.97034],[-100.51111,19.96964],[-100.51024,19.96871],[-100.50953,19.96766],[-100.5088,19.96657],[-100.50805,19.96546],[-100.50734,19.96439],[-100.50661,19.9633],[-100.50588,19.96221],[-100.50517,19.96114],[-100.50444,19.96007],[-100.50372,19.95898],[-100.50317,19.95814],[-100.50243,19.95704],[-100.50226,19.95623],[-100.50208,19.95536],[-100.50186,19.95432],[-100.50159,19.95304],[-100.50132,19.95174],[-100.50104,19.9504],[-100.50074,19.94911],[-100.50045,19.94777],[-100.49988,19.94683],[-100.49921,19.94571],[-100.49855,19.94462],[-100.49799,19.94369],[-100.49717,19.94337],[-100.49628,19.94301],[-100.4953,19.9426],[-100.4945,19.94227],[-100.49382,19.942],[-100.4932,19.94105],[-100.49255,19.94007],[-100.49109,19.93938],[-100.48999,19.93886],[-100.48894,19.93837],[-100.48796,19.9379],[-100.4867,19.93733],[-100.4856,19.93646],[-100.48452,19.93561],[-100.48349,19.93479],[-100.48235,19.93389],[-100.48136,19.93311],[-100.48036,19.93234],[-100.47934,19.93152],[-100.47826,19.93066],[-100.47736,19.92996],[-100.47657,19.92935],[-100.47573,19.92869],[-100.47632,19.928],[-100.4761,19.92784],[-100.47605,19.92804]]}}
Línea 115.0 kV | LineString | 115.0 kV | 1 |  |  | CFE |  |  |  |  | OpenStreetMap | {"type":"Feature","properties":{},"geometry":{"type":"LineString","coordinates":[[-100.7404,20.0385],[-100.74041,20.03878],[-100.74036,20.03932],[-100.73927,20.04074],[-100.73838,20.04192],[-100.73741,20.04315],[-100.7364,20.04446],[-100.73541,20.04573],[-100.73474,20.04659],[-100.73389,20.04769],[-100.73303,20.0488],[-100.73032,20.05012],[-100.72754,20.05015],[-100.72416,20.05025],[-100.71984,20.05074],[-100.71863,20.05057],[-100.7175,20.05037],[-100.71527,20.05043],[-100.71231,20.05047],[-100.71025,20.05051],[-100.70805,20.05056],[-100.70626,20.05059],[-100.70458,20.04945],[-100.70294,20.04833],[-100.70176,20.04753],[-100.69928,20.04584],[-100.69669,20.04409],[-100.69505,20.04297],[-100.69348,20.04191],[-100.69189,20.04082],[-100.69103,20.03965],[-100.68985,20.03807],[-100.68869,20.03652],[-100.68704,20.03429],[-100.68646,20.03352],[-100.68585,20.0327],[-100.68514,20.03174],[-100.68432,20.03065],[-100.68322,20.0292],[-100.68195,20.02898],[-100.6805,20.02872],[-100.67825,20.02833],[-100.67644,20.02804],[-100.67445,20.02766],[-100.67262,20.02735],[-100.67093,20.02706],[-100.66902,20.02673],[-100.66715,20.0264],[-100.66511,20.02607],[-100.66319,20.02644],[-100.66144,20.02672],[-100.66002,20.02697],[-100.65764,20.02742],[-100.65593,20.02773],[-100.65349,20.02818],[-100.65169,20.02852],[-100.64999,20.02883],[-100.64835,20.02882],[-100.64638,20.02877],[-100.64464,20.02873],[-100.64246,20.02868],[-100.64127,20.02865],[-100.63861,20.02859],[-100.63677,20.02855],[-100.63465,20.0285],[-100.63265,20.02844],[-100.63048,20.02839],[-100.62874,20.02836],[-100.62696,20.02833],[-100.62476,20.02827],[-100.62271,20.02823],[-100.62075,20.02818],[-100.61952,20.02816],[-100.61749,20.02809],[-100.6155,20.02807],[-100.61366,20.02803],[-100.61174,20.02799],[-100.60983,20.02795],[-100.60781,20.02791],[-100.60595,20.02787],[-100.60418,20.02784],[-100.60236,20.0278],[-100.60059,20.02777],[-100.59861,20.02772],[-100.59654,20.02768],[-100.59463,20.02764],[-100.59304,20.02761],[-100.59115,20.02757],[-100.58958,20.02656],[-100.58803,20.02557],[-100.58665,20.02469],[-100.58484,20.02353],[-100.58237,20.02196],[-100.58127,20.02124],[-100.58028,20.02061],[-100.57901,20.0198],[-100.57742,20.01955],[-100.57581,20.01928],[-100.57426,20.01904],[-100.57327,20.01887],[-100.5715,20.0186],[-100.56972,20.01831],[-100.56791,20.01802],[-100.56611,20.01773],[-100.56445,20.01752],[-100.56279,20.0173],[-100.56126,20.01711],[-100.55955,20.01689],[-100.55813,20.0167],[-100.557,20.01655],[-100.55518,20.01633],[-100.55343,20.01609],[-100.55176,20.01588],[-100.54994,20.01562],[-100.54852,20.01544],[-100.54683,20.01522],[-100.54502,20.01499],[-100.54342,20.01481],[-100.54243,20.01468],[-100.54211,20.01456],[-100.54211,20.01486]]}}
Línea 115.0 kV | LineString | 115.0 kV | 1 |  |  | CFE |  |  |  |  | OpenStreetMap | {"type":"Feature","properties":{},"geometry":{"type":"LineString","coordinates":[[-100.77798,20.39431],[-100.77863,20.39433],[-100.78233,20.39437],[-100.78406,20.39382],[-100.78471,20.39344],[-100.78516,20.39347]]}}
Línea 115.0 kV | LineString | 115.0 kV | 1 |  |  | CFE |  |  |  |  | OpenStreetMap | {"type":"Feature","properties":{},"geometry":{"type":"LineString","coordinates":[[-100.79713,20.37333],[-100.79735,20.37342],[-100.79719,20.37391],[-100.79364,20.37426],[-100.79078,20.37455],[-100.78792,20.37483],[-100.7861,20.3784],[-100.78423,20.38207],[-100.78237,20.38574],[-100.78055,20.38928],[-100.77869,20.39293],[-100.77798,20.39431]]}}
Línea 115.0 kV | LineString | 115.0 kV | 1 |  |  | CFE |  |  |  |  | OpenStreetMap | {"type":"Feature","properties":{},"geometry":{"type":"LineString","coordinates":[[-100.79707,20.3732],[-100.79671,20.37316],[-100.79618,20.37307],[-100.79629,20.37272]]}}
Línea 115.0 kV | LineString | 115.0 kV | 1 |  |  | CFE |  |  |  |  | OpenStreetMap | {"type":"Feature","properties":{},"geometry":{"type":"LineString","coordinates":[[-100.89136,20.21195],[-100.89043,20.21297],[-100.89003,20.2143],[-100.88971,20.21542],[-100.88918,20.21722],[-100.88863,20.21912],[-100.88814,20.22083],[-100.88789,20.2218],[-100.88739,20.22333],[-100.88688,20.22519],[-100.8851,20.22501],[-100.88345,20.22487],[-100.88165,20.22471],[-100.87962,20.22473],[-100.87763,20.22479],[-100.87641,20.22481],[-100.87509,20.22479],[-100.87335,20.22484],[-100.87162,20.22486],[-100.87006,20.22489],[-100.86844,20.22491],[-100.86708,20.22493],[-100.86502,20.22496],[-100.86325,20.22499],[-100.86126,20.22502],[-100.8592,20.22506],[-100.85723,20.22509],[-100.85539,20.22511],[-100.85399,20.22513],[-100.85265,20.22622],[-100.85123,20.22736],[-100.84966,20.22864],[-100.84804,20.22992],[-100.8469,20.23083],[-100.8454,20.23205],[-100.84384,20.2333],[-100.8423,20.23461],[-100.84153,20.23567],[-100.84067,20.23646],[-100.83879,20.23737],[-100.8382,20.23922],[-100.83764,20.24094],[-100.83705,20.24279],[-100.83646,20.24459],[-100.83533,20.2482],[-100.83473,20.25007],[-100.83409,20.25208],[-100.83349,20.25396],[-100.83285,20.25591],[-100.83226,20.25778],[-100.83171,20.25951],[-100.83109,20.26146],[-100.83047,20.26342],[-100.82985,20.26536],[-100.82923,20.2673],[-100.82862,20.2692],[-100.82808,20.27094],[-100.82742,20.27295],[-100.82692,20.27454],[-100.82632,20.27642],[-100.82583,20.27795],[-100.82522,20.27987],[-100.82461,20.28176],[-100.82401,20.28364],[-100.82342,20.28552],[-100.82295,20.28697],[-100.82225,20.28884],[-100.82156,20.29068],[-100.8209,20.29253],[-100.82022,20.29438],[-100.81972,20.29588],[-100.81917,20.29747],[-100.81866,20.29928],[-100.81813,20.30103],[-100.81762,20.30279],[-100.8171,20.30461],[-100.81656,20.30642],[-100.81605,20.30823],[-100.81551,20.31009],[-100.81502,20.31178],[-100.81451,20.31358],[-100.81397,20.31543],[-100.81344,20.31728],[-100.81293,20.31902],[-100.81246,20.32064],[-100.81198,20.32232],[-100.81166,20.32343],[-100.81112,20.3253],[-100.81179,20.32647],[-100.81124,20.32825],[-100.81073,20.3298],[-100.8102,20.33152],[-100.80928,20.33446],[-100.80873,20.3362],[-100.80812,20.33813],[-100.80763,20.33968],[-100.80703,20.34157],[-100.80646,20.34333],[-100.80586,20.34526],[-100.80532,20.34701],[-100.80478,20.34872],[-100.80423,20.35045],[-100.80363,20.35235],[-100.80315,20.3539],[-100.80261,20.35564],[-100.80207,20.35735],[-100.80145,20.35928],[-100.80085,20.36118],[-100.80025,20.3631],[-100.79967,20.36496],[-100.79908,20.36684],[-100.79864,20.36898],[-100.7982,20.3711],[-100.79776,20.37319],[-100.79722,20.37304]]}}
Línea 115.0 kV | LineString | 115.0 kV | 1 |  |  | CFE |  |  |  |  | OpenStreetMap | {"type":"Feature","properties":{},"geometry":{"type":"LineString","coordinates":[[-100.77129,20.49357],[-100.77212,20.49315],[-100.77322,20.49258],[-100.77562,20.49135],[-100.77849,20.4899],[-100.78093,20.48861],[-100.78511,20.48956],[-100.78999,20.49063],[-100.79484,20.49169],[-100.79769,20.49229],[-100.79959,20.4959],[-100.80095,20.49845],[-100.80194,20.50029],[-100.80328,20.50267],[-100.803,20.50404],[-100.80282,20.50546],[-100.80268,20.50672],[-100.8025,20.50807],[-100.80233,20.50941],[-100.80216,20.51078],[-100.80199,20.5121],[-100.80179,20.51353],[-100.80164,20.5148],[-100.80149,20.51595],[-100.8011,20.51696],[-100.80103,20.5173]]}}
Línea 115.0 kV | LineString | 115.0 kV | 2 |  |  | CFE |  |  |  |  | OpenStreetMap | {"type":"Feature","properties":{},"geometry":{"type":"LineString","coordinates":[[-100.77129,20.49357],[-100.77172,20.49275],[-100.77228,20.49173],[-100.77281,20.49074],[-100.77335,20.48974],[-100.77389,20.48873],[-100.77443,20.48772],[-100.77497,20.4867],[-100.77545,20.48586],[-100.77588,20.48522],[-100.77658,20.4845],[-100.77743,20.48389],[-100.77837,20.48343],[-100.7794,20.48316],[-100.78044,20.48305],[-100.78155,20.48312],[-100.78127,20.48227],[-100.78065,20.48195],[-100.77951,20.48135],[-100.77893,20.48104],[-100.77855,20.48106]]}}
Línea 115.0 kV | LineString | 115.0 kV | 1 |  |  | CFE |  |  |  |  | OpenStreetMap | {"type":"Feature","properties":{},"geometry":{"type":"LineString","coordinates":[[-100.80043,20.51456],[-100.80046,20.5142],[-100.80051,20.51332],[-100.8006,20.5121],[-100.80074,20.51089],[-100.80083,20.50959],[-100.80093,20.5083],[-100.80103,20.50719],[-100.80123,20.50629],[-100.80041,20.50631]]}}
Línea 115.0 kV | LineString | 115.0 kV | 1 |  |  | CFE |  |  |  |  | OpenStreetMap | {"type":"Feature","properties":{},"geometry":{"type":"LineString","coordinates":[[-100.80735,20.47728],[-100.80789,20.47733]]}}
Línea 115.0 kV | LineString | 115.0 kV | 1 |  |  | CFE |  |  |  |  | OpenStreetMap | {"type":"Feature","properties":{},"geometry":{"type":"LineString","coordinates":[[-100.80735,20.47728],[-100.80788,20.47717]]}}
Línea 115.0 kV | LineString | 115.0 kV | 2 |  |  | CFE |  |  |  |  | OpenStreetMap | {"type":"Feature","properties":{},"geometry":{"type":"LineString","coordinates":[[-100.80743,20.47448],[-100.80719,20.47552],[-100.80675,20.47618],[-100.80735,20.47728]]}}
Línea 115.0 kV | LineString | 115.0 kV | 1 |  |  | CFE |  |  |  |  | OpenStreetMap | {"type":"Feature","properties":{},"geometry":{"type":"LineString","coordinates":[[-100.80041,20.50631],[-100.80052,20.50508],[-100.80063,20.50385],[-100.80074,20.50265],[-100.8008,20.50182],[-100.80098,20.50022],[-100.80113,20.49865],[-100.80059,20.49664],[-100.80038,20.49458],[-100.80018,20.49262],[-100.7998,20.49069],[-100.79943,20.48871],[-100.79904,20.48672],[-100.79868,20.48474],[-100.7984,20.48309],[-100.79823,20.48222],[-100.79802,20.48114],[-100.79781,20.48013],[-100.79762,20.4793],[-100.79739,20.4783],[-100.79727,20.47793],[-100.79713,20.47703],[-100.7981,20.4767],[-100.79788,20.47599],[-100.79765,20.47528],[-100.79853,20.47472],[-100.79969,20.47451],[-100.80093,20.4744],[-100.80176,20.47427],[-100.80256,20.47416],[-100.80372,20.4742],[-100.8049,20.47426],[-100.80611,20.47431],[-100.80732,20.47433],[-100.80743,20.47448]]}}
Línea 115.0 kV | LineString | 115.0 kV | 1 |  |  | CFE |  |  |  |  | OpenStreetMap | {"type":"Feature","properties":{},"geometry":{"type":"LineString","coordinates":[[-100.80743,20.47448],[-100.80827,20.47433],[-100.80935,20.47405],[-100.81058,20.47374],[-100.81134,20.47355],[-100.81234,20.47329],[-100.81395,20.47288],[-100.81416,20.47131],[-100.81438,20.46951],[-100.81272,20.46784],[-100.81109,20.4662],[-100.81028,20.46294],[-100.80987,20.46131],[-100.80895,20.45765],[-100.80812,20.45431],[-100.80721,20.45065],[-100.80633,20.44702],[-100.8058,20.44504],[-100.80533,20.44321],[-100.80486,20.44133],[-100.80443,20.43967],[-100.80384,20.4372],[-100.8034,20.43544],[-100.80291,20.43346],[-100.80242,20.43151],[-100.80198,20.42972],[-100.80159,20.42821],[-100.80118,20.4266],[-100.80059,20.4243],[-100.80022,20.42287],[-100.79976,20.42107],[-100.79933,20.41933],[-100.79878,20.41717],[-100.79835,20.41546],[-100.79787,20.41359],[-100.79729,20.41132],[-100.79689,20.40975],[-100.79646,20.40803],[-100.79606,20.40644],[-100.7959,20.40581],[-100.7958,20.40544],[-100.79531,20.40562]]}}
Línea 115.0 kV | LineString | 115.0 kV | 1 |  |  | CFE |  |  |  |  | OpenStreetMap | {"type":"Feature","properties":{},"geometry":{"type":"LineString","coordinates":[[-100.79528,20.40553],[-100.7958,20.40544],[-100.79559,20.4046],[-100.79515,20.40287],[-100.79478,20.40107],[-100.79423,20.39926],[-100.79381,20.39753],[-100.79338,20.39583],[-100.79294,20.39413],[-100.793,20.39263],[-100.79306,20.39083],[-100.79313,20.38899],[-100.79318,20.38725],[-100.79328,20.38522],[-100.79392,20.38349],[-100.7945,20.38195],[-100.79506,20.38041],[-100.79578,20.37848],[-100.79647,20.37669],[-100.79716,20.37483],[-100.79774,20.37328],[-100.79718,20.37314]]}}
Línea 115.0 kV | LineString | 115.0 kV | 4 |  |  | CFE |  |  |  |  | OpenStreetMap | {"type":"Feature","properties":{},"geometry":{"type":"LineString","coordinates":[[-101.16238,20.57697],[-101.16127,20.57689]]}}
Línea 115.0 kV | LineString | 115.0 kV | 1 |  |  | CFE |  |  |  |  | OpenStreetMap | {"type":"Feature","properties":{},"geometry":{"type":"LineString","coordinates":[[-101.16127,20.57689],[-101.16052,20.57679],[-101.15979,20.57669],[-101.15999,20.57582],[-101.16018,20.57494],[-101.15905,20.57473],[-101.15815,20.57436],[-101.15759,20.57463],[-101.15504,20.57245],[-101.15326,20.57091],[-101.15135,20.56928],[-101.14957,20.56775],[-101.14779,20.56624],[-101.14602,20.56472],[-101.14423,20.5632],[-101.14244,20.5617],[-101.14066,20.56018],[-101.14056,20.56009],[-101.13891,20.55868],[-101.13724,20.55726],[-101.13648,20.5566],[-101.13584,20.55605],[-101.13509,20.55542],[-101.1335,20.55409],[-101.13169,20.55252],[-101.12994,20.55102],[-101.12813,20.54948],[-101.12671,20.54826],[-101.1262,20.54653],[-101.1259,20.54557],[-101.12555,20.54441],[-101.1253,20.54356],[-101.125,20.54257],[-101.12275,20.54173],[-101.12055,20.54093],[-101.11833,20.54012],[-101.11605,20.5393],[-101.11382,20.53849],[-101.1115,20.53765],[-101.1097,20.53699],[-101.10744,20.53616],[-101.10522,20.53535],[-101.10511,20.53531],[-101.10302,20.53455],[-101.10074,20.53373],[-101.09952,20.53328],[-101.0982,20.5328],[-101.09554,20.53184],[-101.0933,20.53104],[-101.09106,20.53022],[-101.08924,20.52955],[-101.08702,20.52876],[-101.08479,20.52794],[-101.08281,20.52721],[-101.0808,20.52648],[-101.07881,20.52584],[-101.07681,20.52517],[-101.07454,20.52444],[-101.07226,20.52372],[-101.07047,20.52315],[-101.06844,20.52251],[-101.06642,20.52191],[-101.06442,20.52138],[-101.06237,20.52084],[-101.06032,20.52034],[-101.05829,20.51996],[-101.05642,20.51959],[-101.05407,20.51915],[-101.05171,20.51863],[-101.04935,20.51817],[-101.04701,20.51772],[-101.04468,20.51727],[-101.04233,20.51681],[-101.04001,20.51635],[-101.03766,20.5159],[-101.03532,20.51545],[-101.03299,20.51499],[-101.03064,20.51454],[-101.0283,20.51409],[-101.02361,20.51319],[-101.02126,20.51273],[-101.01908,20.5123],[-101.01677,20.51187],[-101.01452,20.51137],[-101.01342,20.51119],[-101.01197,20.51092],[-101.01087,20.51073],[-101.00723,20.51],[-101.00487,20.50954],[-101.00236,20.50905],[-100.99982,20.50859],[-100.99758,20.50818],[-100.99519,20.50772],[-100.99353,20.50749],[-100.99164,20.50725],[-100.98984,20.50707],[-100.98943,20.50707]]}}
Línea 115.0 kV | LineString | 115.0 kV | 1 |  |  | CFE |  |  |  |  | OpenStreetMap | {"type":"Feature","properties":{},"geometry":{"type":"LineString","coordinates":[[-101.10471,20.53845],[-101.1046,20.53841],[-101.1039,20.53815],[-101.10236,20.53759]]}}
Línea 115.0 kV | LineString | 115.0 kV | 1 |  |  | CFE |  |  |  |  | OpenStreetMap | {"type":"Feature","properties":{},"geometry":{"type":"LineString","coordinates":[[-101.1666,20.56979],[-101.16584,20.56961],[-101.16468,20.56791],[-101.16268,20.56713],[-101.16078,20.56639],[-101.15872,20.56561],[-101.15695,20.56492],[-101.15502,20.56416],[-101.15321,20.56346],[-101.15146,20.56278],[-101.14951,20.56202],[-101.14875,20.56137],[-101.14798,20.56072],[-101.14654,20.55947],[-101.14509,20.55822],[-101.1436,20.55695],[-101.14214,20.5557],[-101.14144,20.55545],[-101.14026,20.55502],[-101.1385,20.55439],[-101.13743,20.554],[-101.13668,20.55373],[-101.13591,20.55345],[-101.13545,20.55329],[-101.1349,20.55309],[-101.13313,20.55246],[-101.13143,20.55185],[-101.12983,20.55129],[-101.12798,20.55075],[-101.12624,20.55025],[-101.12459,20.54978],[-101.12257,20.54921],[-101.12056,20.54864],[-101.11854,20.54806],[-101.11653,20.54749],[-101.11483,20.547],[-101.11272,20.54641],[-101.11063,20.54581],[-101.10942,20.54446],[-101.10826,20.54318],[-101.10706,20.54186],[-101.10561,20.54024],[-101.10471,20.53925],[-101.10451,20.53902],[-101.10459,20.53847],[-101.1046,20.53841],[-101.10466,20.53793],[-101.10475,20.53751],[-101.10488,20.53671],[-101.10511,20.53531],[-101.10512,20.53524]]}}
Línea 115.0 kV | LineString | 115.0 kV | 2 |  |  | CFE |  |  |  |  | OpenStreetMap | {"type":"Feature","properties":{},"geometry":{"type":"LineString","coordinates":[[-100.99014,20.47796],[-100.99344,20.47774],[-100.99702,20.47749],[-100.99928,20.47732],[-101.00163,20.47719],[-101.00279,20.47711],[-101.00278,20.47666]]}}
Línea 115.0 kV | LineString | 115.0 kV | 1 |  |  | CFE |  |  |  |  | OpenStreetMap | {"type":"Feature","properties":{},"geometry":{"type":"LineString","coordinates":[[-100.98929,20.47956],[-100.98929,20.47875],[-100.98945,20.47814],[-100.99014,20.47796]]}}
Línea 115.0 kV | LineString | 115.0 kV | 1 |  |  | CFE |  |  |  |  | OpenStreetMap | {"type":"Feature","properties":{},"geometry":{"type":"LineString","coordinates":[[-100.98929,20.47956],[-100.98916,20.47874],[-100.98924,20.47803],[-100.99014,20.47796]]}}
Línea 115.0 kV | LineString | 115.0 kV | 2 |  |  | CFE |  |  |  |  | OpenStreetMap | {"type":"Feature","properties":{},"geometry":{"type":"LineString","coordinates":[[-100.98943,20.50707],[-100.98977,20.50675],[-100.99046,20.50612],[-100.99098,20.50298],[-100.99153,20.49986],[-100.98797,20.49941],[-100.98805,20.49826],[-100.98811,20.49568],[-100.98818,20.49297],[-100.98839,20.48982],[-100.98861,20.48676],[-100.98882,20.4835],[-100.98906,20.48218],[-100.98917,20.48087],[-100.98929,20.47956]]}}
Línea 115.0 kV | LineString | 115.0 kV | 2 |  |  | CFE |  |  |  |  | OpenStreetMap | {"type":"Feature","properties":{},"geometry":{"type":"LineString","coordinates":[[-100.98943,20.50707],[-100.98947,20.50815],[-100.98946,20.50878],[-100.98976,20.50877],[-100.98984,20.50974],[-100.98938,20.50978],[-100.98945,20.51017]]}}
Línea 115.0 kV | LineString | 115.0 kV | 2 |  |  | CFE |  |  |  |  | OpenStreetMap | {"type":"Feature","properties":{},"geometry":{"type":"LineString","coordinates":[[-100.90065,20.50823],[-100.90227,20.50823],[-100.9045,20.50808],[-100.90826,20.50792],[-100.90957,20.50558],[-100.91209,20.50563],[-100.91475,20.50568],[-100.9183,20.50574],[-100.92197,20.5058],[-100.92585,20.50587],[-100.92969,20.50594],[-100.93345,20.506],[-100.93738,20.50607],[-100.94141,20.50615],[-100.94443,20.5062],[-100.94677,20.50624],[-100.94977,20.5063],[-100.95287,20.50636],[-100.95578,20.50641],[-100.95858,20.50645],[-100.96147,20.50651],[-100.96516,20.50657],[-100.96712,20.50607],[-100.96874,20.506],[-100.9712,20.50559],[-100.97372,20.50518],[-100.9756,20.506],[-100.9774,20.50679],[-100.97982,20.50684],[-100.98217,20.50689],[-100.98558,20.50698],[-100.98759,20.50701],[-100.98943,20.50707]]}}
Línea 115.0 kV | LineString | 115.0 kV | 1 |  |  | CFE |  |  |  |  | OpenStreetMap | {"type":"Feature","properties":{},"geometry":{"type":"LineString","coordinates":[[-100.81984,20.57338],[-100.81921,20.57332],[-100.81932,20.5726],[-100.82006,20.57264],[-100.82093,20.57267],[-100.82182,20.57273],[-100.82177,20.57133],[-100.82172,20.57036],[-100.82166,20.56892],[-100.82307,20.56838],[-100.82401,20.56803],[-100.82578,20.56735],[-100.82766,20.56671],[-100.8304,20.56567],[-100.82985,20.56257],[-100.82938,20.56001],[-100.82902,20.55798],[-100.83009,20.55719],[-100.83119,20.5564],[-100.83202,20.55578]]}}
Línea 115.0 kV | LineString | 115.0 kV | 1 |  |  | CFE |  |  |  |  | OpenStreetMap | {"type":"Feature","properties":{},"geometry":{"type":"LineString","coordinates":[[-100.83342,20.55456],[-100.83409,20.55422],[-100.83508,20.5535],[-100.83584,20.55295],[-100.83678,20.55219],[-100.83764,20.55162],[-100.83869,20.5508],[-100.8397,20.54992],[-100.84043,20.54904],[-100.84099,20.54794],[-100.84141,20.54688],[-100.84181,20.54589],[-100.84206,20.54527],[-100.84237,20.54447],[-100.84289,20.54324],[-100.84337,20.54204],[-100.84383,20.54088],[-100.84421,20.53996],[-100.84459,20.539],[-100.84506,20.53781],[-100.84559,20.5365],[-100.84603,20.53543],[-100.84643,20.53433],[-100.84689,20.53324],[-100.84723,20.53228],[-100.84765,20.53103],[-100.84798,20.52976],[-100.84827,20.52867],[-100.84862,20.52738],[-100.84891,20.52627],[-100.84908,20.52545],[-100.84891,20.52416],[-100.84882,20.52311],[-100.84878,20.52203],[-100.84871,20.52098],[-100.84864,20.51995]]}}
Línea 115.0 kV | LineString | 115.0 kV | 1 |  |  | CFE |  |  |  |  | OpenStreetMap | {"type":"Feature","properties":{},"geometry":{"type":"LineString","coordinates":[[-100.84864,20.51798],[-100.84874,20.51842],[-100.8486,20.51884],[-100.84864,20.51995]]}}
Línea 115.0 kV | LineString | 115.0 kV | 1 |  |  | CFE |  |  |  |  | OpenStreetMap | {"type":"Feature","properties":{},"geometry":{"type":"LineString","coordinates":[[-100.84811,20.50653],[-100.84799,20.5074],[-100.84805,20.50855],[-100.84822,20.51031],[-100.84834,20.5121],[-100.84847,20.51391],[-100.84858,20.51547],[-100.84869,20.51711],[-100.84873,20.51766],[-100.84874,20.51788]]}}
Línea 115.0 kV | LineString | 115.0 kV | 2 |  |  | CFE |  |  |  |  | OpenStreetMap | {"type":"Feature","properties":{},"geometry":{"type":"LineString","coordinates":[[-100.84864,20.51995],[-100.84965,20.51972],[-100.85051,20.51966],[-100.85193,20.51958],[-100.85333,20.51948],[-100.8548,20.5194],[-100.85593,20.51933],[-100.85686,20.51926],[-100.85688,20.52034],[-100.85691,20.52144],[-100.8569,20.52257],[-100.85772,20.52253],[-100.85772,20.52303],[-100.85761,20.52304]]}}
Línea 115.0 kV | LineString | 115.0 kV | 1 |  |  | CFE |  |  |  |  | OpenStreetMap | {"type":"Feature","properties":{},"geometry":{"type":"LineString","coordinates":[[-100.89437,20.5327],[-100.89333,20.53272]]}}
Línea 115.0 kV | LineString | 115.0 kV | 1 |  |  | CFE |  |  |  |  | OpenStreetMap | {"type":"Feature","properties":{},"geometry":{"type":"LineString","coordinates":[[-100.89436,20.53285],[-100.89333,20.53272]]}}
Línea 115.0 kV | LineString | 115.0 kV | 2 |  |  | CFE |  |  |  |  | OpenStreetMap | {"type":"Feature","properties":{},"geometry":{"type":"LineString","coordinates":[[-100.90051,20.50958],[-100.90047,20.50874]]}}
Línea 115.0 kV | LineString | 115.0 kV | 1 |  |  | CFE |  |  |  |  | OpenStreetMap | {"type":"Feature","properties":{},"geometry":{"type":"LineString","coordinates":[[-100.9006,20.51043],[-100.90051,20.50958]]}}
Línea 115.0 kV | LineString | 115.0 kV | 2 |  |  | CFE |  |  |  |  | OpenStreetMap | {"type":"Feature","properties":{},"geometry":{"type":"LineString","coordinates":[[-100.89333,20.53272],[-100.89348,20.53171],[-100.89698,20.53002],[-100.90023,20.52846],[-100.90027,20.52497],[-100.90036,20.52155],[-100.90043,20.51786],[-100.90045,20.51679],[-100.90047,20.51551],[-100.90049,20.51443],[-100.90051,20.5137],[-100.90057,20.51252],[-100.9006,20.51043]]}}
Línea 115.0 kV | LineString | 115.0 kV | 1 |  |  | CFE |  |  |  |  | OpenStreetMap | {"type":"Feature","properties":{},"geometry":{"type":"LineString","coordinates":[[-100.90051,20.50958],[-100.89996,20.51005],[-100.89986,20.51074],[-100.89929,20.51183],[-100.89867,20.51297],[-100.89804,20.5142],[-100.89809,20.51446]]}}
Línea 115.0 kV | LineString | 115.0 kV | 1 |  |  | CFE |  |  |  |  | OpenStreetMap | {"type":"Feature","properties":{},"geometry":{"type":"LineString","coordinates":[[-100.9006,20.51043],[-100.9,20.51092],[-100.89955,20.51172],[-100.89892,20.51278],[-100.89818,20.51428],[-100.89818,20.51446]]}}
Línea 115.0 kV | LineString | 115.0 kV | 1 |  |  | CFE |  |  |  |  | OpenStreetMap | {"type":"Feature","properties":{},"geometry":{"type":"LineString","coordinates":[[-100.90065,20.50823],[-100.90043,20.5081]]}}
Línea 115.0 kV | LineString | 115.0 kV | 1 |  |  | CFE |  |  |  |  | OpenStreetMap | {"type":"Feature","properties":{},"geometry":{"type":"LineString","coordinates":[[-100.90047,20.50874],[-100.90043,20.5081]]}}
Línea 115.0 kV | LineString | 115.0 kV | 1 |  |  | CFE |  |  |  |  | OpenStreetMap | {"type":"Feature","properties":{},"geometry":{"type":"LineString","coordinates":[[-100.90047,20.50874],[-100.90065,20.50823]]}}
Línea 115.0 kV | LineString | 115.0 kV | 1 |  |  | CFE |  |  |  |  | OpenStreetMap | {"type":"Feature","properties":{},"geometry":{"type":"LineString","coordinates":[[-100.85547,20.50451],[-100.85547,20.5046],[-100.85548,20.50469],[-100.85554,20.50577],[-100.85565,20.50752],[-100.85574,20.5092],[-100.85584,20.51088],[-100.85592,20.51253],[-100.85598,20.51356],[-100.85607,20.5152],[-100.85616,20.51681],[-100.85627,20.5187],[-100.85633,20.51979]]}}
Línea 115.0 kV | LineString | 115.0 kV | 1 |  |  | CFE |  |  |  |  | OpenStreetMap | {"type":"Feature","properties":{},"geometry":{"type":"LineString","coordinates":[[-100.85734,20.50462],[-100.85596,20.50464],[-100.85547,20.5046],[-100.85473,20.50455],[-100.85384,20.50456]]}}
Línea 115.0 kV | LineString | 115.0 kV | 2 |  |  | CFE |  |  |  |  | OpenStreetMap | {"type":"Feature","properties":{},"geometry":{"type":"LineString","coordinates":[[-100.90043,20.5081],[-100.8996,20.50537],[-100.89772,20.50535],[-100.89377,20.50528],[-100.89034,20.50524],[-100.88799,20.50518],[-100.88526,20.50514],[-100.88173,20.50508],[-100.87753,20.50499],[-100.87482,20.50494],[-100.87128,20.50489],[-100.86758,20.50482],[-100.86392,20.50474],[-100.8605,20.50466],[-100.85734,20.50462]]}}
Línea 115.0 kV | LineString | 115.0 kV | 1 |  |  | CFE |  |  |  |  | OpenStreetMap | {"type":"Feature","properties":{},"geometry":{"type":"LineString","coordinates":[[-100.85384,20.50456],[-100.85474,20.50442],[-100.85598,20.50445],[-100.85734,20.50462]]}}
Línea 115.0 kV | LineString | 115.0 kV | 1 |  |  | CFE |  |  |  |  | OpenStreetMap | {"type":"Feature","properties":{},"geometry":{"type":"LineString","coordinates":[[-100.84811,20.50653],[-100.84791,20.50603],[-100.8478,20.50461],[-100.8466,20.50462],[-100.84469,20.50458],[-100.84277,20.50455],[-100.84085,20.50449],[-100.83894,20.50449],[-100.83751,20.50444],[-100.83717,20.50423]]}}
Línea 115.0 kV | LineString | 115.0 kV | 2 |  |  | CFE |  |  |  |  | OpenStreetMap | {"type":"Feature","properties":{},"geometry":{"type":"LineString","coordinates":[[-100.85384,20.50456],[-100.85075,20.50449],[-100.84753,20.50442],[-100.84447,20.50439],[-100.84183,20.50433],[-100.83916,20.50427],[-100.83717,20.50423]]}}
Línea 115.0 kV | LineString | 115.0 kV | 1 |  |  | CFE |  |  |  |  | OpenStreetMap | {"type":"Feature","properties":{},"geometry":{"type":"LineString","coordinates":[[-100.81769,20.50167],[-100.81602,20.50118],[-100.81437,20.50126],[-100.81283,20.50133],[-100.81175,20.50136],[-100.81069,20.50291],[-100.80969,20.50444],[-100.8087,20.50597],[-100.80766,20.50751],[-100.80687,20.50878],[-100.80593,20.50995]]}}
Línea 115.0 kV | LineString | 115.0 kV | 3 |  |  | CFE |  |  |  |  | OpenStreetMap | {"type":"Feature","properties":{},"geometry":{"type":"LineString","coordinates":[[-100.83717,20.50423],[-100.83573,20.50421],[-100.83395,20.50418],[-100.83227,20.50413],[-100.83073,20.50411],[-100.8291,20.50406],[-100.82755,20.50403],[-100.82608,20.504],[-100.82451,20.50357],[-100.82274,20.50308],[-100.82139,20.50271],[-100.81961,20.5022],[-100.81931,20.50159],[-100.81769,20.50167]]}}
Línea 115.0 kV | LineString | 115.0 kV | 2 |  |  | CFE |  |  |  |  | OpenStreetMap | {"type":"Feature","properties":{},"geometry":{"type":"LineString","coordinates":[[-100.81769,20.50167],[-100.81658,20.50171],[-100.81589,20.50201],[-100.81487,20.50205],[-100.81374,20.5021],[-100.81276,20.50215],[-100.81113,20.50249],[-100.81076,20.50296],[-100.80997,20.5039],[-100.8094,20.5046],[-100.80886,20.50541],[-100.80831,20.50623],[-100.80777,20.50706],[-100.80728,20.50781],[-100.80672,20.50862],[-100.80593,20.50995]]}}
Línea 115.0 kV | LineString | 115.0 kV | 3 |  |  | CFE |  |  |  |  | OpenStreetMap | {"type":"Feature","properties":{},"geometry":{"type":"LineString","coordinates":[[-100.80593,20.50995],[-100.80538,20.51067],[-100.80438,20.51213],[-100.80396,20.51275],[-100.80342,20.51355],[-100.80245,20.51502],[-100.80186,20.51608],[-100.80126,20.51716],[-100.80121,20.51732]]}}
Línea 115.0 kV | LineString | 115.0 kV | 1 |  |  | CFE |  |  |  |  | OpenStreetMap | {"type":"Feature","properties":{},"geometry":{"type":"LineString","coordinates":[[-100.77646,20.66861],[-100.77632,20.6686],[-100.77446,20.66849],[-100.77249,20.66839],[-100.77047,20.66827],[-100.76841,20.66815],[-100.76637,20.66804],[-100.76432,20.66793],[-100.76238,20.66782],[-100.7604,20.66774],[-100.75853,20.66764],[-100.75808,20.66632],[-100.75782,20.66639]]}}
Línea 115.0 kV | LineString | 115.0 kV | 1 |  |  | CFE |  |  |  |  | OpenStreetMap | {"type":"Feature","properties":{},"geometry":{"type":"LineString","coordinates":[[-100.81297,20.58192],[-100.81329,20.58259],[-100.81352,20.58373],[-100.81264,20.58522],[-100.8117,20.5868],[-100.81089,20.58817],[-100.81043,20.58897],[-100.81,20.58978],[-100.80908,20.59132],[-100.80814,20.59293],[-100.80716,20.5946],[-100.80582,20.59592],[-100.80437,20.59734],[-100.80299,20.59867],[-100.80178,20.59986],[-100.80038,20.60123],[-100.79899,20.60259],[-100.79763,20.60392],[-100.79618,20.60533],[-100.79479,20.60668],[-100.79359,20.60787],[-100.79229,20.60915],[-100.79097,20.61044],[-100.78972,20.61165],[-100.78837,20.61298],[-100.78707,20.61424],[-100.78578,20.61551],[-100.7845,20.61679],[-100.78316,20.61811],[-100.78185,20.61936],[-100.78045,20.62072],[-100.77913,20.62202],[-100.77783,20.62328],[-100.7765,20.62457],[-100.77517,20.62587],[-100.7739,20.62712],[-100.77272,20.62826],[-100.77149,20.62947],[-100.77011,20.6308],[-100.77043,20.63259],[-100.77072,20.63437],[-100.77101,20.63616],[-100.7713,20.63791],[-100.77159,20.63969],[-100.77189,20.64148],[-100.77218,20.64325],[-100.77247,20.64508],[-100.77281,20.64713],[-100.7731,20.64893],[-100.7734,20.65074],[-100.7737,20.65258],[-100.77399,20.65437],[-100.77428,20.65616],[-100.77457,20.65792],[-100.77486,20.65968],[-100.77515,20.66147],[-100.77543,20.66321],[-100.77573,20.665],[-100.77603,20.66687],[-100.77632,20.6686],[-100.77634,20.66875],[-100.77663,20.67053],[-100.77692,20.6723],[-100.77724,20.67406],[-100.7775,20.67582],[-100.77775,20.67749],[-100.77806,20.67922],[-100.77834,20.68095],[-100.77861,20.68263],[-100.77891,20.68442],[-100.77916,20.68603],[-100.77941,20.68764],[-100.77971,20.68945],[-100.77999,20.69122],[-100.78028,20.69306],[-100.78057,20.6949],[-100.78086,20.69672],[-100.78114,20.69853],[-100.78143,20.70031],[-100.78171,20.70208],[-100.78199,20.70385],[-100.78229,20.70574],[-100.78258,20.70759],[-100.78283,20.70941],[-100.78289,20.71028],[-100.7829,20.7111],[-100.78295,20.71304],[-100.78297,20.71486],[-100.78303,20.71678],[-100.78306,20.71857],[-100.7831,20.72043],[-100.78314,20.72222],[-100.78317,20.72398],[-100.78322,20.72588],[-100.7833,20.73015],[-100.78332,20.73145],[-100.78337,20.73268],[-100.78362,20.73263]]}}
Línea 115.0 kV | LineString | 115.0 kV | 1 |  |  | CFE |  |  |  |  | OpenStreetMap | {"type":"Feature","properties":{},"geometry":{"type":"LineString","coordinates":[[-100.81979,20.57408],[-100.81916,20.57402],[-100.81845,20.57547],[-100.81803,20.57635],[-100.81901,20.57709],[-100.82002,20.57784],[-100.82272,20.57987],[-100.82414,20.58093],[-100.82557,20.58197],[-100.82666,20.58279],[-100.82814,20.58391],[-100.82959,20.585],[-100.83109,20.58612],[-100.83199,20.5868],[-100.83366,20.58632],[-100.83527,20.58585],[-100.83699,20.58535],[-100.83866,20.58485],[-100.84034,20.58435],[-100.84186,20.58391],[-100.8432,20.58352],[-100.84477,20.58307],[-100.84643,20.58256],[-100.84792,20.58212],[-100.84963,20.5816],[-100.85124,20.58114],[-100.85288,20.58066],[-100.85459,20.58015],[-100.85634,20.58087],[-100.85747,20.58134],[-100.85911,20.58201],[-100.86069,20.58267],[-100.86237,20.58337],[-100.86395,20.58402],[-100.8654,20.5846],[-100.86697,20.58526],[-100.86864,20.58595],[-100.87011,20.5859],[-100.87196,20.58575],[-100.8736,20.58563],[-100.8744,20.58618],[-100.87697,20.58794],[-100.87943,20.5896],[-100.88135,20.5902],[-100.88375,20.59094],[-100.88565,20.59154],[-100.8884,20.59239],[-100.89116,20.59324],[-100.89344,20.59392],[-100.89503,20.59442],[-100.8966,20.5949],[-100.89807,20.59536],[-100.89947,20.59578],[-100.90075,20.59659],[-100.90227,20.59755],[-100.90329,20.59818],[-100.90489,20.59917],[-100.90635,20.60009],[-100.9079,20.60104],[-100.90938,20.60199],[-100.91097,20.60298],[-100.91241,20.60387],[-100.9133,20.60445],[-100.91494,20.60385],[-100.91641,20.60333],[-100.91731,20.60301],[-100.91815,20.60272],[-100.91977,20.60358],[-100.9213,20.60439],[-100.92284,20.60522],[-100.92419,20.60594],[-100.92584,20.60683],[-100.92742,20.60765],[-100.9289,20.60845],[-100.9306,20.60937],[-100.93214,20.61022],[-100.9343,20.61139],[-100.93672,20.61271],[-100.93855,20.61371],[-100.94015,20.61451],[-100.94182,20.61534],[-100.94336,20.61612],[-100.94467,20.61679],[-100.94604,20.61795],[-100.94704,20.61878],[-100.94729,20.61845]]}}
Línea 115.0 kV | LineString | 115.0 kV | 1 |  |  | CFE |  |  |  |  | OpenStreetMap | {"type":"Feature","properties":{},"geometry":{"type":"LineString","coordinates":[[-100.8198,20.57387],[-100.8192,20.57381],[-100.81893,20.5738],[-100.8186,20.57413],[-100.8183,20.5748],[-100.81729,20.57672],[-100.81552,20.57733]]}}
Línea 115.0 kV | LineString | 115.0 kV | 1 |  |  | CFE |  |  |  |  | OpenStreetMap | {"type":"Feature","properties":{},"geometry":{"type":"LineString","coordinates":[[-100.8198,20.57397],[-100.8191,20.57392],[-100.81868,20.57472],[-100.81809,20.57584],[-100.81737,20.57712],[-100.81697,20.57692],[-100.81608,20.57721],[-100.81552,20.57733]]}}
Línea 115.0 kV | LineString | 115.0 kV | 2 |  |  | CFE |  |  |  |  | OpenStreetMap | {"type":"Feature","properties":{},"geometry":{"type":"LineString","coordinates":[[-100.81552,20.57733],[-100.81466,20.57968],[-100.81297,20.58192]]}}
Línea 115.0 kV | LineString | 115.0 kV | 1 |  |  | CFE |  |  |  |  | OpenStreetMap | {"type":"Feature","properties":{},"geometry":{"type":"LineString","coordinates":[[-100.80749,20.57219],[-100.80606,20.57178],[-100.80455,20.57135],[-100.80283,20.57086],[-100.80112,20.57037],[-100.79941,20.56988],[-100.7977,20.5694],[-100.79612,20.56895],[-100.7943,20.56843],[-100.79243,20.5679],[-100.79047,20.56733],[-100.78825,20.56671],[-100.78627,20.56613],[-100.78568,20.56405],[-100.7852,20.56239],[-100.78471,20.56068],[-100.78419,20.55884],[-100.78373,20.55723],[-100.78318,20.55534],[-100.78286,20.55418],[-100.78205,20.55136],[-100.78154,20.54955],[-100.78103,20.54777],[-100.78049,20.54587],[-100.77995,20.54398],[-100.77946,20.54229],[-100.77898,20.54063],[-100.77848,20.53884],[-100.77799,20.5371],[-100.77745,20.53525],[-100.77727,20.53464],[-100.77685,20.53311],[-100.77634,20.53128],[-100.77585,20.5296],[-100.7752,20.52732],[-100.7747,20.52555],[-100.77421,20.52381],[-100.77375,20.52223],[-100.77329,20.52065],[-100.77287,20.51912],[-100.77243,20.5176],[-100.77193,20.51601],[-100.7729,20.5142],[-100.77379,20.51332],[-100.77428,20.51169],[-100.77608,20.51206],[-100.77819,20.51252],[-100.78011,20.51293],[-100.78226,20.5134],[-100.78367,20.51369],[-100.78508,20.514],[-100.78669,20.51434],[-100.78804,20.51464],[-100.78943,20.51493],[-100.79088,20.51524],[-100.79245,20.51557],[-100.79396,20.5159],[-100.79486,20.51608],[-100.79679,20.5165],[-100.79847,20.51686],[-100.79972,20.51711],[-100.80021,20.51717],[-100.80047,20.51715],[-100.80052,20.51727]]}}
Línea 115.0 kV | LineString | 115.0 kV | 1 |  |  | CFE |  |  |  |  | OpenStreetMap | {"type":"Feature","properties":{},"geometry":{"type":"LineString","coordinates":[[-100.75625,20.53815],[-100.75625,20.53809],[-100.75626,20.53802],[-100.75629,20.53718],[-100.75633,20.53666],[-100.75538,20.53673],[-100.75437,20.5368],[-100.75337,20.53686],[-100.75346,20.53742]]}}
Línea 115.0 kV | LineString | 115.0 kV | 1 |  |  | CFE |  |  |  |  | OpenStreetMap | {"type":"Feature","properties":{},"geometry":{"type":"LineString","coordinates":[[-100.81981,20.57378],[-100.81918,20.57372],[-100.81892,20.57377],[-100.81809,20.57368]]}}
Línea 115.0 kV | LineString | 115.0 kV | 1 |  |  | CFE |  |  |  |  | OpenStreetMap | {"type":"Feature","properties":{},"geometry":{"type":"LineString","coordinates":[[-100.81982,20.57367],[-100.81917,20.57363],[-100.81809,20.57368]]}}
Línea 115.0 kV | LineString | 115.0 kV | 2 |  |  | CFE |  |  |  |  | OpenStreetMap | {"type":"Feature","properties":{},"geometry":{"type":"LineString","coordinates":[[-100.81809,20.57368],[-100.81722,20.57363],[-100.81565,20.5735]]}}
Línea 115.0 kV | LineString | 115.0 kV | 1 |  |  | CFE |  |  |  |  | OpenStreetMap | {"type":"Feature","properties":{},"geometry":{"type":"LineString","coordinates":[[-100.81565,20.5735],[-100.81532,20.5739],[-100.81406,20.57383]]}}
Línea 115.0 kV | LineString | 115.0 kV | 1 |  |  | CFE |  |  |  |  | OpenStreetMap | {"type":"Feature","properties":{},"geometry":{"type":"LineString","coordinates":[[-100.81565,20.5735],[-100.81541,20.57394],[-100.81406,20.57383]]}}
Línea 115.0 kV | LineString | 115.0 kV | 2 |  |  | CFE |  |  |  |  | OpenStreetMap | {"type":"Feature","properties":{},"geometry":{"type":"LineString","coordinates":[[-100.81406,20.57383],[-100.8131,20.57377],[-100.81215,20.57371],[-100.81126,20.57365],[-100.81033,20.57359]]}}
Línea 115.0 kV | LineString | 115.0 kV | 1 |  |  | CFE |  |  |  |  | OpenStreetMap | {"type":"Feature","properties":{},"geometry":{"type":"LineString","coordinates":[[-100.81033,20.57359],[-100.8096,20.57279],[-100.80749,20.57219]]}}
Línea 115.0 kV | LineString | 115.0 kV | 1 |  |  | CFE |  |  |  |  | OpenStreetMap | {"type":"Feature","properties":{},"geometry":{"type":"LineString","coordinates":[[-100.81033,20.57359],[-100.80961,20.57294],[-100.80803,20.57249],[-100.80625,20.57199],[-100.80463,20.57152],[-100.80295,20.57104],[-100.80154,20.57064],[-100.80008,20.57023],[-100.79834,20.56974],[-100.79678,20.56929],[-100.79523,20.56885],[-100.79362,20.56839],[-100.79205,20.56794],[-100.79006,20.56737],[-100.78832,20.56688],[-100.7867,20.5664],[-100.78515,20.56597],[-100.78362,20.56552],[-100.78215,20.5651],[-100.78008,20.56451],[-100.77861,20.56408],[-100.77687,20.56358],[-100.77546,20.56318],[-100.7738,20.5627],[-100.77215,20.56223],[-100.77038,20.56172],[-100.76925,20.5614],[-100.76752,20.56091],[-100.7654,20.5603],[-100.7635,20.55976],[-100.76295,20.55815],[-100.76233,20.55636],[-100.76178,20.55473],[-100.76127,20.55316],[-100.7605,20.55094],[-100.76019,20.55004],[-100.76006,20.54964],[-100.75953,20.54811],[-100.75901,20.54655],[-100.75898,20.54491],[-100.75897,20.54316],[-100.75893,20.53971],[-100.75892,20.53854],[-100.75757,20.53831],[-100.75625,20.53809],[-100.75614,20.53807],[-100.7559,20.53806]]}}
Línea 115.0 kV | LineString | 115.0 kV | 1 |  |  | CFE |  |  |  |  | OpenStreetMap | {"type":"Feature","properties":{},"geometry":{"type":"LineString","coordinates":[[-100.81297,20.58192],[-100.81069,20.58138],[-100.80836,20.58083],[-100.8078,20.57785],[-100.80723,20.57468]]}}
Línea 115.0 kV | LineString | 115.0 kV | 2 |  |  | CFE |  |  |  |  | OpenStreetMap | {"type":"Feature","properties":{},"geometry":{"type":"LineString","coordinates":[[-100.80749,20.57219],[-100.80762,20.56936],[-100.80778,20.5658],[-100.80793,20.5625],[-100.80809,20.55921],[-100.8068,20.55665],[-100.80687,20.55603]]}}
Línea 115.0 kV | LineString | 115.0 kV | 1 |  |  | CFE |  |  |  |  | OpenStreetMap | {"type":"Feature","properties":{},"geometry":{"type":"LineString","coordinates":[[-100.40722,20.55372],[-100.40623,20.55478],[-100.40529,20.55576],[-100.40461,20.55648],[-100.40382,20.55733],[-100.40313,20.55803],[-100.40218,20.55902],[-100.40231,20.55996],[-100.40259,20.56194],[-100.40278,20.56324],[-100.40295,20.56441],[-100.40312,20.56561],[-100.40329,20.56708],[-100.40337,20.5689],[-100.40263,20.56965],[-100.40229,20.56987]]}}
Línea 115.0 kV | LineString | 115.0 kV | 1 |  |  | CFE |  |  |  |  | OpenStreetMap | {"type":"Feature","properties":{},"geometry":{"type":"LineString","coordinates":[[-100.42585,20.53437],[-100.42522,20.53485],[-100.42431,20.53576],[-100.42333,20.53683],[-100.42232,20.53789],[-100.42146,20.5388],[-100.42054,20.53977],[-100.41957,20.54076],[-100.41861,20.54178],[-100.41764,20.54279],[-100.41668,20.54379],[-100.41571,20.5448],[-100.41473,20.54585],[-100.41377,20.54686],[-100.41288,20.54781],[-100.41194,20.54879],[-100.41097,20.5498],[-100.41003,20.55079],[-100.40906,20.55181],[-100.4084,20.55249],[-100.40776,20.55316],[-100.40722,20.55372]]}}
Línea 115.0 kV | LineString | 115.0 kV | 1 |  |  | CFE |  |  |  |  | OpenStreetMap | {"type":"Feature","properties":{},"geometry":{"type":"LineString","coordinates":[[-100.36318,20.55587],[-100.36337,20.55602]]}}
Línea 115.0 kV | LineString | 115.0 kV | 1 |  |  | CFE |  |  |  |  | OpenStreetMap | {"type":"Feature","properties":{},"geometry":{"type":"LineString","coordinates":[[-100.36332,20.55577],[-100.36337,20.55602]]}}
Línea 115.0 kV | LineString | 115.0 kV | 1 |  |  | CFE |  |  |  |  | OpenStreetMap | {"type":"Feature","properties":{},"geometry":{"type":"LineString","coordinates":[[-100.48689,20.52412],[-100.48764,20.52404],[-100.489,20.52387],[-100.49136,20.52358],[-100.49373,20.52327],[-100.49612,20.52295],[-100.4985,20.52266],[-100.50089,20.52237],[-100.50326,20.52206],[-100.50565,20.52176],[-100.50803,20.52146],[-100.51045,20.52116],[-100.51287,20.52086],[-100.51528,20.52054],[-100.5177,20.52022],[-100.52009,20.51992],[-100.52247,20.51962],[-100.52484,20.51932],[-100.52724,20.51904],[-100.52967,20.51878],[-100.532,20.51845],[-100.53435,20.51814],[-100.53674,20.51783],[-100.53929,20.5175],[-100.54175,20.51723],[-100.54408,20.51691],[-100.5465,20.51662],[-100.54885,20.51632],[-100.55125,20.51602],[-100.55363,20.51576],[-100.55601,20.51547],[-100.55838,20.51515],[-100.56086,20.51484],[-100.56258,20.51471],[-100.56472,20.51462],[-100.56657,20.51457],[-100.56773,20.5145],[-100.56888,20.51447],[-100.56887,20.51476]]}}
Línea 115.0 kV | LineString | 115.0 kV | 1 |  |  | CFE |  |  |  |  | OpenStreetMap | {"type":"Feature","properties":{},"geometry":{"type":"LineString","coordinates":[[-100.67345,20.5108],[-100.67358,20.51094],[-100.67409,20.51151],[-100.67513,20.51267],[-100.67629,20.51394],[-100.6775,20.51529],[-100.67872,20.51666],[-100.67978,20.51785],[-100.68092,20.51911],[-100.68206,20.52039],[-100.68313,20.52158],[-100.6843,20.52288],[-100.68547,20.52419],[-100.68659,20.52544],[-100.68778,20.52675],[-100.68881,20.52792],[-100.68995,20.52775],[-100.69089,20.52752],[-100.69098,20.5276],[-100.69091,20.52767]]}}
Línea 115.0 kV | LineString | 115.0 kV | 1 |  |  | CFE |  |  |  |  | OpenStreetMap | {"type":"Feature","properties":{},"geometry":{"type":"LineString","coordinates":[[-100.66872,20.5018],[-100.66932,20.50181],[-100.66934,20.50199]]}}
Línea 115.0 kV | LineString | 115.0 kV | 1 |  |  | CFE |  |  |  |  | OpenStreetMap | {"type":"Feature","properties":{},"geometry":{"type":"LineString","coordinates":[[-100.66872,20.5018],[-100.6694,20.50181],[-100.66942,20.50199]]}}
Línea 115.0 kV | LineString | 115.0 kV | 1 |  |  | CFE |  |  |  |  | OpenStreetMap | {"type":"Feature","properties":{},"geometry":{"type":"LineString","coordinates":[[-100.56896,20.51477],[-100.56899,20.51446],[-100.57006,20.51443],[-100.57116,20.5144],[-100.57356,20.51431],[-100.57597,20.51424],[-100.57837,20.51415],[-100.58077,20.51407],[-100.5832,20.51398],[-100.5856,20.5139],[-100.58799,20.5138],[-100.59041,20.51373],[-100.59281,20.51363],[-100.59524,20.51355],[-100.59764,20.51347],[-100.60002,20.51338],[-100.60132,20.51333],[-100.60259,20.51328],[-100.60486,20.51322],[-100.60726,20.51313],[-100.60968,20.51305],[-100.61209,20.51297],[-100.6145,20.5129],[-100.6169,20.51281],[-100.61929,20.51274],[-100.62168,20.51264],[-100.62417,20.51257],[-100.62655,20.51249],[-100.62893,20.51241],[-100.63133,20.51234],[-100.63375,20.51226],[-100.63615,20.51218],[-100.63846,20.5121],[-100.64094,20.51202],[-100.64335,20.51195],[-100.64574,20.51186],[-100.64814,20.51177],[-100.65052,20.5117],[-100.65293,20.51162],[-100.65534,20.51154],[-100.65772,20.51146],[-100.66015,20.51139],[-100.66252,20.51131],[-100.66494,20.51122],[-100.66731,20.51113],[-100.66967,20.51106],[-100.67211,20.51098],[-100.67338,20.51095],[-100.67358,20.51094],[-100.67379,20.51093],[-100.67455,20.5109],[-100.6769,20.51082],[-100.679,20.51074],[-100.68142,20.51067],[-100.68382,20.5106],[-100.68622,20.5105],[-100.68859,20.51041],[-100.69102,20.51035],[-100.69343,20.51027],[-100.69606,20.51018],[-100.69824,20.5101],[-100.70062,20.51],[-100.70304,20.50991],[-100.70781,20.50973],[-100.71022,20.50965],[-100.71261,20.50957],[-100.71501,20.50946],[-100.71743,20.50939],[-100.71906,20.50933],[-100.72148,20.50924],[-100.72384,20.50916],[-100.72621,20.50906],[-100.72842,20.50897],[-100.72928,20.50894],[-100.73095,20.50887],[-100.73338,20.50878],[-100.7358,20.5087],[-100.73817,20.50861],[-100.7406,20.50852],[-100.74166,20.50848],[-100.74287,20.50843],[-100.74411,20.50838],[-100.74553,20.50834],[-100.74777,20.50826],[-100.75019,20.50817],[-100.75246,20.50809],[-100.75496,20.50799],[-100.75734,20.50791],[-100.75974,20.50783],[-100.76214,20.50773],[-100.76454,20.50764],[-100.76586,20.50759],[-100.76692,20.50756],[-100.76931,20.50747],[-100.77172,20.50737],[-100.77412,20.50728],[-100.77652,20.50719],[-100.77823,20.50713],[-100.78021,20.50706],[-100.78111,20.50704],[-100.78299,20.50695],[-100.78399,20.50691],[-100.78494,20.50689],[-100.78541,20.50688],[-100.78798,20.50678],[-100.79037,20.50669],[-100.79263,20.50661],[-100.79517,20.5065],[-100.79756,20.50642],[-100.79942,20.50633],[-100.80041,20.50631]]}}
Línea 115.0 kV | LineString | 115.0 kV | 1 |  |  | CFE |  |  |  |  | OpenStreetMap | {"type":"Feature","properties":{},"geometry":{"type":"LineString","coordinates":[[-100.69087,20.52748],[-100.69133,20.52744]]}}
Línea 115.0 kV | LineString | 115.0 kV | 1 |  |  | CFE |  |  |  |  | OpenStreetMap | {"type":"Feature","properties":{},"geometry":{"type":"LineString","coordinates":[[-100.69087,20.52748],[-100.69103,20.52764],[-100.69096,20.52773]]}}
Línea 115.0 kV | LineString | 115.0 kV | 2 |  |  | CFE |  |  |  |  | OpenStreetMap | {"type":"Feature","properties":{},"geometry":{"type":"LineString","coordinates":[[-100.69087,20.52748],[-100.68992,20.52771],[-100.68908,20.52678],[-100.68829,20.52589],[-100.68749,20.525],[-100.6867,20.52412],[-100.68587,20.5232],[-100.68507,20.52231],[-100.68431,20.52147],[-100.68351,20.52057],[-100.68289,20.51988],[-100.68208,20.51898],[-100.68119,20.51799],[-100.68029,20.51699],[-100.67939,20.51599],[-100.6785,20.51499],[-100.67759,20.51398],[-100.67669,20.51298],[-100.67578,20.51198],[-100.6749,20.51099],[-100.67472,20.51078],[-100.67386,20.50984],[-100.67217,20.50797],[-100.67133,20.50701],[-100.6705,20.50609],[-100.66964,20.50515],[-100.6688,20.50421],[-100.66796,20.50327],[-100.66711,20.50233],[-100.66735,20.50181],[-100.66872,20.5018]]}}
Línea 115.0 kV | LineString | 115.0 kV | 1 |  |  | CFE |  |  |  |  | OpenStreetMap | {"type":"Feature","properties":{},"geometry":{"type":"LineString","coordinates":[[-100.80723,20.57468],[-100.80727,20.5743],[-100.80771,20.57341],[-100.80748,20.57247],[-100.80749,20.57219]]}}
Línea 115.0 kV | LineString | 115.0 kV | 2 |  |  | CFE |  |  |  |  | OpenStreetMap | {"type":"Feature","properties":{},"geometry":{"type":"LineString","coordinates":[[-100.73033,20.54746],[-100.73036,20.5495],[-100.73311,20.55114],[-100.73624,20.553],[-100.7392,20.55477],[-100.74258,20.55678],[-100.74585,20.55873],[-100.74913,20.56067],[-100.75237,20.5626],[-100.75554,20.56447],[-100.75816,20.56593],[-100.76178,20.56793],[-100.76532,20.56986],[-100.76675,20.57069],[-100.76803,20.57119],[-100.76879,20.57137],[-100.76942,20.57212],[-100.77327,20.57238],[-100.77724,20.57265],[-100.78072,20.57289],[-100.78375,20.57309],[-100.78598,20.57324],[-100.79005,20.57352],[-100.79432,20.57381],[-100.7988,20.57411],[-100.80306,20.5744],[-100.80723,20.57468]]}}
Línea 115.0 kV | LineString | 115.0 kV | 2 |  |  | CFE |  |  |  |  | OpenStreetMap | {"type":"Feature","properties":{},"geometry":{"type":"LineString","coordinates":[[-100.73033,20.54746],[-100.72994,20.54747]]}}
Línea 115.0 kV | LineString | 115.0 kV | 1 |  |  | CFE |  |  |  |  | OpenStreetMap | {"type":"Feature","properties":{},"geometry":{"type":"LineString","coordinates":[[-100.69133,20.52744],[-100.69105,20.52783]]}}
Línea 115.0 kV | LineString | 115.0 kV | 2 |  |  | CFE |  |  |  |  | OpenStreetMap | {"type":"Feature","properties":{},"geometry":{"type":"LineString","coordinates":[[-100.70797,20.52927],[-100.70391,20.52883],[-100.69976,20.52836],[-100.69557,20.5279],[-100.69133,20.52744]]}}
Línea 115.0 kV | LineString | 115.0 kV | 1 |  |  | CFE |  |  |  |  | OpenStreetMap | {"type":"Feature","properties":{},"geometry":{"type":"LineString","coordinates":[[-100.7102,20.52797],[-100.70895,20.52871],[-100.70797,20.52927]]}}
Línea 115.0 kV | LineString | 115.0 kV | 1 |  |  | CFE |  |  |  |  | OpenStreetMap | {"type":"Feature","properties":{},"geometry":{"type":"LineString","coordinates":[[-100.7102,20.52797],[-100.70886,20.52867],[-100.70797,20.52927]]}}
Línea 115.0 kV | LineString | 115.0 kV | 2 |  |  | CFE |  |  |  |  | OpenStreetMap | {"type":"Feature","properties":{},"geometry":{"type":"LineString","coordinates":[[-100.71782,20.52058],[-100.7183,20.5205],[-100.72103,20.52009],[-100.72228,20.52268],[-100.72328,20.52617],[-100.72432,20.52981],[-100.72516,20.5328],[-100.72561,20.53437],[-100.72588,20.53529],[-100.72632,20.53685],[-100.72713,20.53967],[-100.73036,20.54148],[-100.73034,20.54534],[-100.73033,20.54746]]}}
Línea 115.0 kV | LineString | 115.0 kV | 2 |  |  | CFE |  |  |  |  | OpenStreetMap | {"type":"Feature","properties":{},"geometry":{"type":"LineString","coordinates":[[-100.71786,20.52075],[-100.71832,20.52067],[-100.71974,20.52044],[-100.72016,20.52205],[-100.71691,20.52399],[-100.71358,20.52596],[-100.7102,20.52797]]}}
Línea 115.0 kV | LineString | 115.0 kV | 1 |  |  | CFE |  |  |  |  | OpenStreetMap | {"type":"Feature","properties":{},"geometry":{"type":"LineString","coordinates":[[-100.42585,20.53437],[-100.42643,20.53358],[-100.42737,20.5326],[-100.42829,20.53166],[-100.42878,20.53118],[-100.43015,20.53102],[-100.43157,20.53085],[-100.43299,20.53069],[-100.43447,20.53049],[-100.43588,20.53035],[-100.43731,20.53017],[-100.43964,20.52988],[-100.44075,20.52976],[-100.44187,20.52962],[-100.44335,20.52945],[-100.44479,20.52928],[-100.4472,20.52899],[-100.44879,20.5288],[-100.44999,20.52866],[-100.45032,20.52974],[-100.45065,20.53081],[-100.45106,20.53217],[-100.45145,20.53341],[-100.4518,20.53461],[-100.45216,20.53571],[-100.45354,20.53569],[-100.45364,20.53549]]}}
Línea 115.0 kV | LineString | 115.0 kV | 1 |  |  | CFE |  |  |  |  | OpenStreetMap | {"type":"Feature","properties":{},"geometry":{"type":"LineString","coordinates":[[-100.48689,20.52412],[-100.48621,20.52423],[-100.48422,20.52447],[-100.48186,20.52477],[-100.47948,20.52507],[-100.47708,20.52536],[-100.4747,20.52568],[-100.47233,20.52598],[-100.46994,20.52627],[-100.46809,20.52652],[-100.46303,20.5271],[-100.46065,20.52738],[-100.45845,20.52765],[-100.45589,20.52796],[-100.45352,20.52824],[-100.45113,20.52851],[-100.45014,20.52863],[-100.45076,20.53068],[-100.45121,20.53215],[-100.45175,20.53387],[-100.45224,20.53556],[-100.45354,20.53569],[-100.45353,20.53546]]}}
Línea 115.0 kV | LineString | 115.0 kV | 2 |  |  | CFE |  |  |  |  | OpenStreetMap | {"type":"Feature","properties":{},"geometry":{"type":"LineString","coordinates":[[-99.77706,19.62197],[-99.77628,19.62052],[-99.77651,19.61892],[-99.77601,19.61688],[-99.77517,19.61344],[-99.77445,19.61045],[-99.77372,19.6074],[-99.77293,19.60411],[-99.77209,19.60057],[-99.77065,19.59745],[-99.76926,19.59441],[-99.76767,19.59091],[-99.76628,19.58785],[-99.76457,19.58417],[-99.76007,19.58278],[-99.75658,19.5817],[-99.754,19.58092],[-99.75222,19.58029],[-99.75026,19.5796],[-99.75046,19.57896]]}}
Línea 115.0 kV | LineString | 115.0 kV | 1 |  |  | CFE |  |  |  |  | OpenStreetMap | {"type":"Feature","properties":{},"geometry":{"type":"LineString","coordinates":[[-99.77706,19.62197],[-99.77743,19.62294]]}}
Línea 115.0 kV | LineString | 115.0 kV | 1 |  |  | CFE |  |  |  |  | OpenStreetMap | {"type":"Feature","properties":{},"geometry":{"type":"LineString","coordinates":[[-99.77743,19.62294],[-99.77785,19.62164]]}}
Línea 115.0 kV | LineString | 115.0 kV | 2 |  |  | CFE |  |  |  |  | OpenStreetMap | {"type":"Feature","properties":{},"geometry":{"type":"LineString","coordinates":[[-99.77889,19.62109],[-99.7786,19.62118],[-99.77837,19.62019],[-99.77856,19.61973],[-99.77958,19.61926],[-99.78068,19.61874],[-99.78204,19.61831],[-99.78487,19.6157],[-99.7873,19.61352]]}}
Línea 115.0 kV | LineString | 115.0 kV | 1 |  |  | CFE |  |  |  |  | OpenStreetMap | {"type":"Feature","properties":{},"geometry":{"type":"LineString","coordinates":[[-99.78624,19.66032],[-99.78628,19.66021],[-99.78641,19.65989],[-99.78778,19.6587],[-99.78919,19.65751],[-99.79075,19.6562],[-99.79095,19.65601]]}}
Línea 115.0 kV | LineString | 115.0 kV | 1 |  |  | CFE |  |  |  |  | OpenStreetMap | {"type":"Feature","properties":{},"geometry":{"type":"LineString","coordinates":[[-99.77946,19.62454],[-99.77874,19.62477]]}}
Línea 115.0 kV | LineString | 115.0 kV | 2 |  |  | CFE |  |  |  |  | OpenStreetMap | {"type":"Feature","properties":{},"geometry":{"type":"LineString","coordinates":[[-99.7788,19.62168],[-99.77902,19.62263],[-99.77925,19.62362],[-99.77946,19.62454]]}}
Línea 115.0 kV | LineString | 115.0 kV | 1 |  |  | CFE |  |  |  |  | OpenStreetMap | {"type":"Feature","properties":{},"geometry":{"type":"LineString","coordinates":[[-99.77946,19.62454],[-99.77986,19.62454]]}}
Línea 115.0 kV | LineString | 115.0 kV | 1 |  |  | CFE |  |  |  |  | OpenStreetMap | {"type":"Feature","properties":{},"geometry":{"type":"LineString","coordinates":[[-99.77901,19.62168],[-99.7788,19.62168]]}}
Línea 115.0 kV | LineString | 115.0 kV | 1 |  |  | CFE |  |  |  |  | OpenStreetMap | {"type":"Feature","properties":{},"geometry":{"type":"LineString","coordinates":[[-99.77898,19.62151],[-99.7788,19.62168]]}}
Línea 115.0 kV | LineString | 115.0 kV | 1 |  |  | CFE |  |  |  |  | OpenStreetMap | {"type":"Feature","properties":{},"geometry":{"type":"LineString","coordinates":[[-99.77785,19.62164],[-99.77706,19.62197]]}}
Línea 115.0 kV | LineString | 115.0 kV | 2 |  |  | CFE |  |  |  |  | OpenStreetMap | {"type":"Feature","properties":{},"geometry":{"type":"LineString","coordinates":[[-99.77896,19.6214],[-99.77867,19.62144],[-99.77785,19.62164]]}}
Línea 115.0 kV | LineString | 115.0 kV | 1 |  |  | CFE |  |  |  |  | OpenStreetMap | {"type":"Feature","properties":{},"geometry":{"type":"LineString","coordinates":[[-96.15498,19.08524],[-96.15271,19.08395],[-96.14938,19.08362],[-96.14663,19.08334],[-96.14615,19.0829],[-96.14558,19.08283],[-96.14555,19.08297],[-96.14568,19.08303]]}}
Línea 115.0 kV | LineString | 115.0 kV | 1 |  |  | CFE |  |  |  |  | OpenStreetMap | {"type":"Feature","properties":{},"geometry":{"type":"LineString","coordinates":[[-96.15393,19.08406],[-96.15431,19.08412],[-96.15431,19.08492],[-96.1544,19.08522],[-96.15351,19.08527],[-96.15263,19.08532]]}}
Línea 115.0 kV | LineString | 115.0 kV | 1 |  |  | CFE |  |  |  |  | OpenStreetMap | {"type":"Feature","properties":{},"geometry":{"type":"LineString","coordinates":[[-96.14825,19.08537],[-96.14746,19.08544]]}}
Línea 115.0 kV | LineString | 115.0 kV | 1 |  |  | CFE |  |  |  |  | OpenStreetMap | {"type":"Feature","properties":{},"geometry":{"type":"LineString","coordinates":[[-96.14825,19.08537],[-96.14747,19.08519]]}}
Línea 115.0 kV | LineString | 115.0 kV | 1 |  |  | CFE |  |  |  |  | OpenStreetMap | {"type":"Feature","properties":{},"geometry":{"type":"LineString","coordinates":[[-96.1475,19.08486],[-96.14811,19.08492],[-96.14811,19.08416]]}}
Línea 115.0 kV | LineString | 115.0 kV | 1 |  |  | CFE |  |  |  |  | OpenStreetMap | {"type":"Feature","properties":{},"geometry":{"type":"LineString","coordinates":[[-96.14749,19.08499],[-96.14825,19.08506],[-96.14811,19.08416]]}}
Línea 115.0 kV | LineString | 115.0 kV | 2 |  |  | CFE |  |  |  |  | OpenStreetMap | {"type":"Feature","properties":{},"geometry":{"type":"LineString","coordinates":[[-96.14811,19.08416],[-96.14685,19.08395]]}}
Línea 115.0 kV | LineString | 115.0 kV |  |  |  | CFE |  |  |  |  | OpenStreetMap | {"type":"Feature","properties":{},"geometry":{"type":"LineString","coordinates":[[-96.32984,18.4562],[-96.32942,18.45569]]}}
Línea 115.0 kV | LineString | 115.0 kV |  |  |  | CFE |  |  |  |  | OpenStreetMap | {"type":"Feature","properties":{},"geometry":{"type":"LineString","coordinates":[[-96.32992,18.45614],[-96.32942,18.45569]]}}
Línea 115.0 kV | LineString | 115.0 kV |  |  |  | CFE |  |  |  |  | OpenStreetMap | {"type":"Feature","properties":{},"geometry":{"type":"LineString","coordinates":[[-96.36462,18.48336],[-96.36417,18.48246],[-96.36236,18.48247],[-96.36131,18.48245],[-96.36016,18.48243],[-96.35905,18.48241],[-96.35819,18.48138],[-96.35741,18.48047],[-96.35686,18.47983],[-96.35603,18.47884],[-96.355,18.47766],[-96.35417,18.47668],[-96.34049,18.46066],[-96.33947,18.45945],[-96.33823,18.45801],[-96.33746,18.45713],[-96.33627,18.45573],[-96.33547,18.45468],[-96.3346,18.45377],[-96.33377,18.45273],[-96.3331,18.45202],[-96.33238,18.45118],[-96.33171,18.4504],[-96.33085,18.4493],[-96.33263,18.43557],[-96.33281,18.43422],[-96.33301,18.43274],[-96.3332,18.43108]]}}
Línea 115.0 kV | LineString | 115.0 kV |  |  |  | CFE |  |  |  |  | OpenStreetMap | {"type":"Feature","properties":{},"geometry":{"type":"LineString","coordinates":[[-96.26154,18.35455],[-96.2611,18.35487],[-96.26059,18.35467]]}}
Línea 115.0 kV | LineString | 115.0 kV | 1 |  |  | Comisión Federal de Electricidad |  |  |  |  | OpenStreetMap | {"type":"Feature","properties":{},"geometry":{"type":"LineString","coordinates":[[-95.7705,18.37098],[-95.77151,18.37151],[-95.77374,18.37291],[-95.77622,18.37489],[-95.77901,18.37707],[-95.78203,18.37949],[-95.78506,18.38189],[-95.78768,18.38397],[-95.79054,18.38624],[-95.79337,18.38846],[-95.79608,18.38877],[-95.79845,18.38777],[-95.80224,18.38615],[-95.80536,18.3848],[-95.80899,18.38326],[-95.81285,18.3816],[-95.81662,18.37997],[-95.82014,18.37847],[-95.82376,18.37693],[-95.82755,18.37531],[-95.83126,18.37371],[-95.83496,18.37213],[-95.83868,18.37055],[-95.84256,18.36887],[-95.84616,18.36731],[-95.84975,18.36579],[-95.85364,18.36409],[-95.85752,18.36243],[-95.86105,18.36092],[-95.86528,18.35911],[-95.86837,18.35778],[-95.87228,18.3561],[-95.8765,18.35427],[-95.8803,18.35267],[-95.88393,18.35109],[-95.88769,18.34948],[-95.89134,18.34792],[-95.89533,18.34621],[-95.89894,18.34466],[-95.90256,18.3431],[-95.90631,18.34151],[-95.91016,18.33984],[-95.91395,18.33821],[-95.91759,18.33666],[-95.9215,18.33495],[-95.92535,18.33507],[-95.92951,18.33514],[-95.93387,18.33526],[-95.93829,18.33538],[-95.94248,18.3355],[-95.94627,18.33559],[-95.94893,18.33565],[-95.95292,18.33575],[-95.95707,18.33585],[-95.96123,18.33595],[-95.96521,18.33606],[-95.96899,18.33617],[-95.97298,18.33625],[-95.97705,18.33636],[-95.9815,18.33647],[-95.98481,18.33655],[-95.98831,18.33663],[-95.99296,18.33675],[-95.99742,18.33688],[-96.00169,18.33696],[-96.00568,18.33705],[-96.00936,18.33715],[-96.01354,18.33725],[-96.01735,18.33733],[-96.0215,18.33745],[-96.02567,18.33754],[-96.02982,18.33765],[-96.0338,18.33775],[-96.03785,18.33784],[-96.0419,18.33794],[-96.04624,18.33804],[-96.05062,18.33816],[-96.05428,18.33824],[-96.05942,18.33837],[-96.06398,18.33848],[-96.06718,18.33855],[-96.07099,18.33865],[-96.07513,18.33875],[-96.07937,18.33887],[-96.08357,18.33896],[-96.088,18.33905],[-96.09227,18.33915],[-96.09623,18.33924],[-96.10049,18.33935],[-96.10469,18.33946],[-96.10887,18.33955],[-96.11223,18.33964],[-96.11583,18.33971],[-96.11942,18.3398],[-96.12283,18.33986],[-96.12659,18.33998],[-96.1305,18.3403],[-96.13467,18.34064],[-96.13855,18.34097],[-96.14218,18.34127],[-96.14579,18.34158],[-96.14909,18.34187],[-96.15316,18.34222],[-96.15711,18.34253],[-96.16068,18.34284],[-96.16467,18.34317],[-96.16862,18.34351],[-96.17256,18.34384],[-96.17634,18.34416],[-96.1801,18.34448],[-96.18404,18.34483],[-96.18744,18.3451],[-96.1913,18.34542],[-96.19552,18.34577],[-96.19928,18.34609],[-96.2036,18.34646],[-96.20737,18.34678],[-96.21141,18.34711],[-96.21566,18.34747],[-96.2195,18.34779],[-96.22386,18.34816],[-96.22799,18.34851],[-96.23219,18.34886],[-96.23617,18.34918],[-96.24042,18.34953],[-96.24466,18.3499],[-96.2487,18.35023],[-96.25283,18.35058],[-96.25661,18.35089],[-96.25849,18.35268],[-96.25989,18.35369],[-96.2604,18.35396],[-96.26084,18.35455],[-96.26119,18.35423]]}}
Línea 115.0 kV | LineString | 115.0 kV | 1 |  |  | CFE |  |  |  |  | OpenStreetMap | {"type":"Feature","properties":{},"geometry":{"type":"LineString","coordinates":[[-96.17156,19.16257],[-96.1709,19.16315],[-96.17015,19.1638],[-96.17014,19.16435],[-96.17019,19.16507],[-96.16986,19.16509]]}}
Línea 115.0 kV | LineString | 115.0 kV | 1 |  |  | CFE |  |  |  |  | OpenStreetMap | {"type":"Feature","properties":{},"geometry":{"type":"LineString","coordinates":[[-96.17156,19.16257],[-96.17086,19.16304],[-96.17003,19.16376],[-96.17003,19.16436],[-96.17005,19.16499],[-96.16985,19.16501]]}}
Línea 115.0 kV | LineString | 115.0 kV | 2 |  |  | CFE |  |  |  |  | OpenStreetMap | {"type":"Feature","properties":{},"geometry":{"type":"LineString","coordinates":[[-96.17156,19.16257],[-96.1723,19.16195],[-96.17278,19.16212],[-96.17329,19.1619],[-96.17422,19.16183],[-96.17486,19.16121]]}}
Línea 115.0 kV | LineString | 115.0 kV | 2 |  |  | CFE |  |  |  |  | OpenStreetMap | {"type":"Feature","properties":{},"geometry":{"type":"LineString","coordinates":[[-96.11165,19.11285],[-96.11173,19.114],[-96.11181,19.11508],[-96.11189,19.11615],[-96.11091,19.11621],[-96.11005,19.11627],[-96.11017,19.11746],[-96.10995,19.11765]]}}
Línea 115.0 kV | LineString | 115.0 kV | 1 |  |  | CFE |  |  |  |  | OpenStreetMap | {"type":"Feature","properties":{},"geometry":{"type":"LineString","coordinates":[[-96.11364,19.11209],[-96.11313,19.11216],[-96.11161,19.11227],[-96.11165,19.11285]]}}
Línea 115.0 kV | LineString | 115.0 kV | 1 |  |  | CFE |  |  |  |  | OpenStreetMap | {"type":"Feature","properties":{},"geometry":{"type":"LineString","coordinates":[[-96.11165,19.11285],[-96.11252,19.11252],[-96.11364,19.11209]]}}
Línea 115.0 kV | LineString | 115.0 kV | 2 |  |  | CFE |  |  |  |  | OpenStreetMap | {"type":"Feature","properties":{},"geometry":{"type":"LineString","coordinates":[[-96.137,19.08265],[-96.1361,19.08615],[-96.13374,19.08671],[-96.12933,19.0878],[-96.12499,19.08888],[-96.12239,19.0912],[-96.11987,19.09341],[-96.12013,19.0969],[-96.12041,19.101],[-96.12066,19.10459],[-96.11989,19.10783],[-96.11903,19.11157],[-96.11628,19.11185],[-96.11519,19.11188],[-96.11364,19.11209]]}}
Línea 115.0 kV | LineString | 115.0 kV | 2 |  |  | CFE |  |  |  |  | OpenStreetMap | {"type":"Feature","properties":{},"geometry":{"type":"LineString","coordinates":[[-96.13769,19.08265],[-96.14173,19.08297],[-96.14528,19.08326],[-96.14563,19.08326]]}}
Línea 115.0 kV | LineString | 115.0 kV | 1 |  |  | CFE |  |  |  |  | OpenStreetMap | {"type":"Feature","properties":{},"geometry":{"type":"LineString","coordinates":[[-96.137,19.08265],[-96.13769,19.08265]]}}
Línea 115.0 kV | LineString | 115.0 kV | 1 |  |  | CFE |  |  |  |  | OpenStreetMap | {"type":"Feature","properties":{},"geometry":{"type":"LineString","coordinates":[[-96.13333,19.08231],[-96.13769,19.08265]]}}
Línea 115.0 kV | LineString | 115.0 kV | 1 |  |  | CFE |  |  |  |  | OpenStreetMap | {"type":"Feature","properties":{},"geometry":{"type":"LineString","coordinates":[[-96.13333,19.08231],[-96.137,19.08265]]}}
Línea 115.0 kV | LineString | 115.0 kV | 2 |  |  | CFE |  |  |  |  | OpenStreetMap | {"type":"Feature","properties":{},"geometry":{"type":"LineString","coordinates":[[-96.3114,19.1992],[-96.30932,19.20056]]}}
Línea 115.0 kV | LineString | 115.0 kV | 2 |  |  | CFE |  |  |  |  | OpenStreetMap | {"type":"Feature","properties":{},"geometry":{"type":"LineString","coordinates":[[-96.63744,19.40421],[-96.63933,19.40293],[-96.64122,19.40165],[-96.6432,19.40031],[-96.64647,19.39808],[-96.6496,19.39594],[-96.65079,19.39478],[-96.65358,19.3921],[-96.65651,19.38924],[-96.65948,19.38638],[-96.66242,19.38351],[-96.66446,19.38152],[-96.66708,19.37897],[-96.66919,19.37695],[-96.67215,19.37407],[-96.675,19.3713],[-96.67756,19.36867],[-96.67891,19.3673],[-96.68027,19.3659],[-96.68387,19.36529],[-96.68762,19.36464],[-96.69112,19.36406],[-96.69528,19.35926],[-96.69731,19.35693],[-96.6994,19.35449],[-96.7,19.35055],[-96.70587,19.34541],[-96.70607,19.34525]]}}
Línea 115.0 kV | LineString | 115.0 kV |  |  |  | CFE |  |  |  |  | OpenStreetMap | {"type":"Feature","properties":{},"geometry":{"type":"LineString","coordinates":[[-96.86791,19.50505],[-96.86829,19.50506],[-96.86844,19.5052]]}}
Línea 115.0 kV | LineString | 115.0 kV | 2 |  |  | CFE |  |  |  |  | OpenStreetMap | {"type":"Feature","properties":{},"geometry":{"type":"LineString","coordinates":[[-96.87246,19.50868],[-96.8728,19.50938]]}}
Línea 115.0 kV | LineString | 115.0 kV |  |  |  | CFE |  |  |  |  | OpenStreetMap | {"type":"Feature","properties":{},"geometry":{"type":"LineString","coordinates":[[-96.86844,19.5052],[-96.86791,19.50517]]}}
Línea 115.0 kV | LineString | 115.0 kV |  |  |  | CFE |  |  |  |  | OpenStreetMap | {"type":"Feature","properties":{},"geometry":{"type":"LineString","coordinates":[[-96.4834,19.33882],[-96.48494,19.33653],[-96.48636,19.33445],[-96.48706,19.33385],[-96.4904,19.33104]]}}
Línea 115.0 kV | LineString | 115.0 kV | 1 |  |  | CFE |  |  |  |  | OpenStreetMap | {"type":"Feature","properties":{},"geometry":{"type":"LineString","coordinates":[[-102.18415,18.04675],[-102.18382,18.04621]]}}
Línea 115.0 kV | LineString | 115.0 kV | 2 |  |  | CFE |  |  |  |  | OpenStreetMap | {"type":"Feature","properties":{},"geometry":{"type":"LineString","coordinates":[[-102.18113,17.97572],[-102.18098,17.97275],[-102.18084,17.96968],[-102.18072,17.96667],[-102.18134,17.96563]]}}
Línea 115.0 kV | LineString | 115.0 kV | 1 |  |  | CFE |  |  |  |  | OpenStreetMap | {"type":"Feature","properties":{},"geometry":{"type":"LineString","coordinates":[[-101.62485,17.72518],[-101.62502,17.72563],[-101.62575,17.72717],[-101.62653,17.72889],[-101.62737,17.73071],[-101.62811,17.73237],[-101.62886,17.73399],[-101.6292,17.73482],[-101.62998,17.73649],[-101.63075,17.73808],[-101.63159,17.73995],[-101.63236,17.74172],[-101.63303,17.74323],[-101.63446,17.74288],[-101.63558,17.7426],[-101.63694,17.74301],[-101.63869,17.74357],[-101.641,17.74445],[-101.64299,17.74515],[-101.65005,17.74765],[-101.65043,17.74778],[-101.65282,17.74859],[-101.6581,17.75039],[-101.66836,17.75388],[-101.67314,17.75555],[-101.67781,17.76259],[-101.67964,17.76549],[-101.68237,17.76964],[-101.68365,17.77153],[-101.68877,17.7794],[-101.69166,17.7838],[-101.69321,17.78621],[-101.69571,17.78997],[-101.69676,17.79157],[-101.6979,17.79329],[-101.69891,17.79483],[-101.70105,17.79808],[-101.7021,17.79968],[-101.70342,17.80167],[-101.70447,17.80328],[-101.70694,17.80703],[-101.70866,17.80963],[-101.71116,17.81342],[-101.71402,17.81777],[-101.71634,17.82129],[-101.71728,17.8227],[-101.72011,17.82699],[-101.72058,17.82769],[-101.7262,17.83621],[-101.72742,17.83806],[-101.72806,17.83903],[-101.7315,17.84425],[-101.73267,17.84601],[-101.73325,17.84691],[-101.73426,17.84838],[-101.73595,17.85001],[-101.73793,17.85192],[-101.74026,17.85415],[-101.74334,17.85708],[-101.7461,17.85971],[-101.74887,17.86236],[-101.75036,17.86378],[-101.75183,17.86516],[-101.75361,17.86688],[-101.75497,17.86817],[-101.75627,17.86943],[-101.75785,17.87093],[-101.75909,17.87212],[-101.76071,17.87365],[-101.76157,17.87448],[-101.76499,17.87773],[-101.76847,17.88105],[-101.77111,17.88358],[-101.77168,17.88411],[-101.77317,17.88555],[-101.77426,17.88658],[-101.77672,17.88894],[-101.78552,17.89732],[-101.78711,17.89888],[-101.79036,17.90199],[-101.79248,17.90399],[-101.79354,17.905],[-101.79703,17.90827],[-101.79762,17.90884],[-101.79907,17.91023],[-101.80185,17.91289],[-101.80473,17.91566],[-101.80638,17.91721],[-101.81467,17.92524],[-101.81627,17.92669],[-101.82051,17.9288],[-101.82601,17.93145],[-101.82911,17.93297],[-101.82901,17.93318]]}}
Línea 115.0 kV | LineString | 115.0 kV | 1 |  |  | CFE |  |  |  |  | OpenStreetMap | {"type":"Feature","properties":{},"geometry":{"type":"LineString","coordinates":[[-101.62485,17.72518],[-101.62466,17.72475],[-101.62426,17.72389],[-101.62336,17.72193],[-101.62197,17.7189],[-101.62137,17.71759],[-101.62083,17.71641],[-101.62014,17.71489],[-101.61948,17.71342],[-101.61862,17.71156],[-101.61781,17.7098],[-101.617,17.70805],[-101.61624,17.70633],[-101.61548,17.70467],[-101.61453,17.70261],[-101.61369,17.70076],[-101.61291,17.69904],[-101.6123,17.69772],[-101.61162,17.69626],[-101.61072,17.69432],[-101.60882,17.69027],[-101.60783,17.68796],[-101.60728,17.6868],[-101.60666,17.68553],[-101.60645,17.68467]]}}
Línea 115.0 kV | LineString | 115.0 kV | 1 |  |  | CFE |  |  |  |  | OpenStreetMap | {"type":"Feature","properties":{},"geometry":{"type":"LineString","coordinates":[[-101.60911,17.7306],[-101.60923,17.73031]]}}
Línea 115.0 kV | LineString | 115.0 kV | 1 |  |  | CFE |  |  |  |  | OpenStreetMap | {"type":"Feature","properties":{},"geometry":{"type":"LineString","coordinates":[[-101.60927,17.73068],[-101.60923,17.73031]]}}
Línea 115.0 kV | LineString | 115.0 kV | 2 |  |  | CFE |  |  |  |  | OpenStreetMap | {"type":"Feature","properties":{},"geometry":{"type":"LineString","coordinates":[[-101.60954,17.73081],[-101.60973,17.7305],[-101.61071,17.72889],[-101.61298,17.72831],[-101.6151,17.72775],[-101.61744,17.7272],[-101.61977,17.72658],[-101.62223,17.72589],[-101.62485,17.72518]]}}
Línea 115.0 kV | LineString | 115.0 kV | 1 |  |  | CFE |  |  |  |  | OpenStreetMap | {"type":"Feature","properties":{},"geometry":{"type":"LineString","coordinates":[[-102.3164,18.04427],[-102.31883,18.04513],[-102.32268,18.04645],[-102.32642,18.04775],[-102.32945,18.04878],[-102.33219,18.04975],[-102.33492,18.0507],[-102.33719,18.0515],[-102.34067,18.0527],[-102.34342,18.05387],[-102.34417,18.05395]]}}
Línea 115.0 kV | LineString | 115.0 kV | 1 |  |  | CFE |  |  |  |  | OpenStreetMap | {"type":"Feature","properties":{},"geometry":{"type":"LineString","coordinates":[[-102.31349,18.04286],[-102.31655,18.04394],[-102.31905,18.0448],[-102.3228,18.04612],[-102.32661,18.04742],[-102.32912,18.04832],[-102.3321,18.04934],[-102.33524,18.05043],[-102.33737,18.05119],[-102.34064,18.0523],[-102.34379,18.05362],[-102.3441,18.05375]]}}
Línea 115.0 kV | LineString | 115.0 kV | 1 |  |  | CFE |  |  |  |  | OpenStreetMap | {"type":"Feature","properties":{},"geometry":{"type":"LineString","coordinates":[[-102.30641,18.36121],[-102.3067,18.36082],[-102.3072,18.35881],[-102.30624,18.35355],[-102.30511,18.34748],[-102.30431,18.34313],[-102.30198,18.33954],[-102.29859,18.33454],[-102.29553,18.32998],[-102.29191,18.32748],[-102.28833,18.32498],[-102.28539,18.32292],[-102.28117,18.31995],[-102.27786,18.31763],[-102.27552,18.31595],[-102.27308,18.31425],[-102.27099,18.31276],[-102.27083,18.30831],[-102.27062,18.30208],[-102.27032,18.29263],[-102.27015,18.28923],[-102.26994,18.28245],[-102.26972,18.27649],[-102.26956,18.27224],[-102.26942,18.26733],[-102.26771,18.2635],[-102.26563,18.25901],[-102.26442,18.25613],[-102.26241,18.2516],[-102.26065,18.24758],[-102.25897,18.24461],[-102.25687,18.24095],[-102.25464,18.23701],[-102.25226,18.23281],[-102.25032,18.2294],[-102.25231,18.22226],[-102.25343,18.21811],[-102.25493,18.21267],[-102.25574,18.20971],[-102.25697,18.20521],[-102.25818,18.20076],[-102.25936,18.19649],[-102.25783,18.19313],[-102.25483,18.18657],[-102.26,18.18],[-102.26606,18.17208],[-102.26718,18.16788],[-102.26937,18.15996],[-102.27033,18.15647],[-102.27099,18.15405],[-102.27197,18.1504],[-102.27311,18.14616],[-102.27409,18.14275],[-102.27505,18.13902],[-102.27738,18.13488],[-102.27884,18.13217],[-102.28054,18.12904],[-102.28196,18.12641],[-102.28402,18.1227],[-102.28571,18.11957],[-102.28875,18.11398],[-102.29009,18.11152],[-102.29176,18.10847],[-102.29356,18.10518],[-102.29697,18.09893],[-102.29964,18.094],[-102.30049,18.09191],[-102.30231,18.0874],[-102.30404,18.08301],[-102.30623,18.07745],[-102.30987,18.06825],[-102.31059,18.06652],[-102.31361,18.05886],[-102.31542,18.05434],[-102.31622,18.04917],[-102.31663,18.04653],[-102.31609,18.04291],[-102.31611,18.04183],[-102.31608,18.04042],[-102.31671,18.0398],[-102.31803,18.03852],[-102.31942,18.03722],[-102.31966,18.03716]]}}
Línea 115.0 kV | LineString | 115.0 kV | 2 |  |  | CFE |  |  |  |  | OpenStreetMap | {"type":"Feature","properties":{},"geometry":{"type":"LineString","coordinates":[[-102.31349,18.04286],[-102.31554,18.03955],[-102.31905,18.0373],[-102.31956,18.03705]]}}
Línea 115.0 kV | LineString | 115.0 kV | 2 |  |  | Comisión Federal de Electricidad |  |  |  |  | OpenStreetMap | {"type":"Feature","properties":{},"geometry":{"type":"LineString","coordinates":[[-102.20243,18.02277],[-102.20213,18.02399],[-102.20184,18.0252],[-102.20261,18.02532]]}}
Línea 115.0 kV | LineString | 115.0 kV | 1 |  |  | Comisión Federal de Electricidad |  |  |  |  | OpenStreetMap | {"type":"Feature","properties":{},"geometry":{"type":"LineString","coordinates":[[-102.18367,18.04631],[-102.18338,18.046],[-102.18367,18.04542],[-102.18723,18.03963],[-102.18841,18.03772],[-102.19079,18.03389],[-102.19319,18.03001],[-102.19397,18.02878],[-102.19551,18.02771],[-102.19651,18.02693],[-102.19786,18.02606],[-102.19881,18.02541],[-102.19969,18.02479],[-102.20082,18.02397],[-102.20171,18.02329],[-102.20243,18.02277]]}}
Línea 115.0 kV | LineString | 115.0 kV | 1 |  |  | Comisión Federal de Electricidad |  |  |  |  | OpenStreetMap | {"type":"Feature","properties":{},"geometry":{"type":"LineString","coordinates":[[-102.20261,18.02532],[-102.20292,18.02542],[-102.2036,18.02563],[-102.20357,18.02583]]}}
Línea 115.0 kV | LineString | 115.0 kV | 1 |  |  | Comisión Federal de Electricidad |  |  |  |  | OpenStreetMap | {"type":"Feature","properties":{},"geometry":{"type":"LineString","coordinates":[[-102.20261,18.02532],[-102.20286,18.02547],[-102.20335,18.02562],[-102.20332,18.0258]]}}
Línea 115.0 kV | LineString | 115.0 kV | 1 |  |  | Comisión Federal de Electricidad |  |  |  |  | OpenStreetMap | {"type":"Feature","properties":{},"geometry":{"type":"LineString","coordinates":[[-102.20243,18.02277],[-102.20283,18.02113],[-102.2031,18.01999],[-102.2034,18.01894],[-102.20412,18.01818],[-102.20472,18.01753],[-102.20557,18.01666],[-102.20629,18.01575],[-102.20667,18.01537],[-102.20745,18.01448],[-102.20811,18.01355],[-102.20872,18.0127],[-102.2094,18.01175],[-102.21014,18.01118],[-102.21111,18.01088],[-102.21218,18.00977],[-102.21358,18.0083],[-102.21314,18.00628],[-102.21268,18.00417],[-102.21228,18.00237],[-102.21182,18.0003],[-102.21135,17.99816],[-102.20867,17.98609],[-102.20827,17.98423],[-102.20781,17.98212],[-102.20739,17.9802],[-102.20698,17.97833],[-102.20606,17.9741],[-102.20565,17.97201],[-102.2062,17.97144],[-102.20719,17.9705],[-102.20917,17.96862],[-102.20918,17.96803]]}}
Línea 115.0 kV | LineString | 115.0 kV | 2 |  |  | CFE |  |  |  |  | OpenStreetMap | {"type":"Feature","properties":{},"geometry":{"type":"LineString","coordinates":[[-102.18113,17.97572],[-102.18168,17.97594],[-102.18423,17.9769],[-102.1868,17.97786],[-102.18859,17.97855],[-102.19104,17.97685],[-102.19344,17.97521],[-102.19548,17.9737],[-102.19905,17.97341],[-102.20208,17.97319],[-102.20514,17.97299],[-102.20638,17.97165],[-102.2093,17.96864],[-102.20933,17.96803]]}}
Línea 115.0 kV | LineString | 115.0 kV | 2 |  |  | Comisión Federal de Electricidad |  |  |  |  | OpenStreetMap | {"type":"Feature","properties":{},"geometry":{"type":"LineString","coordinates":[[-102.12289,17.98701],[-102.12365,17.98735],[-102.12567,17.98982],[-102.12558,17.99254],[-102.1256,17.99575],[-102.12557,17.99746],[-102.1255,18.00001],[-102.12552,18.00205],[-102.12549,18.00462],[-102.12543,18.00824],[-102.12539,18.01377],[-102.12536,18.01682]]}}
Línea 115.0 kV | LineString | 115.0 kV | 1 |  |  | CFE |  |  |  |  | OpenStreetMap | {"type":"Feature","properties":{},"geometry":{"type":"LineString","coordinates":[[-102.12536,18.01682],[-102.12515,18.01758],[-102.12312,18.01646],[-102.11924,18.01458],[-102.11669,18.01335],[-102.11312,18.01165],[-102.11079,18.01055],[-102.10655,18.00851],[-102.09595,18.0079],[-102.08715,18.00738],[-102.07477,18.00666],[-102.07248,18.00652],[-102.06939,18.00634],[-102.06284,18.00597],[-102.05156,18.00531],[-102.04963,18.0052],[-102.04764,18.00508],[-102.04645,18.00502],[-102.03735,18.00449],[-102.03635,18.00443],[-102.03483,18.00435],[-102.03293,18.00426],[-102.02833,18.00399],[-102.01909,18.00344],[-102.01341,18.00315],[-102.01204,18.00307],[-102.01067,18.00298],[-102.00911,18.00288],[-102.00663,18.00273],[-102.00494,18.00264],[-102.00291,18.00252],[-102.00123,18.00243],[-101.98798,18.00169],[-101.97856,18.00115],[-101.97576,18.00097],[-101.97097,18.0007],[-101.96705,18.00048],[-101.96325,17.99862],[-101.95522,17.99468],[-101.94731,17.99079],[-101.94192,17.98814],[-101.9364,17.98542],[-101.92737,17.98099],[-101.92535,17.97999],[-101.92378,17.97922],[-101.92208,17.97839],[-101.92032,17.97753],[-101.91792,17.97633],[-101.90984,17.9724],[-101.90784,17.97142],[-101.90638,17.97068],[-101.90468,17.96985],[-101.90303,17.96905],[-101.89949,17.96732],[-101.89833,17.96676],[-101.89482,17.96508],[-101.88756,17.96153],[-101.85544,17.9458],[-101.85357,17.94487],[-101.85169,17.94404],[-101.8437,17.94011],[-101.84067,17.93861],[-101.83711,17.93688],[-101.83475,17.93572],[-101.83292,17.93483],[-101.82911,17.93297],[-101.82908,17.93321]]}}
Línea 115.0 kV | LineString | 115.0 kV | 1 |  |  | CFE |  |  |  |  | OpenStreetMap | {"type":"Feature","properties":{},"geometry":{"type":"LineString","coordinates":[[-102.18357,18.04637],[-102.18338,18.046],[-102.18355,18.04544],[-102.17756,18.04256],[-102.17441,18.04104],[-102.17241,18.04008],[-102.16919,18.03854],[-102.16588,18.03696],[-102.16208,18.03513],[-102.15775,18.03305],[-102.15205,18.03033],[-102.14814,18.02844],[-102.1439,18.02641],[-102.1409,18.02497],[-102.1356,18.02243],[-102.13147,18.02046],[-102.12902,18.01928],[-102.12567,18.01755],[-102.12536,18.01682]]}}
Línea 115.0 kV | LineString | 115.0 kV | 1 |  |  | CFE |  |  |  |  | OpenStreetMap | {"type":"Feature","properties":{},"geometry":{"type":"LineString","coordinates":[[-102.18389,18.04617],[-102.18366,18.04584],[-102.18407,18.04501],[-102.18798,18.04353],[-102.19325,18.0416],[-102.19952,18.03985],[-102.20339,18.03876],[-102.20482,18.03836],[-102.2082,18.0374],[-102.21053,18.03676],[-102.21562,18.03533],[-102.22264,18.03336],[-102.22805,18.03184],[-102.23151,18.03086],[-102.23732,18.02923],[-102.23958,18.02858],[-102.24279,18.02918],[-102.24894,18.03033],[-102.25204,18.03092],[-102.25565,18.03154],[-102.25965,18.03229],[-102.26343,18.03297],[-102.26586,18.03343],[-102.26814,18.03384],[-102.27191,18.03453],[-102.27439,18.03499],[-102.2804,18.0361],[-102.28321,18.0366],[-102.28752,18.0374],[-102.29345,18.03849],[-102.2943,18.03864],[-102.2967,18.03908],[-102.29726,18.03918],[-102.30534,18.04067],[-102.30919,18.04136],[-102.31278,18.04261],[-102.31349,18.04286]]}}
Línea 115.0 kV | LineString | 115.0 kV | 1 |  |  | CFE |  |  |  |  | OpenStreetMap | {"type":"Feature","properties":{},"geometry":{"type":"LineString","coordinates":[[-102.18398,18.04611],[-102.18393,18.04564],[-102.18475,18.04491],[-102.18798,18.04353],[-102.19308,18.04204],[-102.19946,18.04025],[-102.20338,18.03914],[-102.20842,18.03773],[-102.21044,18.03716],[-102.21574,18.03567],[-102.22278,18.0337],[-102.22835,18.03214],[-102.23166,18.03122],[-102.2376,18.02954],[-102.23961,18.02897],[-102.24265,18.02956],[-102.24688,18.03031],[-102.25102,18.03108],[-102.25551,18.03189],[-102.25805,18.03233],[-102.26234,18.03314],[-102.26598,18.03383],[-102.26969,18.03449],[-102.27303,18.0351],[-102.27646,18.03574],[-102.28012,18.03642],[-102.28284,18.03691],[-102.2875,18.03775],[-102.28988,18.03819],[-102.2933,18.03883],[-102.2965,18.0394],[-102.29753,18.03958],[-102.30199,18.04044],[-102.30538,18.04103],[-102.30907,18.04173],[-102.31352,18.04326],[-102.3164,18.04427]]}}
Línea 115.0 kV | LineString | 115.0 kV | 2 |  |  | Comisión Federal de Electricidad |  |  |  |  | OpenStreetMap | {"type":"Feature","properties":{},"geometry":{"type":"LineString","coordinates":[[-102.12302,17.98666],[-102.12385,17.98684],[-102.13147,17.98585],[-102.13509,17.9854],[-102.13937,17.98484],[-102.14404,17.98422],[-102.14771,17.98377],[-102.15065,17.98339],[-102.15295,17.98066],[-102.1567,17.97624],[-102.15953,17.97289],[-102.15975,17.97263]]}}
Línea 115.0 kV | LineString | 115.0 kV | 2 |  |  | CFE |  |  |  |  | OpenStreetMap | {"type":"Feature","properties":{},"geometry":{"type":"LineString","coordinates":[[-96.23669,19.15195],[-96.23774,19.15248],[-96.23917,19.15178]]}}
Línea 115.0 kV | LineString | 115.0 kV | 1 |  |  | CFE |  |  |  |  | OpenStreetMap | {"type":"Feature","properties":{},"geometry":{"type":"LineString","coordinates":[[-100.13169,18.86797],[-100.1316,18.86788],[-100.13146,18.86774],[-100.13088,18.86717],[-100.1308,18.86711],[-100.12991,18.86625],[-100.12894,18.86533],[-100.12711,18.86469],[-100.12139,18.86268],[-100.11866,18.86173],[-100.11708,18.86116],[-100.11603,18.86079],[-100.1143,18.86017],[-100.10963,18.85852],[-100.10899,18.8583],[-100.10783,18.85789],[-100.10692,18.85757],[-100.10534,18.85759],[-100.10285,18.85764],[-100.10102,18.85768],[-100.09931,18.85771],[-100.09789,18.85773],[-100.09541,18.85778],[-100.09248,18.85785],[-100.09169,18.85786],[-100.08973,18.85787],[-100.08741,18.85794],[-100.08452,18.85801],[-100.08362,18.858],[-100.08048,18.85808],[-100.07774,18.85847],[-100.07577,18.85875],[-100.07371,18.85904],[-100.06842,18.85984],[-100.0661,18.86016],[-100.06433,18.86043],[-100.06311,18.86058],[-100.06136,18.86083],[-100.05557,18.86151],[-100.05296,18.86182],[-100.04981,18.86218],[-100.04247,18.863],[-100.03709,18.86366],[-100.03131,18.86431],[-100.02856,18.86569],[-100.02639,18.86679],[-100.02463,18.86789],[-100.02288,18.86894],[-100.0182,18.87067],[-100.01716,18.87078],[-100.0142,18.8711],[-100.01391,18.87087],[-100.01296,18.87014],[-100.01127,18.86884],[-100.00667,18.86195],[-100.00597,18.85837],[-100.00533,18.85626],[-100.00449,18.85436],[-100.00381,18.85276]]}}
Línea 115.0 kV | LineString | 115.0 kV | 1 |  |  | CFE |  |  |  |  | OpenStreetMap | {"type":"Feature","properties":{},"geometry":{"type":"LineString","coordinates":[[-100.23259,19.0385],[-100.23258,19.03855],[-100.23255,19.03867]]}}
Línea 115.0 kV | LineString | 115.0 kV | 1 |  |  | CFE |  |  |  |  | OpenStreetMap | {"type":"Feature","properties":{},"geometry":{"type":"LineString","coordinates":[[-100.23335,19.03873],[-100.23301,19.03854],[-100.23258,19.03855],[-100.23238,19.03855]]}}
Línea 115.0 kV | LineString | 115.0 kV | 2 |  |  | CFE |  |  |  |  | OpenStreetMap | {"type":"Feature","properties":{},"geometry":{"type":"LineString","coordinates":[[-100.23841,19.04373],[-100.2382,19.04328],[-100.23559,19.04139],[-100.23337,19.03983],[-100.23335,19.03873]]}}
Línea 115.0 kV | LineString | 115.0 kV | 2 |  |  | CFE |  |  |  |  | OpenStreetMap | {"type":"Feature","properties":{},"geometry":{"type":"LineString","coordinates":[[-100.26478,18.64615],[-100.26532,18.65012],[-100.2671,18.65588],[-100.26724,18.65827],[-100.26757,18.66198],[-100.26758,18.66224]]}}
Línea 115.0 kV | LineString | 115.0 kV | 4 |  |  | CFE |  |  |  |  | OpenStreetMap | {"type":"Feature","properties":{},"geometry":{"type":"LineString","coordinates":[[-100.13071,18.86906],[-100.13153,18.86794]]}}
Línea 115.0 kV | LineString | 115.0 kV | 1 |  |  | CFE |  |  |  |  | OpenStreetMap | {"type":"Feature","properties":{},"geometry":{"type":"LineString","coordinates":[[-100.13009,18.8692],[-100.13071,18.86906]]}}
Línea 115.0 kV | LineString | 115.0 kV | 2 |  |  | CFE |  |  |  |  | OpenStreetMap | {"type":"Feature","properties":{},"geometry":{"type":"LineString","coordinates":[[-100.13153,18.86794],[-100.13185,18.86748],[-100.13501,18.86766],[-100.1385,18.86786],[-100.14077,18.86799]]}}
Línea 115.0 kV | LineString | 115.0 kV | 3 |  |  | CFE |  |  |  |  | OpenStreetMap | {"type":"Feature","properties":{},"geometry":{"type":"LineString","coordinates":[[-100.13017,18.86946],[-100.13071,18.86906]]}}
Línea 115.0 kV | LineString | 115.0 kV | 2 |  |  | CFE |  |  |  |  | OpenStreetMap | {"type":"Feature","properties":{},"geometry":{"type":"LineString","coordinates":[[-100.13153,18.86794],[-100.13169,18.86797]]}}
Línea 115.0 kV | LineString | 115.0 kV | 2 |  |  | CFE |  |  |  |  | OpenStreetMap | {"type":"Feature","properties":{},"geometry":{"type":"LineString","coordinates":[[-100.13169,18.86797],[-100.1347,18.87088],[-100.1359,18.87205],[-100.13837,18.87446],[-100.14042,18.87738],[-100.14189,18.87919],[-100.14377,18.88173],[-100.14543,18.88399],[-100.1485,18.88815],[-100.15461,18.89642],[-100.1553,18.89735],[-100.1609,18.90454],[-100.16208,18.90607],[-100.1625,18.91009]]}}
Línea 115.0 kV | LineString | 115.0 kV | 1 |  |  | CFE |  |  |  |  | OpenStreetMap | {"type":"Feature","properties":{},"geometry":{"type":"LineString","coordinates":[[-100.15382,18.91625],[-100.15435,18.91585],[-100.15491,18.91665],[-100.15597,18.91812],[-100.15692,18.91938],[-100.15789,18.92223],[-100.15864,18.92444],[-100.15917,18.92599],[-100.16019,18.92905],[-100.16001,18.9297],[-100.1598,18.93035],[-100.16003,18.93314],[-100.16124,18.93545],[-100.16183,18.93722],[-100.16182,18.93856],[-100.16166,18.94025],[-100.1625,18.94127],[-100.16518,18.94347],[-100.16648,18.9437],[-100.168,18.94403],[-100.16889,18.94635],[-100.17036,18.9499],[-100.17234,18.95161],[-100.17441,18.95339],[-100.17531,18.95417],[-100.17655,18.95525],[-100.17874,18.95713],[-100.18127,18.9593],[-100.18353,18.96125],[-100.18263,18.96305],[-100.18344,18.96494],[-100.1843,18.96711],[-100.18431,18.9707],[-100.18433,18.97284],[-100.18435,18.97448],[-100.18456,18.97604],[-100.18635,18.97725],[-100.18764,18.97871],[-100.18822,18.98097],[-100.1893,18.98344],[-100.18986,18.98705],[-100.18893,18.98808],[-100.18753,18.98962],[-100.18692,18.99098],[-100.18402,18.99651],[-100.18288,18.99972],[-100.18428,19.0016],[-100.18603,19.00211],[-100.18902,19.00298],[-100.19052,19.00343],[-100.19427,19.00454],[-100.19644,19.00519],[-100.19829,19.00555],[-100.20074,19.00603],[-100.20253,19.00642],[-100.20427,19.00731],[-100.20637,19.0084],[-100.20846,19.00949],[-100.21233,19.01437],[-100.21388,19.01642],[-100.21529,19.01829],[-100.21775,19.02152],[-100.21933,19.02361],[-100.22042,19.02507],[-100.22167,19.0267],[-100.22275,19.02734],[-100.22459,19.02924],[-100.22659,19.03136],[-100.23175,19.03739],[-100.23335,19.03873]]}}
Línea 115.0 kV | LineString | 115.0 kV | 1 |  |  | CFE |  |  |  |  | OpenStreetMap | {"type":"Feature","properties":{},"geometry":{"type":"LineString","coordinates":[[-100.1482,18.91967],[-100.14799,18.91968]]}}
Línea 115.0 kV | LineString | 115.0 kV | 1 |  |  | CFE |  |  |  |  | OpenStreetMap | {"type":"Feature","properties":{},"geometry":{"type":"LineString","coordinates":[[-100.1482,18.91967],[-100.148,18.91955],[-100.14797,18.91962]]}}
Línea 115.0 kV | LineString | 115.0 kV | 2 |  |  | CFE |  |  |  |  | OpenStreetMap | {"type":"Feature","properties":{},"geometry":{"type":"LineString","coordinates":[[-100.15382,18.91625],[-100.15259,18.91704],[-100.1501,18.91862],[-100.14822,18.91983],[-100.14795,18.91982]]}}
Línea 115.0 kV | LineString | 115.0 kV | 2 |  |  | Comisión Federal de Electricidad |  |  |  |  | OpenStreetMap | {"type":"Feature","properties":{},"geometry":{"type":"LineString","coordinates":[[-100.1046,19.22973],[-100.10705,19.22919],[-100.11115,19.22913],[-100.11422,19.22899],[-100.11771,19.22884],[-100.12134,19.22877],[-100.12628,19.22857],[-100.12937,19.22848],[-100.13196,19.22839],[-100.13464,19.22812],[-100.13812,19.22777],[-100.14473,19.22717],[-100.1474,19.22645],[-100.15065,19.22526],[-100.1531,19.22426],[-100.15593,19.22263],[-100.15936,19.22055],[-100.16479,19.21909],[-100.16809,19.21852],[-100.17155,19.21742],[-100.17399,19.2168],[-100.17745,19.21595]]}}
Línea 115.0 kV | LineString | 115.0 kV |  |  |  | Comisión Federal de Electricidad |  |  |  |  | OpenStreetMap | {"type":"Feature","properties":{},"geometry":{"type":"LineString","coordinates":[[-100.21665,19.18349],[-100.21378,19.18548],[-100.21196,19.18682],[-100.21027,19.18802],[-100.20909,19.18888],[-100.20707,19.19032],[-100.2051,19.19182],[-100.20286,19.19345],[-100.20005,19.19551],[-100.19813,19.19696],[-100.1962,19.19825],[-100.19424,19.19977],[-100.19227,19.20108],[-100.18999,19.20272],[-100.18607,19.20557],[-100.18203,19.20991],[-100.17782,19.21434]]}}
Línea 115.0 kV | LineString | 115.0 kV |  |  |  | CFE |  |  |  |  | OpenStreetMap | {"type":"Feature","properties":{},"geometry":{"type":"LineString","coordinates":[[-100.22603,19.17841],[-100.22517,19.17839],[-100.2248,19.17856]]}}
Línea 115.0 kV | LineString | 115.0 kV |  |  |  | CFE |  |  |  |  | OpenStreetMap | {"type":"Feature","properties":{},"geometry":{"type":"LineString","coordinates":[[-100.22603,19.17841],[-100.22513,19.17822],[-100.22473,19.17838]]}}
Línea 115.0 kV | LineString | 115.0 kV |  |  |  | CFE |  |  |  |  | OpenStreetMap | {"type":"Feature","properties":{},"geometry":{"type":"LineString","coordinates":[[-100.16471,19.24693],[-100.16436,19.24632],[-100.16438,19.24511],[-100.16482,19.24334],[-100.16504,19.2421],[-100.16747,19.24009],[-100.17,19.23794],[-100.17243,19.23588],[-100.1748,19.23392],[-100.17673,19.23229],[-100.17974,19.22985],[-100.17951,19.22845],[-100.17872,19.22387],[-100.17789,19.21877],[-100.17832,19.21668],[-100.17876,19.21473],[-100.18084,19.21255],[-100.18328,19.20968],[-100.18666,19.20582],[-100.18985,19.20349],[-100.19145,19.20228],[-100.19362,19.20077],[-100.19641,19.19858],[-100.19678,19.19828],[-100.1987,19.19692],[-100.2004,19.19567],[-100.20323,19.19356],[-100.20588,19.19159],[-100.2086,19.18958],[-100.21201,19.18772],[-100.21462,19.18623],[-100.21663,19.18472],[-100.21804,19.18364],[-100.22864,19.18262],[-100.23099,19.18115],[-100.23384,19.17594],[-100.23474,19.17542],[-100.23781,19.17488],[-100.24194,19.17466]]}}
Línea 115.0 kV | LineString | 115.0 kV | 2 |  |  | CFE |  |  |  |  | OpenStreetMap | {"type":"Feature","properties":{},"geometry":{"type":"LineString","coordinates":[[-99.75639,19.30104],[-99.75639,19.30124],[-99.7564,19.30299],[-99.75639,19.30606],[-99.75639,19.30896],[-99.75639,19.31211],[-99.75639,19.31492],[-99.75639,19.31837],[-99.75638,19.32096],[-99.75639,19.32325],[-99.7567,19.32566],[-99.75709,19.32871],[-99.75747,19.33176],[-99.75785,19.33473],[-99.75828,19.338],[-99.75809,19.33804]]}}
Línea 115.0 kV | LineString | 115.0 kV |  |  |  | CFE |  |  |  |  | OpenStreetMap | {"type":"Feature","properties":{},"geometry":{"type":"LineString","coordinates":[[-100.16471,19.24693],[-100.16521,19.2464],[-100.16506,19.24585]]}}
Línea 115.0 kV | LineString | 115.0 kV |  |  |  | CFE |  |  |  |  | OpenStreetMap | {"type":"Feature","properties":{},"geometry":{"type":"LineString","coordinates":[[-100.14884,19.26234],[-100.14949,19.26192],[-100.14989,19.26152]]}}
Línea 115.0 kV | LineString | 115.0 kV | 1 |  |  | CFE |  |  |  |  | OpenStreetMap | {"type":"Feature","properties":{},"geometry":{"type":"LineString","coordinates":[[-100.1412,19.28276],[-100.14185,19.28241],[-100.1442,19.27985],[-100.14492,19.27483],[-100.14558,19.27079],[-100.14589,19.26869],[-100.14667,19.26323],[-100.14884,19.26234]]}}
Línea 115.0 kV | LineString | 115.0 kV | 1 |  |  | CFE |  |  |  |  | OpenStreetMap | {"type":"Feature","properties":{},"geometry":{"type":"LineString","coordinates":[[-100.14127,19.28285],[-100.14185,19.28241],[-100.14239,19.28193],[-100.14443,19.28],[-100.14486,19.27716],[-100.14528,19.27484],[-100.1458,19.27111],[-100.14624,19.26867],[-100.14708,19.26332],[-100.14916,19.2624],[-100.14961,19.26209],[-100.15004,19.26176]]}}
Línea 115.0 kV | LineString | 115.0 kV | 1 |  |  | CFE |  |  |  |  | OpenStreetMap | {"type":"Feature","properties":{},"geometry":{"type":"LineString","coordinates":[[-100.14111,19.28263],[-100.14175,19.28224],[-100.14371,19.27935],[-100.14402,19.27716],[-100.14477,19.27251],[-100.14513,19.26997],[-100.14532,19.26812],[-100.14614,19.26277],[-100.15095,19.25891],[-100.15352,19.25686],[-100.15478,19.25588],[-100.15703,19.25385],[-100.1611,19.25042],[-100.16348,19.24845],[-100.16471,19.24693]]}}
Línea 115.0 kV | LineString | 115.0 kV | 1 |  |  | CFE |  |  |  |  | OpenStreetMap | {"type":"Feature","properties":{},"geometry":{"type":"LineString","coordinates":[[-100.14115,19.28269],[-100.14175,19.28224],[-100.14396,19.27962],[-100.14428,19.27735],[-100.14506,19.27253],[-100.14545,19.27002],[-100.14567,19.26817],[-100.14645,19.26305],[-100.15125,19.25916],[-100.15401,19.25691],[-100.15688,19.25453],[-100.16118,19.25088],[-100.16369,19.24883],[-100.1654,19.24639],[-100.16539,19.24579]]}}
Línea 115.0 kV | LineString | 115.0 kV | 2 |  |  | Comisión Federal de Electricidad |  |  |  |  | OpenStreetMap | {"type":"Feature","properties":{},"geometry":{"type":"LineString","coordinates":[[-100.21415,19.1728],[-100.2257,19.1689],[-100.22781,19.16917],[-100.22916,19.17008],[-100.2299,19.17192],[-100.22967,19.17392],[-100.22846,19.17539],[-100.22603,19.17841]]}}
Línea 115.0 kV | LineString | 115.0 kV | 1 |  |  | CFE |  |  |  |  | OpenStreetMap | {"type":"Feature","properties":{},"geometry":{"type":"LineString","coordinates":[[-100.14106,19.28255],[-100.14163,19.28208],[-100.14344,19.27902],[-100.14378,19.27687],[-100.14459,19.27176],[-100.14481,19.26977],[-100.14505,19.26811],[-100.14591,19.2627],[-100.1503,19.25766],[-100.1518,19.25601],[-100.15533,19.25176],[-100.16012,19.24622],[-100.1616,19.24456],[-100.16363,19.24277],[-100.16655,19.24034],[-100.17002,19.23745],[-100.1727,19.23516],[-100.17554,19.23276],[-100.17885,19.23003],[-100.18174,19.22752],[-100.18436,19.22538],[-100.18822,19.22392],[-100.19451,19.22147],[-100.19588,19.22102],[-100.1963,19.21887],[-100.19743,19.21208],[-100.19778,19.21039],[-100.19775,19.20702],[-100.19768,19.20096],[-100.19762,19.19882],[-100.19757,19.19638],[-100.19764,19.19495],[-100.19942,19.19197],[-100.20129,19.18896],[-100.20319,19.18598],[-100.20597,19.18153],[-100.20667,19.18052],[-100.20725,19.17977],[-100.21171,19.17498],[-100.21298,19.17445],[-100.21415,19.1728]]}}
Línea 115.0 kV | LineString | 115.0 kV | 1 |  |  | CFE |  |  |  |  | OpenStreetMap | {"type":"Feature","properties":{},"geometry":{"type":"LineString","coordinates":[[-100.14101,19.28249],[-100.14163,19.28208],[-100.14322,19.27869],[-100.14353,19.27669],[-100.14426,19.27231],[-100.14461,19.26934],[-100.14481,19.26783],[-100.14575,19.26253],[-100.14922,19.25848],[-100.15061,19.25692],[-100.15488,19.2519],[-100.16047,19.24541],[-100.16144,19.2443],[-100.16293,19.24294],[-100.16691,19.23967],[-100.16915,19.23778],[-100.1717,19.23561],[-100.1743,19.23341],[-100.17686,19.23124],[-100.17933,19.22924],[-100.1818,19.22714],[-100.18422,19.2251],[-100.18604,19.22356],[-100.1858,19.22129],[-100.18538,19.22067]]}}
Línea 115.0 kV | LineString | 115.0 kV | 1 |  |  | CFE |  |  |  |  | OpenStreetMap | {"type":"Feature","properties":{},"geometry":{"type":"LineString","coordinates":[[-100.18552,19.2206],[-100.18598,19.22117],[-100.18969,19.22306],[-100.19122,19.22235],[-100.19418,19.22104],[-100.19575,19.22039],[-100.19606,19.21827],[-100.19721,19.21159],[-100.19742,19.2104],[-100.19741,19.20728],[-100.1973,19.20111],[-100.19729,19.19916],[-100.19732,19.19635],[-100.1973,19.19496],[-100.19908,19.19209],[-100.20083,19.1892],[-100.20278,19.18614],[-100.20552,19.18158],[-100.2064,19.18037],[-100.21125,19.17476],[-100.21283,19.17414],[-100.21415,19.1728]]}}
Línea 115.0 kV | LineString | 115.0 kV | 1 |  |  | CFE |  |  |  |  | OpenStreetMap | {"type":"Feature","properties":{},"geometry":{"type":"LineString","coordinates":[[-100.28842,19.17399],[-100.28829,19.17357],[-100.28351,19.17411],[-100.27995,19.17491],[-100.2746,19.17611],[-100.2706,19.1758],[-100.26988,19.17581],[-100.26235,19.17527],[-100.25867,19.17505],[-100.25559,19.17493],[-100.25272,19.17478],[-100.24894,19.17464],[-100.24673,19.1745],[-100.24236,19.17529],[-100.24235,19.1759]]}}
Línea 115.0 kV | LineString | 115.0 kV | 2 |  |  | CFE |  |  |  |  | OpenStreetMap | {"type":"Feature","properties":{},"geometry":{"type":"LineString","coordinates":[[-100.10723,19.23138],[-100.10518,19.23109],[-100.10466,19.22981],[-100.1046,19.22973]]}}
Línea 115.0 kV | LineString | 115.0 kV | 2 |  |  | CFE |  |  |  |  | OpenStreetMap | {"type":"Feature","properties":{},"geometry":{"type":"LineString","coordinates":[[-100.14095,19.2824],[-100.14134,19.28207],[-100.14093,19.28007],[-100.14034,19.27782],[-100.13827,19.27587]]}}
Línea 115.0 kV | LineString | 115.0 kV | 2 |  |  | CFE |  |  |  |  | OpenStreetMap | {"type":"Feature","properties":{},"geometry":{"type":"LineString","coordinates":[[-100.1046,19.22973],[-100.10203,19.23021],[-100.09851,19.23081],[-100.09594,19.23128],[-100.09152,19.23209],[-100.08648,19.23297],[-100.08371,19.23347],[-100.08074,19.23393],[-100.0783,19.23424],[-100.07443,19.23477],[-100.07209,19.23603],[-100.06795,19.23824],[-100.06493,19.24037],[-100.06196,19.24232],[-100.05931,19.24431],[-100.05629,19.24589],[-100.05353,19.24737],[-100.05125,19.24877],[-100.0479,19.25035],[-100.04607,19.25098],[-100.0431,19.25205],[-100.04042,19.25294],[-100.03744,19.25401],[-100.03459,19.25504],[-100.03167,19.25616],[-100.02874,19.25719],[-100.02585,19.25822],[-100.02242,19.25836],[-100.01907,19.25859],[-100.01522,19.25879],[-100.01238,19.25893],[-100.00957,19.25909],[-100.00667,19.25932],[-100.0035,19.25962],[-100.00008,19.25995],[-99.99778,19.26076],[-99.99519,19.26167],[-99.99143,19.26298],[-99.98931,19.26371],[-99.98636,19.26473],[-99.98351,19.26572],[-99.98,19.26684],[-99.9772,19.26642],[-99.97407,19.26596],[-99.9712,19.26555],[-99.96764,19.26511],[-99.96488,19.26522],[-99.96237,19.26542],[-99.96067,19.26554],[-99.95828,19.26664],[-99.95663,19.26743],[-99.95486,19.26878],[-99.95279,19.27035],[-99.95008,19.27241],[-99.94761,19.27426],[-99.94496,19.27628],[-99.94249,19.27815],[-99.93889,19.28044],[-99.93465,19.28318],[-99.9317,19.28507],[-99.92785,19.28752],[-99.92556,19.28901],[-99.9223,19.29111],[-99.91944,19.29296],[-99.91619,19.29468],[-99.91239,19.29668],[-99.90984,19.29803],[-99.90668,19.2997],[-99.90256,19.30188],[-99.89946,19.3035],[-99.89645,19.3051],[-99.89381,19.30651],[-99.88962,19.30858],[-99.88586,19.30899],[-99.88232,19.30934],[-99.87853,19.30972],[-99.87545,19.31004],[-99.87239,19.31035],[-99.86945,19.31064],[-99.86597,19.31099],[-99.86277,19.31132],[-99.85845,19.31172],[-99.85399,19.31032],[-99.85111,19.30945],[-99.8461,19.30789],[-99.84381,19.30717],[-99.84042,19.30612],[-99.83735,19.30517],[-99.83404,19.30413],[-99.83218,19.30351],[-99.82896,19.30258],[-99.82396,19.30102],[-99.82136,19.30013],[-99.81661,19.29875],[-99.81374,19.29785],[-99.81024,19.29788],[-99.80704,19.2982],[-99.80353,19.29856],[-99.80028,19.29889],[-99.7967,19.29926],[-99.7936,19.29958],[-99.79006,19.29994],[-99.78635,19.30031],[-99.78318,19.30064],[-99.77986,19.30098],[-99.7772,19.30126],[-99.77421,19.30159],[-99.77112,19.30191],[-99.7681,19.3022],[-99.76489,19.30255],[-99.76208,19.30282],[-99.75935,19.302],[-99.75639,19.30104]]}}
Línea 115.0 kV | LineString | 115.0 kV | 2 |  |  | CFE |  |  |  |  | OpenStreetMap | {"type":"Feature","properties":{},"geometry":{"type":"LineString","coordinates":[[-100.63384,18.33948],[-100.63524,18.33874],[-100.63794,18.33777],[-100.64066,18.33633],[-100.64132,18.33597]]}}
Línea 115.0 kV | LineString | 115.0 kV | 1 |  |  | CFE |  |  |  |  | OpenStreetMap | {"type":"Feature","properties":{},"geometry":{"type":"LineString","coordinates":[[-100.64132,18.33597],[-100.64162,18.33575]]}}
Línea 115.0 kV | LineString | 115.0 kV | 1 |  |  | CFE |  |  |  |  | OpenStreetMap | {"type":"Feature","properties":{},"geometry":{"type":"LineString","coordinates":[[-100.64132,18.33597],[-100.64148,18.33565]]}}
Línea 115.0 kV | LineString | 115.0 kV | 2 |  |  | CFE |  |  |  |  | OpenStreetMap | {"type":"Feature","properties":{},"geometry":{"type":"LineString","coordinates":[[-100.13002,18.86902],[-100.13065,18.86878],[-100.1312,18.86781]]}}
Línea 115.0 kV | LineString | 115.0 kV | 1 |  |  | CFE |  |  |  |  | OpenStreetMap | {"type":"Feature","properties":{},"geometry":{"type":"LineString","coordinates":[[-100.14077,18.86799],[-100.14076,18.86844],[-100.1406,18.87018],[-100.14042,18.87312],[-100.14013,18.87644],[-100.14069,18.87718],[-100.14145,18.87817]]}}
Línea 115.0 kV | LineString | 115.0 kV | 2 |  |  | CFE |  |  |  |  | OpenStreetMap | {"type":"Feature","properties":{},"geometry":{"type":"LineString","coordinates":[[-100.23849,19.04397],[-100.23864,19.04442],[-100.23919,19.04739],[-100.24342,19.04774],[-100.24595,19.04793],[-100.25017,19.04825],[-100.25355,19.05267],[-100.25521,19.05481],[-100.25683,19.05692],[-100.25917,19.05998],[-100.26071,19.062],[-100.26371,19.06593],[-100.26692,19.07016],[-100.26978,19.07389],[-100.27065,19.07504],[-100.27293,19.07803],[-100.27617,19.08232],[-100.27936,19.0865],[-100.28086,19.08847],[-100.28092,19.0925],[-100.28093,19.09852],[-100.28092,19.10005],[-100.28096,19.10539],[-100.28094,19.10928],[-100.28101,19.11573],[-100.28098,19.11947],[-100.28101,19.12374],[-100.28094,19.12995],[-100.28098,19.13719],[-100.28092,19.14112],[-100.28101,19.14331],[-100.28102,19.14886],[-100.27716,19.15095],[-100.27571,19.15172],[-100.26539,19.15859],[-100.26463,19.15911],[-100.25764,19.1642],[-100.25373,19.16365],[-100.24807,19.16668],[-100.2447,19.16853],[-100.23701,19.17408]]}}
Línea 115.0 kV | LineString | 115.0 kV | 1 |  |  | CFE |  |  |  |  | OpenStreetMap | {"type":"Feature","properties":{},"geometry":{"type":"LineString","coordinates":[[-100.26478,18.64615],[-100.26565,18.64409],[-100.26765,18.64084],[-100.26881,18.63892],[-100.27085,18.63563],[-100.27177,18.63413],[-100.27234,18.6332],[-100.2746,18.62951],[-100.27576,18.62765],[-100.27737,18.62502],[-100.27843,18.6233],[-100.28014,18.62051],[-100.2808,18.61942],[-100.28248,18.6167],[-100.28548,18.61143],[-100.28644,18.60982],[-100.28919,18.60527],[-100.29257,18.59898],[-100.2961,18.59253],[-100.29816,18.58879],[-100.29986,18.58568],[-100.30107,18.58342],[-100.30258,18.5806],[-100.30336,18.57916],[-100.30487,18.57636],[-100.30696,18.57343],[-100.30848,18.57127],[-100.31012,18.56893],[-100.3117,18.5667],[-100.31272,18.56531],[-100.31396,18.5635],[-100.31544,18.56144],[-100.31963,18.55539],[-100.32277,18.55014],[-100.32607,18.54473],[-100.32903,18.53972],[-100.33145,18.5357],[-100.33175,18.53517],[-100.33185,18.53484],[-100.33366,18.52759],[-100.33425,18.52496],[-100.33438,18.52445],[-100.33611,18.51752],[-100.33679,18.51477],[-100.33794,18.51011],[-100.33809,18.50946],[-100.33939,18.50426],[-100.33968,18.50308],[-100.34038,18.50022],[-100.33917,18.49518],[-100.33854,18.49254],[-100.33759,18.48858],[-100.33716,18.48674],[-100.33679,18.48516],[-100.33615,18.48245],[-100.33544,18.47949],[-100.33479,18.47678],[-100.33337,18.47089],[-100.33282,18.46855],[-100.33247,18.46708],[-100.3321,18.46612],[-100.33092,18.46305],[-100.33019,18.46115],[-100.32894,18.45793],[-100.32813,18.45582],[-100.32718,18.45329],[-100.32605,18.4504],[-100.32557,18.44915],[-100.32478,18.44709],[-100.3238,18.44456],[-100.32319,18.44296],[-100.32255,18.44132],[-100.32195,18.43976],[-100.32068,18.43646],[-100.31986,18.43436],[-100.31907,18.4323],[-100.31831,18.43036],[-100.31756,18.42839],[-100.31633,18.42518],[-100.31536,18.42266],[-100.31428,18.41988],[-100.31264,18.41647],[-100.31168,18.41446],[-100.31089,18.41282],[-100.30985,18.41065],[-100.30864,18.40813],[-100.30781,18.40642],[-100.30629,18.40331],[-100.30465,18.40216],[-100.30275,18.40082],[-100.30145,18.3999],[-100.3003,18.39909],[-100.30028,18.39685],[-100.30027,18.3949],[-100.30023,18.39302],[-100.30022,18.39104],[-100.3002,18.38914],[-100.30019,18.38748],[-100.30017,18.38543],[-100.30016,18.38368],[-100.30016,18.38163],[-100.30011,18.37913],[-100.30009,18.37725],[-100.3001,18.3751],[-100.30007,18.37333],[-100.30006,18.37211],[-100.30005,18.37023],[-100.29998,18.36478],[-100.30003,18.36256],[-100.30009,18.35966],[-100.30012,18.3581],[-100.30014,18.35673],[-100.30018,18.35426],[-100.30022,18.35207],[-100.30025,18.34922],[-100.30032,18.34598],[-100.30037,18.34383],[-100.30039,18.34181],[-100.30046,18.33801],[-100.30052,18.3358],[-100.30055,18.33383],[-100.30059,18.33256],[-100.30063,18.33089],[-100.30065,18.32948],[-100.30068,18.32761],[-100.30075,18.32313],[-100.30081,18.32044],[-100.30084,18.31852],[-100.30092,18.31434],[-100.30096,18.31188],[-100.301,18.30936],[-100.30106,18.30662],[-100.30109,18.30495],[-100.30132,18.30193],[-100.30117,18.30191]]}}
Línea 115.0 kV | LineString | 115.0 kV | 1 |  |  | CFE |  |  |  |  | OpenStreetMap | {"type":"Feature","properties":{},"geometry":{"type":"LineString","coordinates":[[-100.01402,18.87073],[-100.01391,18.87087],[-100.01209,18.87322],[-100.00927,18.87681],[-100.00695,18.87986],[-100.0039,18.88381],[-99.99524,18.88452],[-99.99133,18.88484],[-99.98749,18.88516],[-99.98471,18.88538],[-99.98098,18.88566],[-99.97836,18.88587],[-99.97577,18.88725],[-99.97137,18.88962],[-99.96495,18.89163],[-99.95928,18.89344],[-99.95234,18.89485],[-99.94714,18.89584],[-99.94492,18.89634],[-99.94087,18.89716],[-99.94097,18.89734]]}}
Línea 115.0 kV | LineString | 115.0 kV | 2 |  |  | CFE |  |  |  |  | OpenStreetMap | {"type":"Feature","properties":{},"geometry":{"type":"LineString","coordinates":[[-100.1625,18.91009],[-100.15508,18.91523],[-100.15349,18.91623],[-100.1482,18.91967]]}}
Línea 115.0 kV | LineString | 115.0 kV | 1 |  |  | CFE |  |  |  |  | OpenStreetMap | {"type":"Feature","properties":{},"geometry":{"type":"LineString","coordinates":[[-100.1625,18.91009],[-100.16348,18.91046],[-100.16475,18.91314],[-100.16621,18.91621],[-100.1608,18.92369],[-100.15936,18.92568],[-100.15931,18.93021],[-100.15931,18.93277],[-100.15947,18.94008],[-100.16086,18.94924],[-100.16135,18.95256],[-100.16176,18.95525],[-100.16195,18.95662],[-100.16303,18.95993],[-100.16426,18.96358],[-100.16524,18.96651],[-100.16634,18.9698],[-100.16739,18.9729],[-100.16936,18.97879],[-100.17087,18.98334],[-100.17188,18.98637],[-100.1728,18.9891],[-100.17463,18.99449],[-100.17737,18.99667],[-100.17989,18.99865],[-100.18408,19.00192],[-100.18665,19.00277],[-100.19049,19.00402],[-100.19368,19.00505],[-100.19725,19.00621],[-100.20033,19.00722],[-100.20428,19.00852],[-100.20819,19.00979],[-100.21023,19.01235],[-100.21199,19.01451],[-100.2132,19.01764],[-100.21472,19.02139],[-100.21608,19.02486],[-100.21848,19.03113],[-100.22042,19.0359],[-100.22157,19.03872],[-100.22291,19.04216],[-100.22462,19.04254],[-100.23446,19.04469],[-100.23661,19.04518],[-100.2385,19.04436],[-100.23833,19.04399]]}}
Línea 115.0 kV | LineString | 115.0 kV | 1 |  |  | CFE |  |  |  |  | OpenStreetMap | {"type":"Feature","properties":{},"geometry":{"type":"LineString","coordinates":[[-100.51948,18.24989],[-100.51934,18.25007],[-100.51967,18.24992],[-100.5204,18.24919],[-100.52246,18.24828],[-100.52417,18.24751],[-100.52638,18.24653],[-100.52819,18.24573],[-100.53006,18.24489],[-100.53183,18.24409],[-100.53355,18.2456],[-100.5354,18.24722],[-100.53695,18.2486],[-100.53862,18.25005],[-100.54014,18.25157],[-100.54167,18.25309],[-100.54323,18.25465],[-100.54472,18.25614],[-100.54615,18.25758],[-100.54772,18.25914],[-100.54932,18.26074],[-100.55236,18.26374],[-100.55387,18.26524],[-100.55542,18.2668],[-100.55764,18.26902],[-100.55887,18.26968],[-100.56022,18.27045],[-100.56202,18.27143],[-100.56447,18.27274],[-100.56535,18.27325],[-100.56842,18.27492],[-100.57071,18.27618],[-100.57315,18.27751],[-100.57483,18.27842],[-100.57691,18.27956],[-100.57916,18.28078],[-100.58123,18.28189],[-100.58507,18.28398],[-100.58728,18.28586],[-100.58877,18.2871],[-100.59074,18.28875],[-100.59246,18.29019],[-100.59576,18.29295],[-100.59748,18.2944],[-100.59899,18.29567],[-100.60061,18.29704],[-100.6023,18.29844],[-100.6039,18.29977],[-100.60536,18.30099],[-100.60698,18.30235],[-100.60843,18.30357],[-100.60988,18.3048],[-100.61148,18.30613],[-100.61321,18.30758],[-100.61493,18.30902],[-100.6165,18.31032],[-100.61837,18.31189],[-100.62004,18.31327],[-100.62197,18.31374],[-100.62459,18.31436],[-100.62564,18.31463],[-100.62673,18.31635],[-100.62795,18.31826],[-100.62908,18.32005],[-100.63676,18.33002],[-100.63823,18.33156],[-100.63904,18.3324],[-100.64067,18.33415],[-100.64132,18.33597]]}}
Línea 115.0 kV | LineString | 115.0 kV | 1 |  |  | CFE |  |  |  |  | OpenStreetMap | {"type":"Feature","properties":{},"geometry":{"type":"LineString","coordinates":[[-100.30118,18.30157],[-100.30133,18.30158],[-100.30138,18.30109],[-100.30182,18.30091],[-100.30295,18.30044],[-100.30489,18.29963],[-100.30733,18.29854],[-100.31024,18.29726],[-100.31258,18.29633],[-100.31441,18.29555],[-100.31654,18.29463],[-100.31863,18.29372],[-100.32042,18.29296],[-100.32223,18.29218],[-100.32406,18.29137],[-100.32634,18.29036],[-100.32846,18.28945],[-100.33056,18.28855],[-100.33323,18.2874],[-100.3349,18.28668],[-100.33716,18.28572],[-100.33904,18.28492],[-100.34103,18.28405],[-100.34355,18.28296],[-100.34492,18.28236],[-100.34713,18.28132],[-100.34932,18.28022],[-100.3518,18.27899],[-100.35458,18.27764],[-100.35697,18.27648],[-100.35936,18.27533],[-100.36173,18.27415],[-100.36322,18.27342],[-100.36533,18.2724],[-100.368,18.27111],[-100.3713,18.2695],[-100.37381,18.26826],[-100.37566,18.26737],[-100.37755,18.26645],[-100.37955,18.26626],[-100.38149,18.26607],[-100.38359,18.26593],[-100.3857,18.2657],[-100.38768,18.26551],[-100.38979,18.26532],[-100.39207,18.26512],[-100.39433,18.26491],[-100.39663,18.2647],[-100.39891,18.26449],[-100.40112,18.26507],[-100.40389,18.2658],[-100.40619,18.26641],[-100.40868,18.26708],[-100.41083,18.26765],[-100.41348,18.26835],[-100.41602,18.26902],[-100.41758,18.26944],[-100.42309,18.27092],[-100.42528,18.27148],[-100.42776,18.27215],[-100.43061,18.27289],[-100.43291,18.27351],[-100.4383,18.27494],[-100.44105,18.27567],[-100.44634,18.27708],[-100.45015,18.27809],[-100.45163,18.27848],[-100.45413,18.27915],[-100.45579,18.27958],[-100.45681,18.27909],[-100.46131,18.2769],[-100.46283,18.27617],[-100.46409,18.27555],[-100.46785,18.27372],[-100.4696,18.27287],[-100.47289,18.2713],[-100.47458,18.27045],[-100.47698,18.26926],[-100.47833,18.26861],[-100.48161,18.26703],[-100.48343,18.26615],[-100.4849,18.26515],[-100.48672,18.2639],[-100.48831,18.26279],[-100.49021,18.26147],[-100.49207,18.26018],[-100.49399,18.25887],[-100.49507,18.2581],[-100.4969,18.25812],[-100.49855,18.25814],[-100.50034,18.25815],[-100.50181,18.25751],[-100.5039,18.25658],[-100.50754,18.25494],[-100.50971,18.25399],[-100.51158,18.25315],[-100.51339,18.25235],[-100.51509,18.25158],[-100.51691,18.25076],[-100.51856,18.24999],[-100.51934,18.25007],[-100.51931,18.24985]]}}
Línea 115.0 kV | LineString | 115.0 kV | 1 |  |  | CFE |  |  |  |  | OpenStreetMap | {"type":"Feature","properties":{},"geometry":{"type":"LineString","coordinates":[[-100.30136,18.30101],[-100.30169,18.30064],[-100.3032,18.29874],[-100.3044,18.29722],[-100.30442,18.29551],[-100.30446,18.2938],[-100.30181,18.29165],[-100.29909,18.28959],[-100.29606,18.28714],[-100.29453,18.28593],[-100.29137,18.28344],[-100.2893,18.28181],[-100.28681,18.27985],[-100.28439,18.27795],[-100.28219,18.27625],[-100.27979,18.27435],[-100.27805,18.27301],[-100.27571,18.27118],[-100.27316,18.26916],[-100.2707,18.26723],[-100.2682,18.26526],[-100.26584,18.26342],[-100.26114,18.25972],[-100.25906,18.25808],[-100.25697,18.25644],[-100.25409,18.25511],[-100.251,18.25371],[-100.24803,18.25236],[-100.24464,18.25082],[-100.2423,18.24975],[-100.23943,18.24843],[-100.23632,18.24702],[-100.23427,18.24608],[-100.23117,18.24465],[-100.22724,18.24287],[-100.22308,18.23917],[-100.22099,18.23729],[-100.21897,18.23548],[-100.21463,18.23167],[-100.21208,18.22935],[-100.20964,18.22741],[-100.20734,18.22569],[-100.20469,18.2237],[-100.20106,18.22087],[-100.19919,18.21947],[-100.19817,18.21801],[-100.19629,18.21516],[-100.19539,18.2138],[-100.19309,18.21049],[-100.19218,18.20905],[-100.19147,18.20801],[-100.18478,18.202],[-100.18129,18.19883],[-100.17333,18.19552],[-100.16616,18.19669],[-100.1619,18.19935],[-100.16091,18.19998],[-100.15876,18.20054],[-100.15735,18.20061],[-100.15684,18.20071]]}}
Línea 115.0 kV | LineString | 115.0 kV | 1 |  |  | CFE |  |  |  |  | OpenStreetMap | {"type":"Feature","properties":{},"geometry":{"type":"LineString","coordinates":[[-97.87546,22.23715],[-97.87603,22.23699]]}}
Línea 115.0 kV | LineString | 115.0 kV | 1 |  |  | CFE |  |  |  |  | OpenStreetMap | {"type":"Feature","properties":{},"geometry":{"type":"LineString","coordinates":[[-97.87606,22.23721],[-97.87549,22.23728]]}}
Línea 115.0 kV | LineString | 115.0 kV | 1 |  |  | CFE |  |  |  |  | OpenStreetMap | {"type":"Feature","properties":{},"geometry":{"type":"LineString","coordinates":[[-97.87603,22.23699],[-97.87545,22.23707]]}}
Línea 115.0 kV | LineString | 115.0 kV | 1 |  |  | CFE |  |  |  |  | OpenStreetMap | {"type":"Feature","properties":{},"geometry":{"type":"LineString","coordinates":[[-97.87606,22.23721],[-97.87547,22.23721]]}}
Línea 115.0 kV | LineString | 115.0 kV |  |  |  | CFE |  |  |  |  | OpenStreetMap | {"type":"Feature","properties":{},"geometry":{"type":"LineString","coordinates":[[-97.88073,22.27325],[-97.88201,22.27103],[-97.88183,22.26887],[-97.88002,22.26636],[-97.87988,22.26314],[-97.88051,22.25948],[-97.88485,22.25842],[-97.88519,22.25663],[-97.88207,22.25287],[-97.88043,22.24849],[-97.87924,22.24507],[-97.88107,22.24306],[-97.88122,22.23966],[-97.87998,22.23696]]}}
Línea 115.0 kV | LineString | 115.0 kV |  |  |  | CFE |  |  |  |  | OpenStreetMap | {"type":"Feature","properties":{},"geometry":{"type":"LineString","coordinates":[[-97.89446,22.23663],[-97.89181,22.23733],[-97.88952,22.23726]]}}
Línea 115.0 kV | LineString | 115.0 kV |  |  |  | CFE |  |  |  |  | OpenStreetMap | {"type":"Feature","properties":{},"geometry":{"type":"LineString","coordinates":[[-97.89446,22.23663],[-97.89184,22.23753],[-97.88952,22.23726]]}}
Línea 115.0 kV | LineString | 115.0 kV | 2 |  |  | CFE |  |  |  |  | OpenStreetMap | {"type":"Feature","properties":{},"geometry":{"type":"LineString","coordinates":[[-97.88952,22.23726],[-97.88476,22.23692],[-97.88289,22.23677]]}}
Línea 115.0 kV | LineString | 115.0 kV | 1 |  |  | CFE |  |  |  |  | OpenStreetMap | {"type":"Feature","properties":{},"geometry":{"type":"LineString","coordinates":[[-100.64175,18.33586],[-100.64168,18.33595],[-100.64217,18.33618],[-100.64256,18.33579],[-100.64213,18.33468],[-100.64375,18.33033],[-100.64448,18.32707],[-100.64526,18.32568],[-100.6457,18.3249],[-100.64687,18.32398],[-100.64786,18.32321],[-100.64873,18.32252],[-100.64999,18.32153],[-100.65099,18.32074],[-100.65247,18.31957],[-100.65407,18.31831],[-100.65532,18.31733],[-100.6566,18.31632],[-100.65741,18.31569],[-100.65864,18.31472],[-100.66022,18.31346],[-100.66121,18.31269],[-100.66222,18.31189],[-100.66364,18.31077],[-100.66492,18.30976],[-100.66651,18.3085],[-100.66821,18.30716],[-100.66951,18.30613],[-100.67065,18.30524],[-100.67196,18.3042],[-100.67338,18.30309],[-100.67471,18.30204],[-100.67739,18.29992],[-100.68042,18.29753],[-100.68315,18.29788],[-100.6865,18.29828],[-100.69016,18.29873],[-100.69146,18.29889],[-100.69317,18.2991],[-100.69477,18.29929],[-100.69632,18.29947],[-100.69768,18.29965],[-100.70048,18.29999],[-100.70356,18.30037],[-100.70755,18.30084],[-100.7101,18.30114],[-100.7128,18.30149],[-100.71699,18.30198],[-100.72132,18.30253],[-100.72342,18.30279],[-100.72512,18.303],[-100.72654,18.30317],[-100.72772,18.3033],[-100.72966,18.30354],[-100.73106,18.30372],[-100.73267,18.30391],[-100.7335,18.30402],[-100.73442,18.30412],[-100.73693,18.30443],[-100.73897,18.30469],[-100.74215,18.30505],[-100.74487,18.30539],[-100.74649,18.3056],[-100.74765,18.30574],[-100.75049,18.30608],[-100.75328,18.3064],[-100.75482,18.30661],[-100.75599,18.30675],[-100.75873,18.30709],[-100.7625,18.30754],[-100.76545,18.3079],[-100.76922,18.30835],[-100.77141,18.30862],[-100.7731,18.30884],[-100.77488,18.30905],[-100.77613,18.30921],[-100.77745,18.30937],[-100.77898,18.30955],[-100.78024,18.3097],[-100.78201,18.30992],[-100.78377,18.31012],[-100.78623,18.31042],[-100.78713,18.30989],[-100.78801,18.30936],[-100.79139,18.30735],[-100.79298,18.30642],[-100.79411,18.30573],[-100.79602,18.30461],[-100.79755,18.30368],[-100.79848,18.30312],[-100.80033,18.30201],[-100.80155,18.30129],[-100.80278,18.30054],[-100.80524,18.29907],[-100.80654,18.29829],[-100.80857,18.29709],[-100.81016,18.29615],[-100.81134,18.29541],[-100.81263,18.29466],[-100.81411,18.29377],[-100.81534,18.29304],[-100.8167,18.29374],[-100.81948,18.29107],[-100.8209,18.28969],[-100.82244,18.28915],[-100.8247,18.28693],[-100.82687,18.28499],[-100.82837,18.28365],[-100.8303,18.2819],[-100.83168,18.28061],[-100.83272,18.27969],[-100.83417,18.27832],[-100.83713,18.27566],[-100.8386,18.27433],[-100.83956,18.27342],[-100.84042,18.27266],[-100.84181,18.27037],[-100.84285,18.26728],[-100.84385,18.26454],[-100.84578,18.26306],[-100.84741,18.26181],[-100.84961,18.26006],[-100.85157,18.25843],[-100.85295,18.25729],[-100.85399,18.25644],[-100.85675,18.2542],[-100.8574,18.25297],[-100.85865,18.25052],[-100.85934,18.24916],[-100.86002,18.24783],[-100.86473,18.24306],[-100.86579,18.24213],[-100.86667,18.24135],[-100.87281,18.23609],[-100.87462,18.23449],[-100.87533,18.23366],[-100.87683,18.23169],[-100.87785,18.23038],[-100.87877,18.22917],[-100.88014,18.22735],[-100.88129,18.22588],[-100.88301,18.22366],[-100.8841,18.22225],[-100.88531,18.22069],[-100.8871,18.21831],[-100.88874,18.21771],[-100.88988,18.21728],[-100.894,18.21572],[-100.89458,18.21551],[-100.89499,18.21506]]}}
Línea 115.0 kV | LineString | 115.0 kV | 1 |  |  | CFE |  |  |  |  | OpenStreetMap | {"type":"Feature","properties":{},"geometry":{"type":"LineString","coordinates":[[-100.63384,18.33948],[-100.6327,18.34057],[-100.63247,18.34416],[-100.63498,18.34743],[-100.63739,18.3506],[-100.63779,18.35427],[-100.63875,18.35676],[-100.63974,18.3593],[-100.64068,18.36026],[-100.64155,18.36116],[-100.64361,18.36328],[-100.64577,18.3655],[-100.64687,18.36895],[-100.6478,18.37184],[-100.64911,18.37589],[-100.64991,18.37846],[-100.65097,18.38017],[-100.65205,18.38189],[-100.65394,18.38391],[-100.65585,18.38594],[-100.65879,18.38901],[-100.66267,18.38952],[-100.66647,18.39001],[-100.66772,18.39295],[-100.66873,18.3954],[-100.67011,18.39872],[-100.67142,18.40188],[-100.67257,18.40463],[-100.67362,18.40716],[-100.67466,18.4097],[-100.67567,18.41219],[-100.67675,18.41474],[-100.67762,18.4168],[-100.67879,18.41974],[-100.67991,18.4223],[-100.68088,18.42464],[-100.68187,18.42707],[-100.68287,18.4295],[-100.68388,18.43187],[-100.68485,18.43422],[-100.68582,18.43659],[-100.68818,18.43824],[-100.69063,18.43998],[-100.69194,18.44226],[-100.69325,18.44459],[-100.69462,18.44702],[-100.69596,18.44941],[-100.69731,18.45179],[-100.69866,18.45418],[-100.70001,18.45657],[-100.70249,18.46104],[-100.70307,18.4621],[-100.70554,18.46638],[-100.70708,18.46914],[-100.7084,18.47145],[-100.70977,18.4739],[-100.71099,18.47606],[-100.71234,18.47845],[-100.71371,18.48091],[-100.71481,18.48287],[-100.71858,18.48463],[-100.72323,18.48681],[-100.72488,18.48758],[-100.72785,18.48897],[-100.73074,18.49033],[-100.7358,18.49271],[-100.73778,18.49364],[-100.73995,18.49465],[-100.74297,18.49606],[-100.74533,18.49717],[-100.74689,18.4979],[-100.75029,18.4995],[-100.75283,18.50069],[-100.75522,18.50181],[-100.75768,18.50296],[-100.76016,18.50413],[-100.7626,18.50526],[-100.765,18.50638],[-100.76757,18.50759],[-100.77102,18.51186],[-100.77271,18.51395],[-100.77537,18.51723],[-100.77706,18.51934],[-100.77951,18.52239],[-100.78126,18.52453],[-100.78359,18.5274],[-100.786,18.53039],[-100.78877,18.53383],[-100.79053,18.53599],[-100.79238,18.53828],[-100.79398,18.54028],[-100.79566,18.54235],[-100.79741,18.5445],[-100.79942,18.54701],[-100.80131,18.54935],[-100.80358,18.55216],[-100.80526,18.55425],[-100.80816,18.55619],[-100.81114,18.55818],[-100.81377,18.55994],[-100.81735,18.56234],[-100.8214,18.56504],[-100.82372,18.56659],[-100.82531,18.56765],[-100.8275,18.56912],[-100.8306,18.57119],[-100.83278,18.57264],[-100.8355,18.57447],[-100.83735,18.5757],[-100.84153,18.57848],[-100.84364,18.5799],[-100.8466,18.58187],[-100.8497,18.58394],[-100.85211,18.58554],[-100.85466,18.58725],[-100.85704,18.58884],[-100.85951,18.59049],[-100.86224,18.59232],[-100.86458,18.59388],[-100.86675,18.59533],[-100.86924,18.59699],[-100.87155,18.59853],[-100.87413,18.60023],[-100.87644,18.6018],[-100.87856,18.60321],[-100.8822,18.60563],[-100.8847,18.6073],[-100.88619,18.6083],[-100.8878,18.60979],[-100.88907,18.61187],[-100.89058,18.61428],[-100.89181,18.6162],[-100.89205,18.61651]]}}
Línea 115.0 kV | LineString | 115.0 kV |  |  |  | CFE |  |  |  |  | OpenStreetMap | {"type":"Feature","properties":{},"geometry":{"type":"LineString","coordinates":[[-97.86512,22.34731],[-97.86494,22.34733]]}}
Línea 115.0 kV | LineString | 115.0 kV |  |  |  | CFE |  |  |  |  | OpenStreetMap | {"type":"Feature","properties":{},"geometry":{"type":"LineString","coordinates":[[-97.86512,22.34731],[-97.86496,22.34721]]}}
Línea 115.0 kV | LineString | 115.0 kV |  |  |  | CFE |  |  |  |  | OpenStreetMap | {"type":"Feature","properties":{},"geometry":{"type":"LineString","coordinates":[[-97.89007,22.37445],[-97.8889,22.37427],[-97.88774,22.37408],[-97.88657,22.3739],[-97.88545,22.37373],[-97.88426,22.37355],[-97.88359,22.37283],[-97.88274,22.37193],[-97.88197,22.37111],[-97.88119,22.37031],[-97.88042,22.3695],[-97.87967,22.3687],[-97.87888,22.36787],[-97.87809,22.36706],[-97.87732,22.36626],[-97.87655,22.36544],[-97.87579,22.36462],[-97.87648,22.36427],[-97.8775,22.36396],[-97.87838,22.36365],[-97.87777,22.36266],[-97.8764,22.36029],[-97.87503,22.35789],[-97.87473,22.35745],[-97.87381,22.3569],[-97.87293,22.35636],[-97.87202,22.35581],[-97.87124,22.35535],[-97.87098,22.35424],[-97.8708,22.35362],[-97.87055,22.35266],[-97.87009,22.35128],[-97.86845,22.34877],[-97.86666,22.34898],[-97.86488,22.34922],[-97.86512,22.34731]]}}
Línea 115.0 kV | LineString | 115.0 kV |  |  |  | CFE |  |  |  |  | OpenStreetMap | {"type":"Feature","properties":{},"geometry":{"type":"LineString","coordinates":[[-97.86804,22.34371],[-97.86806,22.34361],[-97.86671,22.34334],[-97.86586,22.34351],[-97.8656,22.34455],[-97.86538,22.34539],[-97.86504,22.34688]]}}
Línea 115.0 kV | LineString | 115.0 kV |  |  |  | CFE |  |  |  |  | OpenStreetMap | {"type":"Feature","properties":{},"geometry":{"type":"LineString","coordinates":[[-97.82946,22.27767],[-97.82885,22.27704],[-97.82818,22.27638],[-97.82759,22.27574],[-97.82698,22.27538],[-97.82444,22.2741]]}}
Línea 115.0 kV | LineString | 115.0 kV |  |  |  | CFE |  |  |  |  | OpenStreetMap | {"type":"Feature","properties":{},"geometry":{"type":"LineString","coordinates":[[-97.82946,22.27767],[-97.82984,22.27777],[-97.83069,22.27748],[-97.83161,22.27722],[-97.83271,22.27706],[-97.83352,22.27704],[-97.83474,22.27702],[-97.83579,22.277],[-97.83679,22.27697],[-97.83784,22.27696],[-97.83886,22.27694],[-97.83894,22.27673],[-97.8387,22.27597]]}}
Línea 115.0 kV | LineString | 115.0 kV | 2 |  |  | CFE |  |  |  |  | OpenStreetMap | {"type":"Feature","properties":{},"geometry":{"type":"LineString","coordinates":[[-97.06915,20.42637],[-97.0692,20.42625],[-97.06931,20.42577],[-97.0693,20.42378],[-97.06914,20.42102],[-97.07054,20.41991],[-97.07244,20.41839],[-97.07554,20.41593],[-97.07838,20.41367],[-97.08004,20.41234],[-97.08302,20.40997],[-97.08657,20.40715],[-97.08914,20.4051],[-97.09157,20.40317],[-97.09401,20.40123],[-97.0965,20.39925],[-97.10031,20.39621],[-97.10461,20.39279],[-97.10792,20.39015],[-97.11148,20.38732],[-97.1163,20.38536],[-97.12053,20.38364],[-97.12376,20.38232],[-97.12785,20.38065],[-97.12997,20.37887],[-97.13328,20.37609],[-97.13602,20.37378],[-97.13876,20.37147],[-97.14173,20.36897],[-97.14374,20.36749],[-97.14666,20.36533],[-97.14917,20.36348],[-97.15173,20.36159],[-97.15563,20.35872],[-97.157,20.35689],[-97.15788,20.35571]]}}
Línea 115.0 kV | LineString | 115.0 kV |  |  |  | CFE |  |  |  |  | OpenStreetMap | {"type":"Feature","properties":{},"geometry":{"type":"LineString","coordinates":[[-97.34302,20.46455],[-97.34268,20.46484]]}}
Línea 115.0 kV | LineString | 115.0 kV |  |  |  | CFE |  |  |  |  | OpenStreetMap | {"type":"Feature","properties":{},"geometry":{"type":"LineString","coordinates":[[-97.34263,20.46474],[-97.34302,20.46455]]}}
Línea 115.0 kV | LineString | 115.0 kV | 2 |  |  | CFE |  |  |  |  | OpenStreetMap | {"type":"Feature","properties":{},"geometry":{"type":"LineString","coordinates":[[-97.34605,20.46444],[-97.34576,20.46445],[-97.34302,20.46455]]}}
Línea 115.0 kV | LineString | 115.0 kV |  |  |  | CFE |  |  |  |  | OpenStreetMap | {"type":"Feature","properties":{},"geometry":{"type":"LineString","coordinates":[[-96.86353,19.52807],[-96.8632,19.52857],[-96.85969,19.53019],[-96.85463,19.52853],[-96.84993,19.52692],[-96.84638,19.52576],[-96.84385,19.52493],[-96.84182,19.52425],[-96.83614,19.52237],[-96.83043,19.52046],[-96.82591,19.51895],[-96.82356,19.51815],[-96.82045,19.51716],[-96.81591,19.5156],[-96.80977,19.51362],[-96.80621,19.51241],[-96.80375,19.51157],[-96.79805,19.5097],[-96.79583,19.50899],[-96.79316,19.50811],[-96.78878,19.50667],[-96.78495,19.50543],[-96.78067,19.50395],[-96.77343,19.50156],[-96.77193,19.50024],[-96.7698,19.4984],[-96.7674,19.4963],[-96.76421,19.49345],[-96.76096,19.49067],[-96.75834,19.48838],[-96.75459,19.48503],[-96.7523,19.48307],[-96.74969,19.48078],[-96.74705,19.47845],[-96.74378,19.47569],[-96.7404,19.47267],[-96.7375,19.47016],[-96.73573,19.46857],[-96.7335,19.46662],[-96.73129,19.46468],[-96.72892,19.46254],[-96.72662,19.46064],[-96.72402,19.45837],[-96.71918,19.45413],[-96.71785,19.45297],[-96.71551,19.45181],[-96.71286,19.45052],[-96.70989,19.4491],[-96.70566,19.44706],[-96.70211,19.44532],[-96.69835,19.44351],[-96.69452,19.44166],[-96.69178,19.44035],[-96.68738,19.43821],[-96.68498,19.43703],[-96.68203,19.43565],[-96.68012,19.4347],[-96.67542,19.43242],[-96.67232,19.43091],[-96.66889,19.42927],[-96.66653,19.42812],[-96.66322,19.42651],[-96.66002,19.42497],[-96.65878,19.42385],[-96.65666,19.42193],[-96.65468,19.42008],[-96.65071,19.41644],[-96.64883,19.41474],[-96.64579,19.41194],[-96.64377,19.41011],[-96.64058,19.40719],[-96.63859,19.40534],[-96.63744,19.40421]]}}
Línea 115.0 kV | LineString | 115.0 kV | 1 |  |  | CFE |  |  |  |  | OpenStreetMap | {"type":"Feature","properties":{},"geometry":{"type":"LineString","coordinates":[[-100.72135,18.83713],[-100.72173,18.83724],[-100.74296,18.85227],[-100.74046,18.8626],[-100.73975,18.86656],[-100.74185,18.87056],[-100.74335,18.87352],[-100.74384,18.87498],[-100.74501,18.87838],[-100.74566,18.88047],[-100.74627,18.88246],[-100.74697,18.88444],[-100.74774,18.88669],[-100.74665,18.88776],[-100.74341,18.89097],[-100.73933,18.89524],[-100.73956,18.89545]]}}
Línea 115.0 kV | LineString | 115.0 kV | 1 |  |  | CFE |  |  |  |  | OpenStreetMap | {"type":"Feature","properties":{},"geometry":{"type":"LineString","coordinates":[[-100.40608,19.08225],[-100.41249,19.08082],[-100.41823,19.07713],[-100.42195,19.07607],[-100.42653,19.07486],[-100.4284,19.07435],[-100.43107,19.07354],[-100.43598,19.07224],[-100.44207,19.07059],[-100.45197,19.0678],[-100.45458,19.06752],[-100.46025,19.06662],[-100.46229,19.06612],[-100.4656,19.0658],[-100.46755,19.06554],[-100.47287,19.0647],[-100.47903,19.06377],[-100.48478,19.06289],[-100.49092,19.06193],[-100.49648,19.0611],[-100.49967,19.06036],[-100.50362,19.0594],[-100.50745,19.05854],[-100.51046,19.05784],[-100.51804,19.05597],[-100.52058,19.05541],[-100.52394,19.05455],[-100.52768,19.0537],[-100.53064,19.05206],[-100.53414,19.05004],[-100.53996,19.04672],[-100.54598,19.04335],[-100.55245,19.0397],[-100.55457,19.03847],[-100.55932,19.03391],[-100.56126,19.03204],[-100.5651,19.02836],[-100.56821,19.02526],[-100.57156,19.02202],[-100.5785,19.01527],[-100.58235,19.01156],[-100.58726,19.00415],[-100.58905,19.00152],[-100.59158,18.99774],[-100.59418,18.99392],[-100.59582,18.99147],[-100.5987,18.9872],[-100.60098,18.98375],[-100.60383,18.97954],[-100.60606,18.97618],[-100.60789,18.97343],[-100.60978,18.97059],[-100.61235,18.96675],[-100.61493,18.96381],[-100.61734,18.96105],[-100.6203,18.9576],[-100.62316,18.95435],[-100.6251,18.95209],[-100.62753,18.94934],[-100.62922,18.94743],[-100.63238,18.94376],[-100.63481,18.94099],[-100.63783,18.93756],[-100.64109,18.93377],[-100.64319,18.93137],[-100.64561,18.9286],[-100.648,18.92583],[-100.64948,18.92415],[-100.65467,18.9182],[-100.65596,18.91669],[-100.658,18.91437],[-100.66078,18.91114],[-100.66449,18.90693],[-100.6659,18.90527],[-100.67079,18.89978],[-100.67222,18.89793],[-100.67977,18.8892],[-100.68898,18.87868],[-100.69214,18.87507],[-100.69514,18.87162],[-100.69718,18.86922],[-100.69947,18.86667],[-100.70347,18.86206],[-100.70987,18.85469],[-100.71289,18.85119],[-100.71516,18.8486],[-100.71571,18.84595],[-100.71941,18.84074],[-100.72135,18.83713]]}}
Línea 115.0 kV | LineString | 115.0 kV | 2 |  |  | CFE |  |  |  |  | OpenStreetMap | {"type":"Feature","properties":{},"geometry":{"type":"LineString","coordinates":[[-100.72135,18.83713],[-100.7235,18.83324],[-100.72524,18.83002],[-100.72735,18.82608],[-100.73025,18.82078],[-100.7338,18.81455],[-100.73552,18.81141],[-100.73701,18.80879],[-100.7402,18.80312],[-100.74262,18.79881],[-100.74504,18.79458],[-100.74756,18.79001],[-100.7511,18.7839],[-100.75373,18.77918],[-100.7564,18.77441],[-100.75749,18.77248],[-100.75947,18.76892],[-100.76184,18.76471],[-100.76336,18.76203],[-100.76491,18.75922],[-100.76804,18.75375],[-100.7699,18.75047],[-100.77217,18.74641],[-100.77373,18.74354],[-100.77557,18.74036],[-100.77742,18.73678],[-100.77713,18.73658]]}}
Línea 115.0 kV | LineString | 115.0 kV | 1 |  |  | CFE |  |  |  |  | OpenStreetMap | {"type":"Feature","properties":{},"geometry":{"type":"LineString","coordinates":[[-100.67035,18.70173],[-100.6711,18.70173],[-100.67418,18.7022],[-100.68347,18.70377],[-100.68549,18.70413],[-100.68829,18.70462],[-100.69309,18.70543],[-100.69793,18.70627],[-100.7038,18.70728],[-100.70734,18.70789],[-100.70891,18.70831],[-100.71739,18.71058],[-100.72277,18.71201],[-100.72583,18.71281],[-100.73017,18.71398],[-100.73272,18.71465],[-100.7374,18.71589],[-100.74073,18.7168],[-100.74491,18.71794],[-100.74902,18.71903],[-100.75449,18.72052],[-100.76171,18.72241],[-100.76613,18.7236],[-100.76869,18.72598],[-100.77421,18.73103],[-100.77535,18.73361],[-100.7765,18.7362],[-100.77692,18.73642]]}}
Línea 115.0 kV | LineString | 115.0 kV | 1 |  |  | CFE |  |  |  |  | OpenStreetMap | {"type":"Feature","properties":{},"geometry":{"type":"LineString","coordinates":[[-100.89227,18.61681],[-100.89192,18.61691],[-100.88825,18.61611],[-100.88546,18.61547],[-100.88352,18.61878],[-100.88164,18.62192],[-100.87972,18.62518],[-100.87748,18.62896],[-100.87534,18.63254],[-100.8736,18.63543],[-100.87111,18.63813],[-100.86665,18.64287],[-100.86454,18.64511],[-100.8615,18.64898],[-100.85936,18.65173],[-100.85692,18.65468],[-100.85407,18.65839],[-100.8506,18.66271],[-100.84883,18.665],[-100.84756,18.66675],[-100.84397,18.67122],[-100.84279,18.6727],[-100.8401,18.67412],[-100.83661,18.67599],[-100.83296,18.67794],[-100.82935,18.67995],[-100.82431,18.68276],[-100.82128,18.68446],[-100.8174,18.68645],[-100.81356,18.68854],[-100.80925,18.69087],[-100.80297,18.69428],[-100.80076,18.69545],[-100.79776,18.70087],[-100.79568,18.70457],[-100.79304,18.70925],[-100.78992,18.71478],[-100.78783,18.71848],[-100.78636,18.72112],[-100.78424,18.72492],[-100.78209,18.72875],[-100.77988,18.73266],[-100.77752,18.73661],[-100.77719,18.73645]]}}
Línea 115.0 kV | LineString | 115.0 kV |  |  |  | CFE |  |  |  |  | OpenStreetMap | {"type":"Feature","properties":{},"geometry":{"type":"LineString","coordinates":[[-96.37872,19.38242],[-96.37884,19.38269],[-96.37929,19.38317],[-96.37977,19.38405],[-96.38106,19.38673],[-96.38285,19.39001],[-96.38416,19.39256],[-96.38575,19.39567],[-96.38623,19.39675],[-96.38745,19.39949],[-96.38915,19.40304],[-96.39049,19.40607],[-96.392,19.4094],[-96.39295,19.41156],[-96.39235,19.41441],[-96.39155,19.41759],[-96.39086,19.42079],[-96.39041,19.42288]]}}
Línea 115.0 kV | LineString | 115.0 kV |  |  |  | CFE |  |  |  |  | OpenStreetMap | {"type":"Feature","properties":{},"geometry":{"type":"LineString","coordinates":[[-96.40417,19.42815],[-96.40431,19.42808],[-96.4038,19.42741],[-96.40244,19.42784],[-96.40171,19.4279],[-96.40167,19.42721],[-96.40116,19.42725],[-96.40115,19.42631],[-96.40023,19.42601],[-96.39917,19.42592],[-96.39907,19.42501],[-96.39785,19.42487],[-96.39642,19.42478],[-96.39523,19.4238],[-96.39421,19.42288],[-96.39282,19.42282],[-96.3926,19.42354],[-96.39205,19.42329],[-96.3917,19.42318]]}}
Línea 113.0 kV | LineString | 113.0 kV |  |  |  | CFE |  |  |  |  | OpenStreetMap | {"type":"Feature","properties":{},"geometry":{"type":"LineString","coordinates":[[-96.39041,19.42288],[-96.39124,19.42306]]}}
Línea 115.0 kV | LineString | 115.0 kV | 1 |  |  | CFE |  |  |  |  | OpenStreetMap | {"type":"Feature","properties":{},"geometry":{"type":"LineString","coordinates":[[-96.16961,18.76518],[-96.17119,18.76401],[-96.17247,18.76309],[-96.17355,18.7623],[-96.17521,18.76091],[-96.17607,18.76042],[-96.17713,18.75983],[-96.17858,18.75907]]}}
Línea 115.0 kV | LineString | 115.0 kV | 1 |  |  | CFE |  |  |  |  | OpenStreetMap | {"type":"Feature","properties":{},"geometry":{"type":"LineString","coordinates":[[-96.30251,18.79015],[-96.30633,18.79417],[-96.33492,18.82901],[-96.33991,18.83142],[-96.34231,18.82974],[-96.34371,18.82868],[-96.34471,18.82793],[-96.34572,18.82717],[-96.34705,18.82619],[-96.34831,18.82523],[-96.34974,18.82417],[-96.35114,18.8231],[-96.35226,18.82226],[-96.35377,18.82112],[-96.35517,18.82003],[-96.35647,18.81908],[-96.35781,18.81808],[-96.3591,18.81714],[-96.36041,18.81617],[-96.36148,18.8153],[-96.3627,18.81438],[-96.36399,18.81343],[-96.36548,18.81263],[-96.36705,18.81181],[-96.36878,18.81089],[-96.37017,18.81018],[-96.37146,18.80948],[-96.37322,18.80855],[-96.37458,18.80784],[-96.37596,18.80714]]}}
Línea 115.0 kV | LineString | 115.0 kV |  |  |  | CFE |  |  |  |  | OpenStreetMap | {"type":"Feature","properties":{},"geometry":{"type":"LineString","coordinates":[[-97.10374,18.88792],[-97.10329,18.88816]]}}
Línea 115.0 kV | LineString | 115.0 kV | 1 |  |  | CFE |  |  |  |  | OpenStreetMap | {"type":"Feature","properties":{},"geometry":{"type":"LineString","coordinates":[[-97.0031,18.91481],[-97.00156,18.91462],[-96.99996,18.91516],[-96.9984,18.91565]]}}
Línea 115.0 kV | LineString | 115.0 kV | 2 |  |  | CFE |  |  |  |  | OpenStreetMap | {"type":"Feature","properties":{},"geometry":{"type":"LineString","coordinates":[[-97.04758,18.89046],[-97.04735,18.8907],[-97.04677,18.89118],[-97.04646,18.8915],[-97.04627,18.8917],[-97.04574,18.8924],[-97.04341,18.89484],[-97.04151,18.89681],[-97.03958,18.8983],[-97.0381,18.89974],[-97.03665,18.90106],[-97.03456,18.90289],[-97.03212,18.90505],[-97.02979,18.90708],[-97.02731,18.90921],[-97.0248,18.91142],[-97.02229,18.91359],[-97.02004,18.91556],[-97.01902,18.91645],[-97.0165,18.9162],[-97.0142,18.91596],[-97.00803,18.91532],[-97.00507,18.91502],[-97.0031,18.91481]]}}
Línea 115.0 kV | LineString | 115.0 kV | 1 |  |  | CFE |  |  |  |  | OpenStreetMap | {"type":"Feature","properties":{},"geometry":{"type":"LineString","coordinates":[[-97.48765,20.50622],[-97.48671,20.50331],[-97.48394,20.50267],[-97.48079,20.50193],[-97.4794,20.50162],[-97.47884,20.50154]]}}
Línea 115.0 kV | LineString | 115.0 kV | 1 |  |  | CFE |  |  |  |  | OpenStreetMap | {"type":"Feature","properties":{},"geometry":{"type":"LineString","coordinates":[[-100.34696,19.45594],[-100.34703,19.456],[-100.34956,19.45763],[-100.35299,19.46011],[-100.35448,19.46118],[-100.35638,19.46256],[-100.35783,19.4636],[-100.35905,19.4645],[-100.36399,19.46806],[-100.36566,19.46927],[-100.36917,19.4718],[-100.37055,19.4728],[-100.37414,19.4754],[-100.37745,19.47778],[-100.37993,19.47954],[-100.38103,19.48036],[-100.3824,19.48135],[-100.38403,19.48251],[-100.38577,19.48379],[-100.3869,19.48471],[-100.3871,19.48521]]}}
Línea 115.0 kV | LineString | 115.0 kV | 1 |  |  | CFE |  |  |  |  | OpenStreetMap | {"type":"Feature","properties":{},"geometry":{"type":"LineString","coordinates":[[-100.3873,19.48515],[-100.38696,19.48433],[-100.38706,19.48431]]}}
Línea 115.0 kV | LineString | 115.0 kV | 1 |  |  | CFE |  |  |  |  | OpenStreetMap | {"type":"Feature","properties":{},"geometry":{"type":"LineString","coordinates":[[-99.69705,18.83862],[-99.69788,18.83883],[-99.69771,18.8393],[-99.69763,18.8402],[-99.69835,18.84136],[-99.69985,18.84378],[-99.70104,18.84483],[-99.70304,18.8476],[-99.70621,18.85197],[-99.70831,18.85484],[-99.71026,18.85752],[-99.71261,18.86077],[-99.71438,18.86525],[-99.71271,18.87035],[-99.71031,18.87322],[-99.70945,18.87528],[-99.70727,18.88037],[-99.70576,18.88391],[-99.70362,18.88481],[-99.70066,18.8861],[-99.69584,18.88815],[-99.69125,18.89014],[-99.68867,18.89129],[-99.68517,18.89282],[-99.68309,18.89374],[-99.67848,18.89574],[-99.67638,18.89666],[-99.67426,18.89675],[-99.6696,18.89725],[-99.66607,18.89718],[-99.66114,18.89708],[-99.65893,18.89704],[-99.65615,18.89797],[-99.6544,18.89859],[-99.65321,18.899]]}}
Línea 115.0 kV | LineString | 115.0 kV |  |  |  | CFE |  |  |  |  | OpenStreetMap | {"type":"Feature","properties":{},"geometry":{"type":"LineString","coordinates":[[-100.04845,19.01223],[-100.04748,19.01257],[-100.04675,19.0128],[-100.04667,19.01275],[-100.04665,19.01259]]}}
Línea 115.0 kV | LineString | 115.0 kV | 1 |  |  | CFE |  |  |  |  | OpenStreetMap | {"type":"Feature","properties":{},"geometry":{"type":"LineString","coordinates":[[-100.04927,19.01248],[-100.04921,19.01246],[-100.04845,19.01223]]}}
Línea 115.0 kV | LineString | 115.0 kV | 1 |  |  | CFE |  |  |  |  | OpenStreetMap | {"type":"Feature","properties":{},"geometry":{"type":"LineString","coordinates":[[-100.04924,19.0126],[-100.04917,19.01257],[-100.04845,19.01223]]}}
Línea 115.0 kV | LineString | 115.0 kV | 1 |  |  | CFE |  |  |  |  | OpenStreetMap | {"type":"Feature","properties":{},"geometry":{"type":"LineString","coordinates":[[-100.04918,19.01253],[-100.04921,19.01246],[-100.04974,19.01094],[-100.05159,19.00663],[-100.05253,19.00446],[-100.05285,19.00113],[-100.05403,18.99857],[-100.0572,18.99511],[-100.06051,18.99155],[-100.06394,18.98783],[-100.06825,18.98318],[-100.07113,18.98006],[-100.07405,18.97688],[-100.07538,18.97544],[-100.07645,18.9743],[-100.078,18.97355],[-100.08024,18.97254],[-100.0822,18.97239],[-100.08498,18.97213],[-100.088,18.96907],[-100.08938,18.96768],[-100.09067,18.96638],[-100.09217,18.96485],[-100.0936,18.96339],[-100.09492,18.96207],[-100.09691,18.95965],[-100.09749,18.95802],[-100.10435,18.95425],[-100.10566,18.95354],[-100.10907,18.9523],[-100.11301,18.94971],[-100.11686,18.94738],[-100.12182,18.94606],[-100.12944,18.94406],[-100.13341,18.94305],[-100.13669,18.94218],[-100.14029,18.94123],[-100.14257,18.94064],[-100.1447,18.93844],[-100.14712,18.93601],[-100.15218,18.93078],[-100.15252,18.9287],[-100.15285,18.92664],[-100.15384,18.92074],[-100.15452,18.91635],[-100.15425,18.91596],[-100.15382,18.91625]]}}
Línea 115.0 kV | LineString | 115.0 kV | 1 |  |  | CFE |  |  |  |  | OpenStreetMap | {"type":"Feature","properties":{},"geometry":{"type":"LineString","coordinates":[[-100.39035,19.42833],[-100.39028,19.4287],[-100.38989,19.43154],[-100.38897,19.43814],[-100.38852,19.44121],[-100.3888,19.44324],[-100.38793,19.44624],[-100.38734,19.45069],[-100.38702,19.45302],[-100.38684,19.45447],[-100.38651,19.45698],[-100.38619,19.4592],[-100.3857,19.46289],[-100.38529,19.46623],[-100.3854,19.46947],[-100.38549,19.47168],[-100.38558,19.47401],[-100.38564,19.47541],[-100.38569,19.47723],[-100.38576,19.47887],[-100.38586,19.48127],[-100.38593,19.48305],[-100.387,19.48464],[-100.38721,19.48518]]}}
Línea 115.0 kV | LineString | 115.0 kV | 1 |  |  | Comisión Federal de Electricidad |  |  |  |  | OpenStreetMap | {"type":"Feature","properties":{},"geometry":{"type":"LineString","coordinates":[[-100.07224,19.14652],[-100.07246,19.14662],[-100.07259,19.14649],[-100.07233,19.14613],[-100.07191,19.14594],[-100.07131,19.14633],[-100.07078,19.14613],[-100.06895,19.14544],[-100.06744,19.14489],[-100.06594,19.14433],[-100.06417,19.1437],[-100.0635,19.14146],[-100.06295,19.13961],[-100.06239,19.13775],[-100.06178,19.13592],[-100.06124,19.13397],[-100.06065,19.13204],[-100.05989,19.12957],[-100.05936,19.12795],[-100.05912,19.12713],[-100.05858,19.1252],[-100.05828,19.12414],[-100.05727,19.12067],[-100.05599,19.11644],[-100.05548,19.11471],[-100.05565,19.1109],[-100.05571,19.1081],[-100.05586,19.10532],[-100.05604,19.10153],[-100.0561,19.10006],[-100.05619,19.09786],[-100.05624,19.09595],[-100.05642,19.09236],[-100.05658,19.08818],[-100.05668,19.08577],[-100.05691,19.08076],[-100.05691,19.07874],[-100.05704,19.0772],[-100.05712,19.07541],[-100.05724,19.07277],[-100.05747,19.06601],[-100.0575,19.06502],[-100.0577,19.06152],[-100.05773,19.06016],[-100.05779,19.05834],[-100.05788,19.05707],[-100.05798,19.05542],[-100.05807,19.05307],[-100.05811,19.05123],[-100.05836,19.04355],[-100.04727,19.03931],[-100.04541,19.03841],[-100.04458,19.03635],[-100.04377,19.03425],[-100.04434,19.02601],[-100.04463,19.02493],[-100.04749,19.0173],[-100.04793,19.01618],[-100.04818,19.01544],[-100.04903,19.01298],[-100.04917,19.01257],[-100.04918,19.01253]]}}
Línea 115.0 kV | LineString | 115.0 kV | 2 |  |  | CFE |  |  |  |  | OpenStreetMap | {"type":"Feature","properties":{},"geometry":{"type":"LineString","coordinates":[[-100.14313,19.23175],[-100.14327,19.23206],[-100.14342,19.23156]]}}
Línea 115.0 kV | LineString | 115.0 kV | 1 |  |  | CFE |  |  |  |  | OpenStreetMap | {"type":"Feature","properties":{},"geometry":{"type":"LineString","coordinates":[[-100.14342,19.23156],[-100.14323,19.2309]]}}
Línea 115.0 kV | LineString | 115.0 kV | 1 |  |  | CFE |  |  |  |  | OpenStreetMap | {"type":"Feature","properties":{},"geometry":{"type":"LineString","coordinates":[[-100.14299,19.23161],[-100.14323,19.2309]]}}
Línea 115.0 kV | LineString | 115.0 kV | 1 |  |  | CFE |  |  |  |  | OpenStreetMap | {"type":"Feature","properties":{},"geometry":{"type":"LineString","coordinates":[[-100.14342,19.23156],[-100.14352,19.23071],[-100.1417,19.23044],[-100.14104,19.23033],[-100.13923,19.22981],[-100.13824,19.2294]]}}
Línea 115.0 kV | LineString | 115.0 kV | 2 |  |  | Comisión Federal de Electricidad |  |  |  |  | OpenStreetMap | {"type":"Feature","properties":{},"geometry":{"type":"LineString","coordinates":[[-100.14323,19.2309],[-100.14317,19.22782],[-100.14152,19.22797],[-100.13772,19.22806]]}}
Línea 115.0 kV | LineString | 115.0 kV | 1 |  |  | CFE |  |  |  |  | OpenStreetMap | {"type":"Feature","properties":{},"geometry":{"type":"LineString","coordinates":[[-100.14087,19.28229],[-100.14107,19.28188],[-100.14023,19.28183],[-100.1387,19.28173],[-100.13734,19.27982],[-100.13556,19.27616],[-100.13453,19.27582],[-100.13404,19.27503],[-100.13225,19.27252],[-100.13363,19.2676],[-100.1345,19.26471],[-100.13478,19.26295],[-100.13531,19.26007],[-100.13586,19.25689],[-100.13631,19.25431],[-100.1367,19.2514],[-100.13643,19.25043],[-100.13963,19.24125],[-100.14043,19.23882],[-100.14101,19.23704],[-100.14159,19.23488],[-100.14224,19.23385],[-100.14292,19.23218],[-100.14296,19.23174]]}}
Línea 115.0 kV | LineString | 115.0 kV | 1 |  |  | CFE |  |  |  |  | OpenStreetMap | {"type":"Feature","properties":{},"geometry":{"type":"LineString","coordinates":[[-100.15245,19.30799],[-100.15394,19.30897],[-100.15389,19.31104],[-100.15382,19.31311],[-100.15377,19.31496],[-100.15372,19.31667],[-100.15368,19.31859],[-100.15342,19.32711],[-100.15342,19.32837],[-100.15335,19.33044],[-100.15332,19.33245],[-100.15328,19.3343],[-100.1532,19.33869],[-100.15316,19.34007],[-100.15257,19.34113],[-100.15064,19.34426],[-100.14975,19.34576],[-100.14859,19.34771],[-100.14723,19.34922],[-100.14256,19.35454],[-100.14121,19.35532],[-100.13545,19.35904],[-100.13286,19.36069],[-100.12924,19.36297],[-100.11575,19.36605],[-100.11432,19.36623],[-100.11358,19.36731],[-100.11258,19.36877],[-100.10684,19.37692],[-100.10584,19.37836],[-100.10491,19.37971],[-100.09988,19.38687],[-100.09942,19.38755],[-100.09891,19.3903],[-100.09839,19.393],[-100.09736,19.3986],[-100.09686,19.40154],[-100.09594,19.40592],[-100.0957,19.40738],[-100.09519,19.4104],[-100.09483,19.41244],[-100.09459,19.41383],[-100.09429,19.41557],[-100.09378,19.41856],[-100.0935,19.42025],[-100.09322,19.42178],[-100.09295,19.4233],[-100.09269,19.42481],[-100.09335,19.42678],[-100.09402,19.42883],[-100.09443,19.43012],[-100.09504,19.43194],[-100.09548,19.43332],[-100.09606,19.43503],[-100.09654,19.43649],[-100.0976,19.43975],[-100.09805,19.44114],[-100.09843,19.44231],[-100.09944,19.44533],[-100.10008,19.44731],[-100.10101,19.45037],[-100.10163,19.45211],[-100.10218,19.45379],[-100.10264,19.45527],[-100.1032,19.45695],[-100.1038,19.45878],[-100.10346,19.46053],[-100.10301,19.46274],[-100.10278,19.46398],[-100.10024,19.4767],[-100.09991,19.47838],[-100.09777,19.4807],[-100.09625,19.48232],[-100.09519,19.48343],[-100.09552,19.48394]]}}
Línea 115.0 kV | LineString | 115.0 kV | 1 |  |  | CFE |  |  |  |  | OpenStreetMap | {"type":"Feature","properties":{},"geometry":{"type":"LineString","coordinates":[[-100.15245,19.30799],[-100.1525,19.31102],[-100.15255,19.31418],[-100.15262,19.31743],[-100.15269,19.32153],[-100.15275,19.32483],[-100.15281,19.32791],[-100.15283,19.33016],[-100.1523,19.33356],[-100.15191,19.33592],[-100.15128,19.33991],[-100.1505,19.3449],[-100.15008,19.34737],[-100.15098,19.34969],[-100.15287,19.35008],[-100.15327,19.34993]]}}
Línea 115.0 kV | LineString | 115.0 kV | 2 |  |  | CFE |  |  |  |  | OpenStreetMap | {"type":"Feature","properties":{},"geometry":{"type":"LineString","coordinates":[[-100.14504,19.29939],[-100.15027,19.30538],[-100.15245,19.30799]]}}
Línea 115.0 kV | LineString | 115.0 kV | 1 |  |  | CFE |  |  |  |  | OpenStreetMap | {"type":"Feature","properties":{},"geometry":{"type":"LineString","coordinates":[[-100.14056,19.28248],[-100.1403,19.28266],[-100.13902,19.28352],[-100.13756,19.28417],[-100.13684,19.28448],[-100.13506,19.28626],[-100.13585,19.28747],[-100.1365,19.28851],[-100.13779,19.29061],[-100.13884,19.29186],[-100.14083,19.29424],[-100.14186,19.29529],[-100.14317,19.29684],[-100.14413,19.29801],[-100.14504,19.29939]]}}
Línea 115.0 kV | LineString | 115.0 kV | 1 |  |  | CFE |  |  |  |  | OpenStreetMap | {"type":"Feature","properties":{},"geometry":{"type":"LineString","coordinates":[[-100.0763,19.38913],[-100.07587,19.38818],[-100.07436,19.38478],[-100.07584,19.38275],[-100.07907,19.38156],[-100.08205,19.38061],[-100.08437,19.37978],[-100.08868,19.37569],[-100.091,19.37346],[-100.09404,19.37056],[-100.09701,19.36997],[-100.10111,19.36914],[-100.10502,19.36837],[-100.11013,19.36734],[-100.11367,19.36661],[-100.11638,19.36605],[-100.11977,19.36539],[-100.12963,19.36339],[-100.13122,19.36231],[-100.13351,19.36078],[-100.14233,19.3549],[-100.14691,19.35181],[-100.14985,19.35105],[-100.1529,19.35025],[-100.15331,19.35004]]}}
Línea 115.0 kV | LineString | 115.0 kV | 1 |  |  | CFE |  |  |  |  | OpenStreetMap | {"type":"Feature","properties":{},"geometry":{"type":"LineString","coordinates":[[-100.14068,19.28266],[-100.14007,19.28309],[-100.13778,19.28481],[-100.13561,19.28641],[-100.13499,19.28837],[-100.13747,19.29102],[-100.139,19.29268],[-100.14157,19.2954],[-100.14346,19.29757],[-100.14504,19.29939]]}}
Línea 115.0 kV | LineString | 115.0 kV | 1 |  |  | CFE |  |  |  |  | OpenStreetMap | {"type":"Feature","properties":{},"geometry":{"type":"LineString","coordinates":[[-100.1408,19.28282],[-100.14049,19.28303],[-100.13975,19.2835],[-100.13939,19.28385],[-100.13764,19.2855],[-100.13707,19.28651],[-100.13636,19.28775],[-100.13674,19.28835],[-100.13825,19.29071],[-100.13918,19.29177],[-100.14135,19.29434],[-100.14218,19.29529],[-100.14338,19.29673],[-100.14416,19.29764],[-100.14526,19.29893],[-100.15077,19.30089],[-100.15891,19.30378],[-100.16035,19.30431],[-100.16203,19.30492],[-100.16386,19.30488],[-100.16631,19.30487],[-100.16829,19.30487],[-100.17016,19.30486],[-100.174,19.30484],[-100.17545,19.30483],[-100.1765,19.30483],[-100.17849,19.30481],[-100.17977,19.30479],[-100.18115,19.3046],[-100.18367,19.30421],[-100.1865,19.30377],[-100.189,19.30338],[-100.1905,19.30314],[-100.19219,19.30288],[-100.19451,19.30253],[-100.19638,19.30223],[-100.19806,19.30197],[-100.19995,19.30168],[-100.20164,19.30141],[-100.20334,19.30114],[-100.20525,19.30087],[-100.20693,19.30059],[-100.20923,19.30024],[-100.21111,19.29995],[-100.21303,19.29965],[-100.21498,19.29935],[-100.21667,19.29908],[-100.22078,19.29845],[-100.22398,19.29796],[-100.22956,19.2971],[-100.238,19.29586],[-100.23901,19.29572],[-100.24034,19.29552],[-100.24513,19.29481],[-100.24637,19.29464],[-100.24781,19.29441],[-100.25399,19.29975],[-100.25587,19.3014],[-100.2568,19.30217],[-100.25942,19.30444],[-100.26781,19.3117],[-100.27158,19.31496],[-100.2755,19.31834],[-100.27681,19.31949],[-100.27959,19.32189],[-100.28221,19.32416],[-100.28482,19.32642],[-100.28765,19.32886],[-100.2889,19.32994],[-100.28998,19.33087],[-100.29123,19.33195],[-100.2933,19.33375],[-100.29436,19.33468],[-100.29579,19.33588],[-100.29671,19.3367],[-100.29789,19.33772],[-100.29947,19.33907],[-100.3006,19.34004],[-100.30385,19.34286],[-100.30709,19.34569],[-100.3093,19.3476],[-100.31014,19.34833],[-100.31305,19.35085],[-100.31632,19.35371],[-100.31859,19.35569],[-100.32024,19.35713],[-100.32164,19.35834],[-100.32298,19.35952],[-100.32444,19.35996],[-100.32598,19.36044],[-100.32754,19.36092],[-100.32909,19.36139],[-100.3307,19.36189],[-100.33226,19.36237],[-100.33489,19.36318],[-100.33695,19.3638],[-100.33926,19.36449],[-100.34205,19.36536],[-100.34548,19.36641],[-100.34793,19.3672],[-100.34959,19.36769],[-100.35165,19.36831],[-100.35266,19.36862],[-100.35498,19.36934],[-100.35666,19.36985],[-100.35817,19.37031],[-100.36181,19.37584],[-100.36274,19.37723],[-100.36375,19.37873],[-100.36422,19.37937],[-100.36778,19.3849],[-100.36888,19.38651],[-100.37368,19.39386],[-100.37648,19.39806],[-100.37759,19.39975],[-100.37868,19.40141],[-100.38068,19.40454],[-100.38199,19.40652],[-100.38241,19.40714],[-100.38357,19.40884],[-100.38607,19.41266],[-100.388,19.41575],[-100.38835,19.41621],[-100.38995,19.41864],[-100.39052,19.41948],[-100.3913,19.42069],[-100.39115,19.42197],[-100.39095,19.42348],[-100.39076,19.42491],[-100.39045,19.42725],[-100.39039,19.42784],[-100.39037,19.42822]]}}
Línea 115.0 kV | LineString | 115.0 kV | 2 |  |  | CFE |  |  |  |  | OpenStreetMap | {"type":"Feature","properties":{},"geometry":{"type":"LineString","coordinates":[[-99.919,19.50692],[-99.91877,19.50926],[-99.91857,19.51153],[-99.91839,19.51448],[-99.91815,19.51743],[-99.91765,19.51868],[-99.91798,19.51873]]}}
Línea 115.0 kV | LineString | 115.0 kV | 1 |  |  | CFE |  |  |  |  | OpenStreetMap | {"type":"Feature","properties":{},"geometry":{"type":"LineString","coordinates":[[-100.09543,19.48399],[-100.09533,19.48386],[-100.0949,19.48404],[-100.09136,19.48571],[-100.08961,19.48654],[-100.08832,19.48713],[-100.08607,19.48819],[-100.08299,19.48963],[-100.08159,19.4903],[-100.07938,19.49135],[-100.07607,19.49291],[-100.07456,19.49361],[-100.07224,19.49471],[-100.07022,19.49461],[-100.06688,19.49445],[-100.06452,19.49437],[-100.06297,19.49429],[-100.06038,19.49418],[-100.0581,19.49408],[-100.05633,19.49401],[-100.0546,19.49391],[-100.0518,19.49378],[-100.04968,19.4937],[-100.04666,19.49358],[-100.04573,19.49353],[-100.04378,19.4934],[-100.04085,19.49329],[-100.0383,19.49319],[-100.036,19.4931],[-100.03375,19.49299],[-100.03192,19.49291],[-100.03037,19.49284],[-100.02798,19.49273],[-100.02603,19.49263],[-100.02359,19.49254],[-100.02143,19.49244],[-100.0198,19.49239],[-100.01733,19.49328],[-100.01479,19.4942],[-100.0136,19.49463],[-100.01165,19.49533],[-100.00967,19.49605],[-100.00743,19.49686],[-100.00511,19.4977],[-100.00373,19.49819],[-100.00127,19.49908],[-99.99987,19.49959],[-99.99815,19.50021],[-99.99503,19.50135],[-99.99317,19.502],[-99.99171,19.5021],[-99.99009,19.50221],[-99.98561,19.5025],[-99.98431,19.50259],[-99.98223,19.50273],[-99.98037,19.50285],[-99.97849,19.50298],[-99.97673,19.50309],[-99.97456,19.50324],[-99.96905,19.50359],[-99.96622,19.50375],[-99.96305,19.504],[-99.96173,19.50408],[-99.95806,19.50432],[-99.95664,19.50442],[-99.95259,19.50468],[-99.95044,19.50483],[-99.94614,19.5051],[-99.94034,19.50549],[-99.93778,19.50565],[-99.93475,19.50586],[-99.93315,19.50597],[-99.92908,19.50625],[-99.92614,19.50645],[-99.92433,19.50656],[-99.92015,19.50686],[-99.919,19.50692]]}}
Línea 115.0 kV | LineString | 115.0 kV | 1 |  |  | CFE |  |  |  |  | OpenStreetMap | {"type":"Feature","properties":{},"geometry":{"type":"LineString","coordinates":[[-100.09559,19.48388],[-100.09551,19.48378],[-100.09669,19.48319],[-100.09868,19.48224],[-100.10056,19.48132],[-100.10214,19.48061],[-100.1038,19.4798],[-100.10544,19.479],[-100.1075,19.47798],[-100.1112,19.47616],[-100.11358,19.47499],[-100.11455,19.4745],[-100.11576,19.47391],[-100.1172,19.47319],[-100.11851,19.47255],[-100.12003,19.4718],[-100.12182,19.47092],[-100.12426,19.46972],[-100.12657,19.46859],[-100.12767,19.46804],[-100.12957,19.46709],[-100.13507,19.46439],[-100.13662,19.46363],[-100.13798,19.46296],[-100.13974,19.46209],[-100.142,19.46097],[-100.14314,19.46041],[-100.14514,19.46022],[-100.14703,19.46005],[-100.14858,19.45991],[-100.15017,19.45975],[-100.15211,19.45958],[-100.1541,19.45939],[-100.15565,19.45924],[-100.15691,19.45912],[-100.1609,19.45874],[-100.16179,19.45866],[-100.16343,19.4585],[-100.16548,19.4583],[-100.16955,19.45792],[-100.17087,19.4578],[-100.17402,19.4575],[-100.17558,19.45735],[-100.18148,19.45679],[-100.18588,19.45635],[-100.18862,19.45611],[-100.18973,19.45601],[-100.19104,19.45589],[-100.19486,19.45553],[-100.20439,19.45462],[-100.20808,19.45424],[-100.21267,19.45383],[-100.21467,19.45364],[-100.21742,19.45337],[-100.22511,19.45265],[-100.2279,19.45238],[-100.23166,19.452],[-100.23438,19.45175],[-100.23618,19.45158],[-100.24122,19.4511],[-100.24374,19.45087],[-100.249,19.45038],[-100.25429,19.44985],[-100.25622,19.44969],[-100.26371,19.44898],[-100.26652,19.44872],[-100.27123,19.44827],[-100.27252,19.44815],[-100.27385,19.44801],[-100.27437,19.44796],[-100.27528,19.44787],[-100.27697,19.44771],[-100.2808,19.44737],[-100.28421,19.44706],[-100.28782,19.44673],[-100.29452,19.4461],[-100.30397,19.44516],[-100.3056,19.44501],[-100.30722,19.44487],[-100.31076,19.44455],[-100.31303,19.44432],[-100.31625,19.44406],[-100.31706,19.44399],[-100.32151,19.44356],[-100.32284,19.44344],[-100.32908,19.44284],[-100.33684,19.44844],[-100.34036,19.45101],[-100.34234,19.4524],[-100.34369,19.45335],[-100.3467,19.45573],[-100.34688,19.45587]]}}
Línea 115.0 kV | LineString | 115.0 kV | 1 |  |  | CFE |  |  |  |  | OpenStreetMap | {"type":"Feature","properties":{},"geometry":{"type":"LineString","coordinates":[[-100.44557,19.55819],[-100.44525,19.55963],[-100.44492,19.56096],[-100.44373,19.56557],[-100.4436,19.56624],[-100.4453,19.57043],[-100.44655,19.57362],[-100.44723,19.5753],[-100.44842,19.57817],[-100.44936,19.58056],[-100.4503,19.58286],[-100.45097,19.58456],[-100.45167,19.58632],[-100.45467,19.59092],[-100.45562,19.59238],[-100.45693,19.59442],[-100.45822,19.59641],[-100.45921,19.60001],[-100.45995,19.60268],[-100.46033,19.60409],[-100.46098,19.60651],[-100.46151,19.60844],[-100.46319,19.61474],[-100.46409,19.61813],[-100.46455,19.61985],[-100.46481,19.62085],[-100.47271,19.63064],[-100.47382,19.63199],[-100.47448,19.63285],[-100.47639,19.63522],[-100.4774,19.63643],[-100.47867,19.638],[-100.47965,19.63921],[-100.48042,19.64016],[-100.48151,19.6415],[-100.48255,19.6428],[-100.48349,19.64395],[-100.4843,19.64495],[-100.48507,19.64596],[-100.48577,19.64716],[-100.48651,19.6485],[-100.48723,19.64982],[-100.48815,19.65146],[-100.48893,19.6529],[-100.48983,19.6545],[-100.4907,19.65609],[-100.49126,19.65713],[-100.49274,19.65982],[-100.49378,19.66167],[-100.49452,19.663],[-100.49556,19.66492],[-100.4963,19.66627],[-100.49684,19.66726],[-100.499,19.67115],[-100.49973,19.67251],[-100.50139,19.67555],[-100.50201,19.67666],[-100.50304,19.67852],[-100.50481,19.67964],[-100.50653,19.68076],[-100.50903,19.68235],[-100.51068,19.68342],[-100.51186,19.68419],[-100.51263,19.6854],[-100.51321,19.68634],[-100.51515,19.68679],[-100.51654,19.68712],[-100.51781,19.68797],[-100.5184,19.68978],[-100.5189,19.69134],[-100.51965,19.69359],[-100.52009,19.69504],[-100.52172,19.69506],[-100.52328,19.69508],[-100.52425,19.69422],[-100.52495,19.69372],[-100.52612,19.69384],[-100.52735,19.69393],[-100.5276,19.69271],[-100.52791,19.69149],[-100.52746,19.69143],[-100.52753,19.69113]]}}
Línea 115.0 kV | LineString | 115.0 kV | 1 |  |  | CFE |  |  |  |  | OpenStreetMap | {"type":"Feature","properties":{},"geometry":{"type":"LineString","coordinates":[[-100.38737,19.48526],[-100.38746,19.48552],[-100.38766,19.48618],[-100.38884,19.487],[-100.39003,19.48786],[-100.3914,19.48884],[-100.39321,19.49016],[-100.39457,19.49115],[-100.39573,19.49199],[-100.39727,19.49311],[-100.39886,19.49427],[-100.4003,19.49532],[-100.40291,19.49721],[-100.40459,19.4984],[-100.40609,19.49951],[-100.4072,19.50032],[-100.40894,19.50157],[-100.4106,19.50278],[-100.41236,19.50405],[-100.41377,19.50507],[-100.41484,19.50585],[-100.41587,19.50659],[-100.41654,19.50806],[-100.41724,19.50956],[-100.41799,19.51119],[-100.41861,19.51253],[-100.41925,19.51391],[-100.41995,19.51542],[-100.42069,19.51699],[-100.42134,19.51842],[-100.42291,19.52181],[-100.42398,19.52413],[-100.42456,19.52537],[-100.42532,19.52707],[-100.42611,19.52881],[-100.42681,19.53029],[-100.42763,19.53206],[-100.42799,19.53291],[-100.42891,19.53394],[-100.43254,19.53757],[-100.43445,19.5388],[-100.43621,19.53994],[-100.4388,19.54161],[-100.44038,19.54262],[-100.44155,19.54338],[-100.44343,19.54459],[-100.44452,19.54529],[-100.44559,19.54598],[-100.447,19.54688],[-100.44815,19.54763],[-100.44788,19.54888],[-100.44723,19.5515],[-100.44648,19.55437],[-100.44616,19.55562],[-100.44561,19.55807]]}}
Línea 115.0 kV | LineString | 115.0 kV | 1 |  |  | CFE |  |  |  |  | OpenStreetMap | {"type":"Feature","properties":{},"geometry":{"type":"LineString","coordinates":[[-99.7873,19.61352],[-99.78855,19.61625],[-99.78979,19.61899],[-99.79237,19.6201],[-99.79441,19.62098],[-99.79917,19.62303],[-99.80023,19.62349],[-99.80427,19.62289],[-99.8083,19.62228],[-99.81118,19.62185],[-99.81234,19.62169],[-99.81648,19.62109],[-99.82028,19.62051],[-99.82296,19.62106],[-99.8273,19.62197],[-99.83153,19.62286],[-99.83554,19.62368],[-99.83838,19.62429],[-99.84123,19.62488],[-99.84423,19.62591],[-99.84761,19.62661],[-99.85149,19.62742],[-99.85479,19.62811],[-99.85829,19.62884],[-99.86073,19.62936],[-99.86475,19.63019],[-99.86856,19.63099],[-99.87229,19.63177],[-99.87427,19.63399],[-99.87614,19.63605],[-99.87867,19.63889],[-99.88014,19.64053],[-99.88177,19.6423],[-99.88356,19.64433],[-99.88632,19.64679],[-99.8884,19.64867],[-99.8905,19.65148],[-99.89249,19.65417],[-99.89639,19.65624],[-99.89966,19.65883],[-99.90296,19.66143],[-99.90236,19.6654],[-99.90181,19.66917],[-99.90292,19.67288],[-99.90395,19.6762],[-99.90514,19.68012],[-99.90676,19.68265],[-99.90871,19.68567],[-99.91039,19.6883],[-99.91201,19.69084],[-99.91415,19.69417],[-99.91612,19.69725],[-99.91742,19.69926],[-99.91861,19.70115],[-99.92033,19.70367],[-99.922,19.70622],[-99.92626,19.70602],[-99.92885,19.70595],[-99.93077,19.70341],[-99.93269,19.70089],[-99.93631,19.69949],[-99.93835,19.7017],[-99.93852,19.70191]]}}
Línea 115.0 kV | LineString | 115.0 kV | 1 |  |  | CFE |  |  |  |  | OpenStreetMap | {"type":"Feature","properties":{},"geometry":{"type":"LineString","coordinates":[[-99.7873,19.61352],[-99.78763,19.61323],[-99.78908,19.61192],[-99.79051,19.61061],[-99.79195,19.60931],[-99.79339,19.608],[-99.79456,19.60694],[-99.79591,19.60572],[-99.79729,19.60448],[-99.79876,19.60311],[-99.80009,19.6019],[-99.80166,19.60046],[-99.80305,19.59921],[-99.80451,19.59789],[-99.80598,19.59654],[-99.80748,19.5952],[-99.80895,19.59388],[-99.81041,19.59254],[-99.81184,19.59123],[-99.81324,19.58997],[-99.81438,19.58893],[-99.81508,19.58831],[-99.81551,19.5879],[-99.81761,19.586],[-99.82159,19.5824],[-99.82435,19.57991],[-99.82576,19.57865],[-99.82719,19.57736],[-99.82864,19.57604],[-99.82941,19.57447],[-99.83113,19.57096],[-99.83189,19.5694],[-99.83282,19.56753],[-99.83366,19.5658],[-99.8345,19.56411],[-99.83524,19.56257],[-99.83603,19.56095],[-99.8368,19.55939],[-99.83761,19.55773],[-99.83945,19.55407],[-99.84083,19.5524],[-99.84219,19.55068],[-99.84291,19.54886],[-99.84339,19.54761],[-99.84528,19.54277],[-99.84627,19.54022],[-99.84665,19.53925],[-99.84794,19.53664],[-99.8483,19.53588],[-99.84913,19.5342],[-99.85121,19.52988],[-99.85202,19.52822],[-99.85323,19.52577],[-99.85394,19.52427],[-99.85486,19.52239],[-99.85564,19.52076],[-99.85708,19.51786],[-99.85791,19.51614],[-99.85847,19.51499],[-99.85895,19.51399],[-99.86023,19.51136],[-99.86074,19.51033],[-99.86598,19.51005],[-99.8675,19.50996],[-99.86979,19.50983],[-99.87206,19.50974],[-99.87495,19.50955],[-99.8766,19.50946],[-99.87973,19.50928],[-99.88318,19.50911],[-99.88734,19.50887],[-99.88907,19.50878],[-99.89289,19.50855],[-99.8965,19.50833],[-99.89811,19.50824],[-99.90227,19.50802],[-99.90388,19.50791],[-99.90625,19.50776],[-99.90928,19.5076],[-99.91239,19.50738],[-99.91631,19.50711],[-99.91732,19.50707],[-99.919,19.50692]]}}
Línea 115.0 kV | LineString | 115.0 kV |  |  |  | CFE |  |  |  |  | OpenStreetMap | {"type":"Feature","properties":{},"geometry":{"type":"LineString","coordinates":[[-97.10493,18.83791],[-97.10496,18.83807],[-97.10498,18.8382],[-97.10501,18.83837],[-97.10504,18.83854],[-97.10507,18.83875],[-97.10511,18.83897],[-97.10514,18.83918],[-97.10518,18.83944],[-97.10523,18.83969],[-97.10525,18.83984],[-97.10527,18.83998],[-97.10535,18.84028],[-97.10562,18.84016],[-97.10584,18.84006],[-97.10606,18.83996],[-97.10627,18.83988],[-97.10642,18.8398],[-97.10654,18.83975]]}}
Línea 115.0 kV | LineString | 115.0 kV | 1 |  |  | CFE |  |  |  |  | OpenStreetMap | {"type":"Feature","properties":{},"geometry":{"type":"LineString","coordinates":[[-99.50601,19.97502],[-99.50626,19.97865],[-99.50652,19.98262],[-99.50678,19.98655],[-99.51092,19.98915],[-99.51408,19.99075],[-99.51751,19.99271],[-99.52078,19.99461],[-99.52415,19.99637],[-99.52836,19.99858],[-99.53032,19.99961],[-99.53277,20.00105],[-99.53779,20.00401],[-99.54163,20.00628],[-99.54536,20.00847],[-99.54874,20.01044],[-99.55196,20.01235],[-99.55575,20.01458],[-99.55955,20.01682],[-99.56161,20.01803],[-99.56441,20.02012],[-99.56785,20.0227],[-99.57044,20.02461],[-99.57326,20.02673],[-99.57587,20.02868],[-99.57859,20.03073],[-99.58245,20.03033],[-99.58635,20.03001],[-99.59084,20.02963],[-99.59454,20.02931],[-99.5974,20.02907],[-99.6007,20.02878],[-99.60369,20.02981],[-99.60773,20.03121],[-99.61086,20.0323],[-99.61392,20.0334],[-99.61786,20.03476],[-99.62047,20.03567],[-99.62477,20.03713],[-99.62718,20.03796],[-99.63072,20.03924],[-99.63353,20.0412],[-99.63576,20.04276],[-99.63707,20.04367],[-99.64107,20.04645],[-99.64397,20.04848],[-99.64889,20.05191],[-99.65198,20.05408],[-99.65565,20.05663],[-99.65851,20.05865],[-99.66203,20.06112],[-99.66632,20.06055],[-99.67063,20.05989],[-99.67507,20.05926],[-99.67949,20.05866],[-99.68415,20.058],[-99.6887,20.05737],[-99.69239,20.05682],[-99.69656,20.05623],[-99.70078,20.05563],[-99.70567,20.05494],[-99.70941,20.0568],[-99.71299,20.05859],[-99.71916,20.06163],[-99.72221,20.06316],[-99.72711,20.06556],[-99.73008,20.06704],[-99.73285,20.06843],[-99.73563,20.0687],[-99.74028,20.06921],[-99.74621,20.06987],[-99.74991,20.07028],[-99.75591,20.0709],[-99.76093,20.07145],[-99.76521,20.07189],[-99.7706,20.07249],[-99.77459,20.07292],[-99.77951,20.07342],[-99.78316,20.07381],[-99.78532,20.07406],[-99.78899,20.07445],[-99.79678,20.07527],[-99.8025,20.07597],[-99.80779,20.07712],[-99.81132,20.07795],[-99.81632,20.07914],[-99.82043,20.08009],[-99.82215,20.0805],[-99.83022,20.07947],[-99.8323,20.07921],[-99.83393,20.08076],[-99.83782,20.08436],[-99.84178,20.08804],[-99.84014,20.09056],[-99.83967,20.09125],[-99.83917,20.09201],[-99.83838,20.09323],[-99.83695,20.09305],[-99.83554,20.09288],[-99.83479,20.09277],[-99.83474,20.09291]]}}
Línea 115.0 kV | LineString | 115.0 kV | 1 |  |  | CFE |  |  |  |  | OpenStreetMap | {"type":"Feature","properties":{},"geometry":{"type":"LineString","coordinates":[[-99.50527,19.97473],[-99.50601,19.97502]]}}
Línea 115.0 kV | LineString | 115.0 kV | 2 |  |  | CFE |  |  |  |  | OpenStreetMap | {"type":"Feature","properties":{},"geometry":{"type":"LineString","coordinates":[[-99.50527,19.97473],[-99.50592,19.97378],[-99.50523,19.9706],[-99.50448,19.96724],[-99.50367,19.96349],[-99.50273,19.95909],[-99.50199,19.95581],[-99.49841,19.95644],[-99.49427,19.95717],[-99.4915,19.95765],[-99.48794,19.95828],[-99.4845,19.95887],[-99.48292,19.95986],[-99.48104,19.96099],[-99.48192,19.96449],[-99.48223,19.96509]]}}
Línea 115.0 kV | LineString | 115.0 kV | 1 |  |  | CFE |  |  |  |  | OpenStreetMap | {"type":"Feature","properties":{},"geometry":{"type":"LineString","coordinates":[[-99.50601,19.97502],[-99.50618,19.97512],[-99.50937,19.97695],[-99.51151,19.97615],[-99.51367,19.97533],[-99.51588,19.97483],[-99.51672,19.97546],[-99.51701,19.97551]]}}
Línea 115.0 kV | LineString | 115.0 kV | 3 |  |  | CFE |  |  |  |  | OpenStreetMap | {"type":"Feature","properties":{},"geometry":{"type":"LineString","coordinates":[[-99.49492,19.98315],[-99.49491,19.9828],[-99.49485,19.98079],[-99.49817,19.97887],[-99.50198,19.97664],[-99.50527,19.97473]]}}
Línea 115.0 kV | LineString | 115.0 kV | 1 |  |  | CFE |  |  |  |  | OpenStreetMap | {"type":"Feature","properties":{},"geometry":{"type":"LineString","coordinates":[[-99.57922,19.73011],[-99.57908,19.72965]]}}
Línea 115.0 kV | LineString | 115.0 kV | 1 |  |  | CFE |  |  |  |  | OpenStreetMap | {"type":"Feature","properties":{},"geometry":{"type":"LineString","coordinates":[[-99.57922,19.73011],[-99.5793,19.72966]]}}
Línea 115.0 kV | LineString | 115.0 kV | 2 |  |  | CFE |  |  |  |  | OpenStreetMap | {"type":"Feature","properties":{},"geometry":{"type":"LineString","coordinates":[[-99.70677,19.79192],[-99.70458,19.79082],[-99.70384,19.78847],[-99.7024,19.78396],[-99.70132,19.78056],[-99.70007,19.77665],[-99.69946,19.77471],[-99.69848,19.77167],[-99.69687,19.76664],[-99.69583,19.76333],[-99.69466,19.75967],[-99.69331,19.75543],[-99.69229,19.75222],[-99.69126,19.74902],[-99.69031,19.74604],[-99.68742,19.74584],[-99.68352,19.74556],[-99.67933,19.74526],[-99.67486,19.74493],[-99.67087,19.74465],[-99.66745,19.74439],[-99.66296,19.74401],[-99.66082,19.74425],[-99.65897,19.7442],[-99.65714,19.74504],[-99.65388,19.7463],[-99.65116,19.74458],[-99.64844,19.74287],[-99.64285,19.74253],[-99.63847,19.74221],[-99.63497,19.74202],[-99.63182,19.7418],[-99.62825,19.74158],[-99.62525,19.74136],[-99.62144,19.74112],[-99.61555,19.74069],[-99.61209,19.74045],[-99.60809,19.74017],[-99.60224,19.73975],[-99.59903,19.73954],[-99.59608,19.73933],[-99.59435,19.73875],[-99.58832,19.73669],[-99.58448,19.73545],[-99.57903,19.73356],[-99.57913,19.73188],[-99.57922,19.73011]]}}
Línea 115.0 kV | LineString | 115.0 kV | 1 |  |  | CFE |  |  |  |  | OpenStreetMap | {"type":"Feature","properties":{},"geometry":{"type":"LineString","coordinates":[[-99.48248,19.96504],[-99.48246,19.96467],[-99.48234,19.96302],[-99.48219,19.96076],[-99.48464,19.95823],[-99.48605,19.95678],[-99.48726,19.95555],[-99.48864,19.95412],[-99.49001,19.95272],[-99.49128,19.95142],[-99.49291,19.95074],[-99.49459,19.95005],[-99.49753,19.94887],[-99.50039,19.9477],[-99.50185,19.94711],[-99.50434,19.9461],[-99.50629,19.94532],[-99.50761,19.94477],[-99.50903,19.9442],[-99.51054,19.94359],[-99.5137,19.9423],[-99.516,19.94136],[-99.51876,19.94024],[-99.52072,19.93944],[-99.52216,19.93888],[-99.52388,19.93903],[-99.5251,19.93912],[-99.52566,19.93878],[-99.52621,19.93844],[-99.5267,19.93814],[-99.52745,19.93782],[-99.52819,19.93723],[-99.5287,19.93779],[-99.52913,19.93826],[-99.52927,19.93888],[-99.52943,19.93958],[-99.52957,19.93953],[-99.5318,19.93884],[-99.53374,19.93825],[-99.53556,19.93768],[-99.53728,19.93714],[-99.53953,19.93644],[-99.54112,19.93594],[-99.54292,19.93538],[-99.54653,19.93423],[-99.54853,19.93362],[-99.55034,19.93306],[-99.55194,19.93256],[-99.55328,19.93215],[-99.55546,19.93147],[-99.55728,19.93089],[-99.55931,19.93025],[-99.56065,19.92984],[-99.56539,19.92835],[-99.56718,19.92779],[-99.56863,19.92733],[-99.57025,19.92683],[-99.57271,19.92605],[-99.57451,19.9255],[-99.57646,19.92488],[-99.57802,19.92478],[-99.58145,19.92456],[-99.58326,19.92442],[-99.58489,19.92327],[-99.58662,19.92207],[-99.58817,19.921],[-99.58973,19.91993],[-99.59165,19.91855],[-99.59368,19.91716],[-99.59532,19.91599],[-99.59634,19.91528],[-99.59812,19.91402],[-99.59983,19.91281],[-99.60115,19.91189],[-99.60435,19.90965],[-99.60584,19.90861],[-99.60695,19.90785],[-99.60799,19.90713],[-99.6092,19.90629],[-99.61081,19.90515],[-99.61305,19.90345],[-99.61471,19.90227],[-99.61626,19.90117],[-99.61744,19.90035],[-99.61821,19.89983],[-99.61952,19.89887],[-99.62047,19.89822],[-99.62188,19.89724],[-99.62335,19.8962],[-99.62472,19.89526],[-99.62766,19.89429],[-99.629,19.89385],[-99.63046,19.89333],[-99.63239,19.89274],[-99.63403,19.89222],[-99.63577,19.89165],[-99.64087,19.89],[-99.64199,19.88964],[-99.64417,19.88892],[-99.6458,19.88839],[-99.64787,19.88773],[-99.64952,19.88719],[-99.65503,19.88543],[-99.65672,19.88484],[-99.65868,19.88436],[-99.66052,19.88402],[-99.66289,19.88372],[-99.66489,19.88349],[-99.6669,19.88327],[-99.66929,19.88295],[-99.67184,19.88267],[-99.67352,19.88246],[-99.67452,19.88235],[-99.67633,19.88214],[-99.67783,19.88157],[-99.67916,19.88105],[-99.68154,19.88011],[-99.68376,19.87925],[-99.68602,19.87834],[-99.6899,19.87684],[-99.69168,19.87612],[-99.69392,19.87526],[-99.6957,19.87457],[-99.69768,19.87378],[-99.69858,19.87147],[-99.69921,19.86985],[-99.69966,19.86867],[-99.70062,19.8662],[-99.70142,19.86412],[-99.70176,19.8632],[-99.70219,19.86215],[-99.70311,19.85977],[-99.70337,19.85905],[-99.70323,19.85773],[-99.70297,19.85554],[-99.70285,19.85444],[-99.70244,19.85105],[-99.70219,19.84892],[-99.70198,19.84713],[-99.70186,19.84609],[-99.7015,19.84289],[-99.70172,19.84137],[-99.70204,19.8394],[-99.70272,19.83535],[-99.70313,19.83302],[-99.70347,19.83098],[-99.70349,19.82973],[-99.70356,19.82744],[-99.7036,19.82581],[-99.70365,19.8238],[-99.70371,19.82214],[-99.70375,19.8199],[-99.70381,19.81771],[-99.70385,19.81624],[-99.70391,19.81351],[-99.70397,19.81149],[-99.70403,19.80952],[-99.70406,19.80819],[-99.7041,19.80645],[-99.70416,19.80463],[-99.70421,19.80272],[-99.70426,19.80073],[-99.7043,19.79882],[-99.70436,19.79681],[-99.70541,19.79488],[-99.70665,19.79265],[-99.7068,19.79235],[-99.70677,19.79192]]}}
Línea 115.0 kV | LineString | 115.0 kV | 1 |  |  | CFE |  |  |  |  | OpenStreetMap | {"type":"Feature","properties":{},"geometry":{"type":"LineString","coordinates":[[-99.85664,19.76615],[-99.85625,19.76634],[-99.85502,19.76684],[-99.8532,19.76758],[-99.85133,19.76835],[-99.84946,19.76912],[-99.84726,19.76999],[-99.84571,19.77061],[-99.84358,19.77146],[-99.84133,19.77237],[-99.83966,19.77304],[-99.83743,19.77394],[-99.83574,19.77464],[-99.83414,19.77529],[-99.83277,19.77585],[-99.83072,19.77742],[-99.82914,19.77865],[-99.82757,19.77987],[-99.82594,19.78112],[-99.82432,19.78239],[-99.82319,19.78325],[-99.82165,19.78445],[-99.82019,19.78559],[-99.8188,19.78666],[-99.817,19.7869],[-99.81467,19.78721],[-99.81148,19.78757],[-99.80999,19.78777],[-99.80734,19.78811],[-99.80499,19.78842],[-99.80092,19.78893],[-99.79854,19.78923],[-99.79592,19.78957],[-99.79316,19.78993],[-99.79193,19.79007],[-99.78997,19.79034],[-99.78885,19.79048],[-99.78664,19.79078],[-99.78512,19.79098],[-99.78306,19.79125],[-99.78043,19.79161],[-99.77902,19.7918],[-99.77696,19.79207],[-99.77493,19.79234],[-99.77296,19.7926],[-99.77137,19.79281],[-99.7693,19.79309],[-99.76747,19.79333],[-99.76559,19.79358],[-99.76365,19.79377],[-99.76218,19.79391],[-99.76064,19.79406],[-99.75854,19.79313],[-99.75653,19.79226],[-99.75451,19.79137],[-99.75223,19.79039],[-99.75072,19.78972],[-99.74936,19.78898],[-99.74662,19.78746],[-99.74418,19.7861],[-99.74191,19.78482],[-99.73917,19.78445],[-99.73684,19.78415],[-99.73142,19.78343],[-99.72904,19.78311],[-99.72522,19.78263],[-99.72162,19.78218],[-99.7196,19.78194],[-99.71659,19.78324],[-99.71524,19.78383],[-99.71358,19.78454],[-99.71038,19.78596],[-99.70905,19.78826],[-99.70857,19.78916],[-99.7076,19.7909],[-99.70716,19.7917],[-99.70677,19.79192]]}}
Línea 115.0 kV | LineString | 115.0 kV | 1 |  |  | CFE |  |  |  |  | OpenStreetMap | {"type":"Feature","properties":{},"geometry":{"type":"LineString","coordinates":[[-100.05081,19.85672],[-100.05114,19.85676],[-100.05209,19.8553],[-100.05265,19.85266],[-100.05564,19.85203],[-100.06001,19.85112],[-100.06086,19.85094],[-100.06314,19.84994],[-100.06587,19.84876],[-100.06893,19.84744],[-100.07243,19.84592],[-100.07482,19.8449],[-100.07688,19.84543],[-100.07853,19.84586],[-100.07966,19.84615],[-100.08166,19.84666],[-100.08295,19.84699],[-100.08458,19.84741],[-100.08657,19.84791],[-100.08835,19.84837],[-100.08973,19.84873],[-100.09153,19.84855],[-100.09299,19.8484],[-100.09465,19.84825],[-100.09627,19.8481],[-100.09758,19.84796],[-100.1004,19.8477],[-100.10149,19.84759],[-100.10308,19.84743],[-100.10433,19.84731],[-100.10596,19.84716],[-100.10776,19.84698],[-100.10938,19.84684],[-100.11144,19.84663],[-100.11309,19.84647],[-100.11474,19.84631],[-100.11608,19.84618],[-100.11735,19.84606],[-100.11942,19.84586],[-100.12086,19.84572],[-100.12226,19.84558],[-100.12384,19.84543],[-100.1254,19.8453],[-100.12721,19.84512],[-100.1306,19.84478],[-100.13224,19.84462],[-100.13351,19.84449],[-100.13488,19.84437],[-100.13585,19.84427],[-100.13746,19.84413],[-100.13995,19.84388],[-100.14055,19.84402],[-100.14318,19.84472],[-100.14436,19.84501],[-100.14632,19.84552],[-100.14937,19.84629],[-100.15059,19.84661],[-100.15187,19.84694],[-100.15384,19.84745],[-100.15639,19.8481],[-100.15801,19.84851],[-100.16018,19.84908],[-100.16193,19.84952],[-100.16348,19.8499],[-100.1648,19.85026],[-100.16781,19.85103],[-100.16913,19.85137],[-100.17224,19.85217],[-100.17466,19.85278],[-100.17876,19.85384],[-100.18269,19.85485],[-100.18448,19.8553],[-100.18781,19.85615],[-100.19318,19.85754],[-100.19586,19.85562],[-100.19848,19.85369],[-100.19961,19.85289],[-100.20056,19.85219],[-100.20156,19.85146],[-100.20281,19.85053],[-100.20331,19.8498],[-100.2041,19.84862],[-100.20489,19.84744],[-100.20581,19.84609],[-100.20652,19.84498],[-100.20732,19.84382],[-100.20795,19.84287],[-100.20882,19.84159],[-100.20955,19.84049],[-100.21032,19.83936],[-100.21085,19.83856],[-100.21162,19.83741],[-100.21267,19.83585],[-100.21605,19.83242],[-100.21824,19.83022],[-100.22144,19.82694],[-100.22591,19.82256],[-100.22737,19.82105],[-100.23161,19.81681],[-100.23309,19.81535],[-100.23604,19.81236],[-100.23993,19.80844],[-100.23898,19.80258],[-100.23793,19.7967],[-100.23772,19.79528],[-100.23727,19.79258],[-100.23668,19.78879],[-100.23636,19.78721],[-100.23604,19.78523],[-100.23587,19.78413],[-100.23567,19.78297],[-100.23542,19.78151],[-100.23514,19.77992],[-100.23487,19.77826],[-100.23465,19.77694],[-100.23435,19.77514],[-100.23417,19.77418],[-100.23397,19.77286],[-100.2337,19.77125],[-100.2333,19.76895],[-100.23483,19.76782],[-100.23427,19.76656],[-100.23367,19.76522],[-100.23346,19.7653]]}}
Línea 115.0 kV | LineString | 115.0 kV | 1 |  |  | CFE |  |  |  |  | OpenStreetMap | {"type":"Feature","properties":{},"geometry":{"type":"LineString","coordinates":[[-99.89054,19.77291],[-99.89125,19.773],[-99.89194,19.77328],[-99.89328,19.7738],[-99.8946,19.77432],[-99.89591,19.77484],[-99.89723,19.77538],[-99.89854,19.7759],[-99.89987,19.77642],[-99.90207,19.77729],[-99.9035,19.77785],[-99.90471,19.77884],[-99.90612,19.77993],[-99.9082,19.78163],[-99.90888,19.7822],[-99.90954,19.78271],[-99.91016,19.78423],[-99.91085,19.78587],[-99.91128,19.78686],[-99.91217,19.78911],[-99.91371,19.78945],[-99.9155,19.78988],[-99.9168,19.79019],[-99.918,19.79046],[-99.91995,19.79092],[-99.92143,19.79128],[-99.92281,19.7916],[-99.92419,19.79193],[-99.92559,19.79225],[-99.92697,19.79258],[-99.92832,19.7929],[-99.92957,19.79319],[-99.93152,19.79365],[-99.93291,19.79398],[-99.93434,19.79431],[-99.93577,19.79465],[-99.93721,19.79499],[-99.93855,19.7953],[-99.93994,19.79563],[-99.94132,19.79596],[-99.94281,19.79631],[-99.94423,19.79665],[-99.94566,19.79699],[-99.94715,19.79734],[-99.94882,19.79773],[-99.95087,19.7982],[-99.95224,19.79853],[-99.95346,19.79881],[-99.95456,19.79907],[-99.95556,19.79962],[-99.95796,19.80091],[-99.95914,19.80153],[-99.96155,19.80191],[-99.96297,19.80213],[-99.9643,19.80233],[-99.96569,19.80255],[-99.96681,19.80273],[-99.96983,19.80324],[-99.97157,19.80356],[-99.97415,19.80401],[-99.97575,19.80428],[-99.97725,19.80454],[-99.97866,19.80478],[-99.97977,19.80498],[-99.98099,19.8052],[-99.98392,19.80569],[-99.98503,19.80589],[-99.98606,19.80607],[-99.98737,19.80631],[-99.99048,19.80683],[-99.99191,19.80709],[-99.99318,19.80731],[-99.99477,19.80758],[-99.99617,19.80783],[-99.9974,19.80804],[-99.99973,19.80845],[-100.00166,19.80877],[-100.00372,19.80914],[-100.00536,19.80942],[-100.00672,19.80966],[-100.00771,19.80983],[-100.009,19.81043],[-100.01113,19.81141],[-100.01342,19.81247],[-100.01457,19.81301],[-100.01553,19.81346],[-100.01647,19.81344],[-100.01888,19.81339],[-100.0203,19.81336],[-100.02138,19.81334],[-100.02274,19.81332],[-100.02428,19.81474],[-100.0253,19.8157],[-100.0264,19.8167],[-100.02751,19.81772],[-100.02862,19.81874],[-100.02992,19.81994],[-100.0314,19.82131],[-100.03259,19.82292],[-100.03342,19.82403],[-100.03425,19.82514],[-100.03511,19.82631],[-100.03608,19.82761],[-100.03707,19.82893],[-100.03799,19.83019],[-100.03896,19.8315],[-100.03933,19.83241],[-100.04006,19.83427],[-100.04059,19.83562],[-100.04142,19.83775],[-100.04218,19.83965],[-100.04358,19.8403],[-100.04486,19.84092],[-100.04613,19.84152],[-100.04757,19.84219],[-100.04786,19.84332],[-100.04827,19.84476],[-100.04863,19.84618],[-100.04902,19.84766],[-100.04933,19.84884],[-100.05113,19.8515],[-100.05177,19.85251],[-100.05152,19.85396],[-100.0513,19.85522],[-100.05105,19.85664],[-100.05082,19.85662]]}}
Línea 115.0 kV | LineString | 115.0 kV | 2 |  |  | CFE |  |  |  |  | OpenStreetMap | {"type":"Feature","properties":{},"geometry":{"type":"LineString","coordinates":[[-99.89054,19.77291],[-99.88978,19.77369],[-99.88967,19.77416]]}}
Línea 115.0 kV | LineString | 115.0 kV | 1 |  |  | CFE |  |  |  |  | OpenStreetMap | {"type":"Feature","properties":{},"geometry":{"type":"LineString","coordinates":[[-99.76037,19.57295],[-99.76029,19.57146],[-99.76026,19.57065],[-99.7604,19.56924],[-99.76049,19.56835],[-99.76058,19.56754],[-99.7607,19.56643],[-99.76093,19.56512],[-99.76112,19.56383],[-99.76128,19.56275],[-99.76141,19.56156],[-99.76123,19.56033],[-99.76098,19.55964],[-99.76048,19.5587],[-99.75972,19.55729],[-99.75915,19.55622],[-99.75875,19.55547],[-99.75795,19.55398],[-99.75755,19.55318],[-99.75686,19.5522],[-99.75606,19.55116],[-99.75515,19.54997],[-99.75434,19.54892],[-99.75349,19.54782],[-99.75276,19.54686],[-99.75187,19.54572],[-99.7506,19.54482],[-99.74857,19.54424],[-99.74673,19.54264],[-99.7434,19.53978],[-99.74124,19.53791],[-99.73777,19.53495],[-99.73468,19.53396],[-99.73185,19.53305],[-99.72972,19.5317],[-99.72813,19.5307],[-99.72577,19.5292],[-99.72307,19.52745],[-99.72109,19.5262],[-99.71855,19.52457],[-99.71644,19.52323],[-99.71349,19.52135],[-99.71052,19.51945],[-99.7064,19.51798],[-99.70347,19.51694],[-99.69987,19.51566],[-99.69631,19.5144],[-99.69371,19.51228],[-99.69108,19.51013],[-99.68887,19.50833],[-99.68678,19.50663],[-99.68473,19.50494],[-99.6826,19.50321],[-99.6795,19.50069],[-99.6767,19.49839],[-99.67244,19.49492],[-99.66983,19.49276],[-99.66751,19.49087],[-99.66544,19.48918],[-99.66302,19.48744],[-99.66126,19.48618],[-99.65866,19.48429],[-99.65594,19.48231],[-99.6518,19.47933],[-99.6488,19.47666],[-99.64647,19.47461],[-99.64362,19.47209],[-99.64075,19.46953],[-99.63964,19.46868],[-99.63871,19.46797],[-99.63751,19.46705],[-99.6364,19.4662],[-99.63529,19.46535],[-99.63409,19.46443],[-99.63299,19.46359],[-99.63225,19.46303],[-99.6312,19.46222],[-99.63027,19.46151],[-99.62944,19.46086],[-99.62961,19.46036],[-99.6297,19.46016]]}}
Línea 115.0 kV | LineString | 115.0 kV | 2 |  |  | CFE |  |  |  |  | OpenStreetMap | {"type":"Feature","properties":{},"geometry":{"type":"LineString","coordinates":[[-100.23629,20.65911],[-100.23528,20.65954],[-100.23428,20.65997],[-100.23328,20.6604],[-100.23223,20.66085]]}}
Línea 115.0 kV | LineString | 115.0 kV | 1 |  |  | CFE |  |  |  |  | OpenStreetMap | {"type":"Feature","properties":{},"geometry":{"type":"LineString","coordinates":[[-100.21873,20.61336],[-100.21849,20.61357],[-100.21906,20.61495],[-100.2199,20.61695],[-100.22074,20.61899],[-100.22146,20.62074],[-100.22221,20.62254],[-100.22294,20.62427],[-100.22363,20.62594],[-100.22435,20.62768],[-100.22505,20.62937],[-100.22587,20.63132],[-100.22675,20.63348],[-100.2275,20.63529],[-100.22826,20.63708],[-100.22898,20.63884],[-100.22971,20.64059],[-100.23045,20.64237],[-100.23094,20.64337],[-100.23117,20.64406],[-100.23188,20.6458],[-100.23259,20.64753],[-100.23331,20.64925],[-100.23405,20.65101],[-100.23476,20.65271],[-100.23549,20.65448],[-100.23616,20.6561],[-100.23692,20.6579],[-100.23725,20.6587],[-100.23629,20.65911]]}}
Línea 115.0 kV | LineString | 115.0 kV | 2 |  |  | CFE |  |  |  |  | OpenStreetMap | {"type":"Feature","properties":{},"geometry":{"type":"LineString","coordinates":[[-100.22944,20.61622],[-100.22914,20.6162],[-100.22911,20.61648],[-100.22907,20.61693],[-100.22887,20.61742],[-100.22858,20.61847],[-100.22832,20.6193]]}}
Línea 115.0 kV | LineString | 115.0 kV | 2 |  |  | CFE |  |  |  |  | OpenStreetMap | {"type":"Feature","properties":{},"geometry":{"type":"LineString","coordinates":[[-100.21873,20.61336],[-100.21938,20.61344],[-100.22001,20.61358],[-100.22137,20.6139],[-100.22274,20.61422],[-100.22411,20.61454],[-100.22548,20.61486],[-100.22684,20.61518],[-100.22821,20.6155],[-100.22918,20.61602],[-100.22947,20.61609]]}}
Línea 115.0 kV | LineString | 115.0 kV | 1 |  |  | CFE |  |  |  |  | OpenStreetMap | {"type":"Feature","properties":{},"geometry":{"type":"LineString","coordinates":[[-100.21873,20.61336],[-100.21838,20.61332],[-100.21819,20.61206],[-100.21766,20.61077],[-100.21712,20.60949],[-100.21659,20.6082],[-100.21604,20.6069],[-100.21554,20.60568],[-100.21504,20.60448],[-100.21455,20.60332],[-100.21402,20.60202],[-100.21352,20.60081],[-100.2135,20.59992],[-100.21296,20.59949],[-100.21216,20.59845],[-100.21144,20.59743],[-100.2106,20.59626],[-100.20973,20.59508],[-100.2089,20.59393],[-100.20805,20.59278],[-100.20721,20.59163],[-100.20635,20.59046],[-100.20551,20.58932],[-100.20463,20.58812],[-100.2038,20.587],[-100.20307,20.58598],[-100.20235,20.58498],[-100.20212,20.58508]]}}
Línea 115.0 kV | LineString | 115.0 kV | 1 |  |  | CFE |  |  |  |  | OpenStreetMap | {"type":"Feature","properties":{},"geometry":{"type":"LineString","coordinates":[[-100.18038,20.59484],[-100.18016,20.59502]]}}
Línea 115.0 kV | LineString | 115.0 kV | 1 |  |  | CFE |  |  |  |  | OpenStreetMap | {"type":"Feature","properties":{},"geometry":{"type":"LineString","coordinates":[[-100.18038,20.59484],[-100.17994,20.59474]]}}
Línea 115.0 kV | LineString | 115.0 kV | 2 |  |  | CFE |  |  |  |  | OpenStreetMap | {"type":"Feature","properties":{},"geometry":{"type":"LineString","coordinates":[[-100.18016,20.59502],[-100.17898,20.59595],[-100.17672,20.59771],[-100.17557,20.59861],[-100.1744,20.59954],[-100.17321,20.60048],[-100.17206,20.60138],[-100.17089,20.60228],[-100.16973,20.6032],[-100.16857,20.60411],[-100.16739,20.60501],[-100.16624,20.60592],[-100.16507,20.60682],[-100.16391,20.60774]]}}
Línea 115.0 kV | LineString | 115.0 kV | 1 |  |  | CFE |  |  |  |  | OpenStreetMap | {"type":"Feature","properties":{},"geometry":{"type":"LineString","coordinates":[[-100.17994,20.59474],[-100.18016,20.59502]]}}
Línea 115.0 kV | LineString | 115.0 kV | 2 |  |  | CFE |  |  |  |  | OpenStreetMap | {"type":"Feature","properties":{},"geometry":{"type":"LineString","coordinates":[[-100.17994,20.59474],[-100.1789,20.59556],[-100.17786,20.59635],[-100.17661,20.59626],[-100.17537,20.5962],[-100.1741,20.59613],[-100.17283,20.59608],[-100.17273,20.59514],[-100.17262,20.5942],[-100.17249,20.59299],[-100.17175,20.59249],[-100.17147,20.59252]]}}
Línea 115.0 kV | LineString | 115.0 kV | 2 |  |  | CFE |  |  |  |  | OpenStreetMap | {"type":"Feature","properties":{},"geometry":{"type":"LineString","coordinates":[[-100.1974,20.58163],[-100.19626,20.58252],[-100.19513,20.5834],[-100.19398,20.5843],[-100.19286,20.58517],[-100.19173,20.58606],[-100.19055,20.58694],[-100.18946,20.58779],[-100.18829,20.5887],[-100.18714,20.58959],[-100.18598,20.5905],[-100.18482,20.59141],[-100.18367,20.59228],[-100.18247,20.59323],[-100.18132,20.59412],[-100.18038,20.59484]]}}
Línea 115.0 kV | LineString | 115.0 kV | 1 |  |  | CFE |  |  |  |  | OpenStreetMap | {"type":"Feature","properties":{},"geometry":{"type":"LineString","coordinates":[[-100.20212,20.58498],[-100.20229,20.5849],[-100.20161,20.58393],[-100.20081,20.58283],[-100.19989,20.58153],[-100.19909,20.5804],[-100.19823,20.58102],[-100.1974,20.58163]]}}
Línea 115.0 kV | LineString | 115.0 kV | 1 |  |  | CFE |  |  |  |  | OpenStreetMap | {"type":"Feature","properties":{},"geometry":{"type":"LineString","coordinates":[[-100.1699,20.57097],[-100.16985,20.5711]]}}
Línea 115.0 kV | LineString | 115.0 kV | 1 |  |  | CFE |  |  |  |  | OpenStreetMap | {"type":"Feature","properties":{},"geometry":{"type":"LineString","coordinates":[[-100.1699,20.57097],[-100.16984,20.57135],[-100.16984,20.5712]]}}
Línea 115.0 kV | LineString | 115.0 kV | 2 |  |  | CFE |  |  |  |  | OpenStreetMap | {"type":"Feature","properties":{},"geometry":{"type":"LineString","coordinates":[[-100.18484,20.57145],[-100.18444,20.57143],[-100.18307,20.57139],[-100.18172,20.57136],[-100.18036,20.57134],[-100.179,20.57132],[-100.17763,20.5713],[-100.17631,20.57127],[-100.17491,20.57124],[-100.17363,20.57123],[-100.17229,20.5712],[-100.17107,20.57117],[-100.1699,20.57097]]}}
Línea 115.0 kV | LineString | 115.0 kV | 1 |  |  | CFE |  |  |  |  | OpenStreetMap | {"type":"Feature","properties":{},"geometry":{"type":"LineString","coordinates":[[-100.1974,20.58163],[-100.19625,20.58177],[-100.19503,20.58176],[-100.19385,20.58175],[-100.19266,20.58174],[-100.19136,20.58173],[-100.19013,20.5817],[-100.18919,20.58148],[-100.18876,20.58041],[-100.18826,20.57914],[-100.18776,20.57787],[-100.18726,20.57662],[-100.18678,20.57537],[-100.18627,20.57408],[-100.18577,20.57282],[-100.18544,20.57199],[-100.18529,20.57158],[-100.18484,20.57145]]}}
Línea 115.0 kV | LineString | 115.0 kV | 2 |  |  | CFE |  |  |  |  | OpenStreetMap | {"type":"Feature","properties":{},"geometry":{"type":"LineString","coordinates":[[-100.26654,20.56712],[-100.26716,20.56669],[-100.2677,20.56604],[-100.26797,20.56531],[-100.26805,20.56457],[-100.26799,20.5637],[-100.26791,20.56271],[-100.26782,20.56168],[-100.26775,20.56067],[-100.26767,20.5597],[-100.2676,20.55872],[-100.26753,20.55775],[-100.26743,20.55676],[-100.26736,20.55579],[-100.26729,20.55479],[-100.26721,20.55398],[-100.26715,20.5531],[-100.26709,20.55212],[-100.2677,20.55208],[-100.26762,20.5519]]}}
Línea 115.0 kV | LineString | 115.0 kV | 2 |  |  | CFE |  |  |  |  | OpenStreetMap | {"type":"Feature","properties":{},"geometry":{"type":"LineString","coordinates":[[-100.26015,20.57119],[-100.26036,20.57054],[-100.26115,20.56973],[-100.26287,20.56885],[-100.2638,20.56841],[-100.26478,20.56793],[-100.26537,20.56764],[-100.26589,20.56739]]}}
Línea 115.0 kV | LineString | 115.0 kV | 1 |  |  | CFE |  |  |  |  | OpenStreetMap | {"type":"Feature","properties":{},"geometry":{"type":"LineString","coordinates":[[-100.26015,20.57119],[-100.25978,20.57243],[-100.25945,20.57286],[-100.25871,20.57284],[-100.25786,20.57283],[-100.25596,20.57279],[-100.25406,20.57276],[-100.25217,20.57272],[-100.25071,20.5727],[-100.24883,20.57265],[-100.24695,20.57262],[-100.24508,20.57258],[-100.24315,20.57255],[-100.24126,20.57251],[-100.23936,20.57247],[-100.23744,20.57245],[-100.23575,20.57241],[-100.23495,20.57239],[-100.23368,20.57237],[-100.23179,20.57233],[-100.22991,20.57229],[-100.22802,20.57225],[-100.22611,20.57222],[-100.22423,20.57219],[-100.22233,20.57215],[-100.22047,20.57211],[-100.21853,20.57207],[-100.21668,20.57204],[-100.21476,20.572],[-100.21288,20.57197],[-100.21098,20.57192],[-100.20991,20.57191],[-100.20914,20.57189],[-100.20725,20.57186],[-100.20531,20.57182],[-100.20341,20.57179],[-100.20165,20.57175],[-100.19977,20.57172],[-100.19861,20.5717],[-100.19769,20.57167],[-100.19578,20.57165],[-100.19471,20.57163],[-100.19386,20.57162],[-100.19196,20.57157],[-100.19002,20.57154],[-100.18813,20.57151],[-100.18603,20.57147],[-100.18484,20.57145]]}}
Línea 115.0 kV | LineString | 115.0 kV | 1 |  |  | CFE |  |  |  |  | OpenStreetMap | {"type":"Feature","properties":{},"geometry":{"type":"LineString","coordinates":[[-100.27218,20.57093],[-100.272,20.57134],[-100.27087,20.57137],[-100.26974,20.57139],[-100.26861,20.57142],[-100.26747,20.57145],[-100.26634,20.57147],[-100.2652,20.5715],[-100.26408,20.57152],[-100.26294,20.57156],[-100.2618,20.57158],[-100.26068,20.57161],[-100.26015,20.57119]]}}
Línea 115.0 kV | LineString | 115.0 kV | 2 |  |  | CFE |  |  |  |  | OpenStreetMap | {"type":"Feature","properties":{},"geometry":{"type":"LineString","coordinates":[[-100.28593,20.57102],[-100.28473,20.57104],[-100.28363,20.57106],[-100.28255,20.57108],[-100.28122,20.57111],[-100.28019,20.57113],[-100.27904,20.57118],[-100.27789,20.5712],[-100.27673,20.57122],[-100.27561,20.57125]]}}
Línea 115.0 kV | LineString | 115.0 kV | 1 |  |  | CFE |  |  |  |  | OpenStreetMap | {"type":"Feature","properties":{},"geometry":{"type":"LineString","coordinates":[[-100.28593,20.57102],[-100.28616,20.57098],[-100.28642,20.57096],[-100.28741,20.57086],[-100.28737,20.57056],[-100.28723,20.56962],[-100.2871,20.56869],[-100.28696,20.56775],[-100.28682,20.56682],[-100.28668,20.56587],[-100.28655,20.56487],[-100.28637,20.56489],[-100.28646,20.56507]]}}
Línea 115.0 kV | LineString | 115.0 kV | 1 |  |  | CFE |  |  |  |  | OpenStreetMap | {"type":"Feature","properties":{},"geometry":{"type":"LineString","coordinates":[[-100.29387,20.5737],[-100.29334,20.57214],[-100.29284,20.57068],[-100.29222,20.57086],[-100.29128,20.57088],[-100.29052,20.5709],[-100.28938,20.57093],[-100.28824,20.57096],[-100.28709,20.57098],[-100.28593,20.57102]]}}
Línea 115.0 kV | LineString | 115.0 kV | 2 |  |  | CFE |  |  |  |  | OpenStreetMap | {"type":"Feature","properties":{},"geometry":{"type":"LineString","coordinates":[[-100.29034,20.58005],[-100.2908,20.58029],[-100.29171,20.57968],[-100.29296,20.57885],[-100.29513,20.57742],[-100.29434,20.57506],[-100.29387,20.5737]]}}
Línea 115.0 kV | LineString | 115.0 kV | 2 |  |  | CFE |  |  |  |  | OpenStreetMap | {"type":"Feature","properties":{},"geometry":{"type":"LineString","coordinates":[[-100.29017,20.58035],[-100.29064,20.58058],[-100.29352,20.58005],[-100.29588,20.57963],[-100.29875,20.57909],[-100.30205,20.57879],[-100.30497,20.57851],[-100.30784,20.57824],[-100.31031,20.57801],[-100.31179,20.57525],[-100.31274,20.57347],[-100.31393,20.5712],[-100.31512,20.56894],[-100.31875,20.56748],[-100.32324,20.56563],[-100.32685,20.56415],[-100.33016,20.56279],[-100.33317,20.56157],[-100.33588,20.56044],[-100.33804,20.56226],[-100.34043,20.56423],[-100.3426,20.56602],[-100.34532,20.56608],[-100.34761,20.56611],[-100.3501,20.56615],[-100.35033,20.56615]]}}
Línea 115.0 kV | LineString | 115.0 kV | 2 |  |  | CFE |  |  |  |  | OpenStreetMap | {"type":"Feature","properties":{},"geometry":{"type":"LineString","coordinates":[[-100.35033,20.56615],[-100.35044,20.56439],[-100.35063,20.56187],[-100.35519,20.55979],[-100.35824,20.5584],[-100.36337,20.55602]]}}
Línea 115.0 kV | LineString | 115.0 kV | 1 |  |  | CFE |  |  |  |  | OpenStreetMap | {"type":"Feature","properties":{},"geometry":{"type":"LineString","coordinates":[[-100.35702,20.58066],[-100.35668,20.58167],[-100.3559,20.58206]]}}
Línea 115.0 kV | LineString | 115.0 kV | 2 |  |  | CFE |  |  |  |  | OpenStreetMap | {"type":"Feature","properties":{},"geometry":{"type":"LineString","coordinates":[[-100.35033,20.56615],[-100.35171,20.56931],[-100.353,20.57227],[-100.35409,20.57476],[-100.35533,20.57763],[-100.35628,20.57985],[-100.35702,20.58066]]}}
Línea 115.0 kV | LineString | 115.0 kV |  |  |  | CFE |  |  |  |  | OpenStreetMap | {"type":"Feature","properties":{},"geometry":{"type":"LineString","coordinates":[[-100.35839,20.58215],[-100.35702,20.58066]]}}
Línea 115.0 kV | LineString | 115.0 kV | 1 |  |  | CFE |  |  |  |  | OpenStreetMap | {"type":"Feature","properties":{},"geometry":{"type":"LineString","coordinates":[[-100.35839,20.58215],[-100.35966,20.58158],[-100.3608,20.58107],[-100.36238,20.58076],[-100.36368,20.58051],[-100.36551,20.58015],[-100.36691,20.57988],[-100.36798,20.57943],[-100.36895,20.57902],[-100.37003,20.57856],[-100.3711,20.57812],[-100.37237,20.57787],[-100.37365,20.57763],[-100.37502,20.57737],[-100.37641,20.57711],[-100.3777,20.57686],[-100.37901,20.57661],[-100.38033,20.57636],[-100.3816,20.57613],[-100.38292,20.57587]]}}
Línea 115.0 kV | LineString | 115.0 kV | 1 |  |  | CFE |  |  |  |  | OpenStreetMap | {"type":"Feature","properties":{},"geometry":{"type":"LineString","coordinates":[[-100.4021,20.56999],[-100.4019,20.57025]]}}
Línea 115.0 kV | LineString | 115.0 kV | 1 |  |  | CFE |  |  |  |  | OpenStreetMap | {"type":"Feature","properties":{},"geometry":{"type":"LineString","coordinates":[[-100.40217,20.57009],[-100.4019,20.57025]]}}
Línea 115.0 kV | LineString | 115.0 kV | 2 |  |  | CFE |  |  |  |  | OpenStreetMap | {"type":"Feature","properties":{},"geometry":{"type":"LineString","coordinates":[[-100.38292,20.57587],[-100.38456,20.57558],[-100.38523,20.57543],[-100.38626,20.57524],[-100.38754,20.57499],[-100.38867,20.57477],[-100.3899,20.57455],[-100.3918,20.57419],[-100.39374,20.57382],[-100.39565,20.57344],[-100.3976,20.57303],[-100.39882,20.57226],[-100.40004,20.5715],[-100.40126,20.57075],[-100.4019,20.57025]]}}
Línea 115.0 kV | LineString | 115.0 kV | 1 |  |  | CFE |  |  |  |  | OpenStreetMap | {"type":"Feature","properties":{},"geometry":{"type":"LineString","coordinates":[[-100.39138,20.34136],[-100.39161,20.34103],[-100.39163,20.34053],[-100.39169,20.33906],[-100.39184,20.33576],[-100.39191,20.33423],[-100.39198,20.33274],[-100.39204,20.33128],[-100.39215,20.32935],[-100.39224,20.32787],[-100.39227,20.32625],[-100.39198,20.32467],[-100.39169,20.32309],[-100.39141,20.32158],[-100.39114,20.32016],[-100.39085,20.31856],[-100.39066,20.3174],[-100.39038,20.31598],[-100.3901,20.3145],[-100.38982,20.31302],[-100.38955,20.31154],[-100.38906,20.30887],[-100.38879,20.30741],[-100.38857,20.30621],[-100.38829,20.30475],[-100.38803,20.30328],[-100.38784,20.30223],[-100.38742,20.29994],[-100.38718,20.2987],[-100.38692,20.29727],[-100.38671,20.29618],[-100.38647,20.29487],[-100.3862,20.29341],[-100.38597,20.29213],[-100.38574,20.29087],[-100.38547,20.28941],[-100.38518,20.28792],[-100.38493,20.28647],[-100.38466,20.285],[-100.38439,20.28355],[-100.38413,20.28209],[-100.38402,20.28065],[-100.38389,20.27895],[-100.38375,20.27709],[-100.3836,20.27511],[-100.38349,20.27361],[-100.38338,20.27214],[-100.38328,20.27096],[-100.38315,20.26918],[-100.38305,20.26792],[-100.3829,20.26579],[-100.38278,20.2643],[-100.38267,20.26281],[-100.38252,20.26217],[-100.38192,20.25978],[-100.38167,20.25874],[-100.38129,20.25728],[-100.38094,20.25583],[-100.38057,20.25438],[-100.38024,20.25296],[-100.3799,20.25146],[-100.37946,20.24976],[-100.37919,20.24863],[-100.37865,20.24689],[-100.37825,20.24554],[-100.37804,20.24403],[-100.3778,20.24259],[-100.37756,20.24135],[-100.37704,20.2404],[-100.3762,20.23877],[-100.37537,20.23722],[-100.37466,20.23589],[-100.37396,20.23456],[-100.37325,20.23323],[-100.37251,20.23183],[-100.37181,20.2305],[-100.37113,20.22921],[-100.37042,20.22788],[-100.36972,20.22655],[-100.36911,20.22539],[-100.36832,20.22389],[-100.36756,20.22245],[-100.36728,20.22134],[-100.36701,20.22026],[-100.36663,20.2188],[-100.36627,20.21735],[-100.36596,20.21615],[-100.36561,20.21474],[-100.36522,20.21328],[-100.36489,20.21197],[-100.36451,20.21052],[-100.36418,20.20919],[-100.3638,20.20762],[-100.36334,20.20589],[-100.36291,20.20422],[-100.36248,20.20247],[-100.362,20.20149],[-100.36135,20.20008],[-100.36072,20.19881],[-100.35965,20.19654],[-100.359,20.19516],[-100.35836,20.19379],[-100.35771,20.19244],[-100.35708,20.19109],[-100.3564,20.18964],[-100.35557,20.18794],[-100.35451,20.18835],[-100.35459,20.18876]]}}
Línea 115.0 kV | LineString | 115.0 kV | 1 |  |  | CFE |  |  |  |  | OpenStreetMap | {"type":"Feature","properties":{},"geometry":{"type":"LineString","coordinates":[[-100.38292,20.57587],[-100.38273,20.57568],[-100.3828,20.57422],[-100.38288,20.57272],[-100.38291,20.57124],[-100.38296,20.56974],[-100.38301,20.56821],[-100.38299,20.56776],[-100.38301,20.56677],[-100.3831,20.56529],[-100.38312,20.5638],[-100.38317,20.56232],[-100.38322,20.56084],[-100.38327,20.55935],[-100.38331,20.55785],[-100.38335,20.55638],[-100.38339,20.55487],[-100.38344,20.5534],[-100.38349,20.55192],[-100.38353,20.55042],[-100.38358,20.54892],[-100.38363,20.54745],[-100.38366,20.54596],[-100.38372,20.54449],[-100.38378,20.54299],[-100.38382,20.5415],[-100.38386,20.54028],[-100.38389,20.5389],[-100.38393,20.53742],[-100.384,20.53593],[-100.38404,20.53445],[-100.3841,20.53297],[-100.38413,20.53147],[-100.38416,20.52988],[-100.38424,20.52839],[-100.38429,20.52693],[-100.3843,20.52604],[-100.38435,20.52495],[-100.38439,20.52362],[-100.38442,20.52256],[-100.38444,20.52108],[-100.3845,20.51961],[-100.38452,20.51829],[-100.38457,20.51694],[-100.38464,20.51526],[-100.38467,20.51377],[-100.3847,20.51228],[-100.38476,20.51085],[-100.3848,20.50936],[-100.38484,20.50791],[-100.38488,20.50647],[-100.38492,20.50503],[-100.38493,20.50355],[-100.38502,20.50211],[-100.38505,20.50041],[-100.3851,20.49896],[-100.38515,20.49781],[-100.38519,20.49619],[-100.38524,20.49454],[-100.38529,20.49305],[-100.38533,20.49157],[-100.38537,20.49009],[-100.38543,20.48852],[-100.38547,20.48702],[-100.3855,20.48553],[-100.38555,20.48408],[-100.3856,20.48258],[-100.38564,20.4811],[-100.38564,20.48001],[-100.3857,20.47852],[-100.38576,20.4768],[-100.38579,20.47504],[-100.38584,20.47302],[-100.38587,20.47155],[-100.38591,20.47008],[-100.38595,20.4686],[-100.386,20.46712],[-100.38604,20.46562],[-100.38608,20.46414],[-100.38615,20.4625],[-100.3862,20.46096],[-100.38622,20.45947],[-100.3863,20.45795],[-100.38637,20.45644],[-100.38644,20.45497],[-100.38652,20.45335],[-100.38659,20.45187],[-100.38666,20.45043],[-100.38674,20.44896],[-100.38677,20.44741],[-100.38683,20.44591],[-100.3869,20.44442],[-100.38698,20.44333],[-100.38701,20.44237],[-100.38708,20.44057],[-100.38715,20.43905],[-100.38721,20.43753],[-100.38728,20.43608],[-100.38734,20.43455],[-100.38741,20.43306],[-100.38748,20.43159],[-100.38756,20.4301],[-100.38761,20.42858],[-100.38768,20.42711],[-100.38774,20.42547],[-100.38781,20.42399],[-100.38788,20.42244],[-100.38792,20.42101],[-100.388,20.41941],[-100.38808,20.41769],[-100.38815,20.41619],[-100.38825,20.41449],[-100.38828,20.41342],[-100.38836,20.41167],[-100.38848,20.41011],[-100.38855,20.4086],[-100.38861,20.40711],[-100.38868,20.40556],[-100.38875,20.40406],[-100.38881,20.40256],[-100.38889,20.40106],[-100.38895,20.3995],[-100.38902,20.39803],[-100.38911,20.39637],[-100.38916,20.39486],[-100.38925,20.39336],[-100.38932,20.39174],[-100.38937,20.39021],[-100.38944,20.38868],[-100.38951,20.38709],[-100.38958,20.38554],[-100.38965,20.38387],[-100.38972,20.38239],[-100.38978,20.38105],[-100.38984,20.37988],[-100.38993,20.37811],[-100.38999,20.37662],[-100.39007,20.37513],[-100.39012,20.37365],[-100.3902,20.37202],[-100.39028,20.37053],[-100.39035,20.36901],[-100.39042,20.36736],[-100.39049,20.36574],[-100.39055,20.36426],[-100.39063,20.36279],[-100.3907,20.36131],[-100.39075,20.3598],[-100.39083,20.35834],[-100.3909,20.35683],[-100.39096,20.35533],[-100.39103,20.35386],[-100.39109,20.35236],[-100.39118,20.35038],[-100.39126,20.34888],[-100.3913,20.3474],[-100.39139,20.3456],[-100.39149,20.34367],[-100.39157,20.34216],[-100.39157,20.34166],[-100.39138,20.34136]]}}
Línea 115.0 kV | LineString | 115.0 kV | 2 |  |  | CFE |  |  |  |  | OpenStreetMap | {"type":"Feature","properties":{},"geometry":{"type":"LineString","coordinates":[[-100.39043,20.34148],[-100.39099,20.34141],[-100.39138,20.34136]]}}
Línea 115.0 kV | LineString | 115.0 kV | 1 |  |  | CFE |  |  |  |  | OpenStreetMap | {"type":"Feature","properties":{},"geometry":{"type":"LineString","coordinates":[[-100.34666,20.34643],[-100.34711,20.34597],[-100.34936,20.34375],[-100.34947,20.34066],[-100.35077,20.33793],[-100.35035,20.33649],[-100.35327,20.33484],[-100.35577,20.33361],[-100.35908,20.33471],[-100.3618,20.33563],[-100.36441,20.33618],[-100.36723,20.33462],[-100.36869,20.33347],[-100.37222,20.33393],[-100.37508,20.33432],[-100.37766,20.33469],[-100.38023,20.33508],[-100.38269,20.33546],[-100.38553,20.33593],[-100.38767,20.3362],[-100.38855,20.33882],[-100.38916,20.34144],[-100.38964,20.34153],[-100.39021,20.34147]]}}
Línea 115.0 kV | LineString | 115.0 kV | 1 |  |  | CFE |  |  |  |  | OpenStreetMap | {"type":"Feature","properties":{},"geometry":{"type":"LineString","coordinates":[[-100.42912,20.64292],[-100.42908,20.64299]]}}
Línea 115.0 kV | LineString | 115.0 kV | 1 |  |  | CFE |  |  |  |  | OpenStreetMap | {"type":"Feature","properties":{},"geometry":{"type":"LineString","coordinates":[[-100.42834,20.64477],[-100.42835,20.64551],[-100.42838,20.6466],[-100.4284,20.64771],[-100.42843,20.64881],[-100.42844,20.64994],[-100.42846,20.65099],[-100.42848,20.6521],[-100.4285,20.65324],[-100.42854,20.65427],[-100.42856,20.65531],[-100.42858,20.65646],[-100.42858,20.65718],[-100.42937,20.65823],[-100.43014,20.65929],[-100.43092,20.66034],[-100.43106,20.66145],[-100.43117,20.66242],[-100.43126,20.66363],[-100.4314,20.66477],[-100.43152,20.6658],[-100.43163,20.66682],[-100.43174,20.66795],[-100.43186,20.669],[-100.43196,20.67],[-100.43208,20.67105],[-100.43216,20.67171],[-100.43227,20.67276]]}}
Línea 115.0 kV | LineString | 115.0 kV | 1 |  |  | CFE |  |  |  |  | OpenStreetMap | {"type":"Feature","properties":{},"geometry":{"type":"LineString","coordinates":[[-100.43041,20.63298],[-100.43011,20.63222],[-100.42989,20.63166],[-100.4311,20.63127],[-100.43229,20.63087],[-100.43349,20.63048],[-100.43448,20.63007]]}}
Línea 115.0 kV | LineString | 115.0 kV | 1 |  |  | CFE |  |  |  |  | OpenStreetMap | {"type":"Feature","properties":{},"geometry":{"type":"LineString","coordinates":[[-100.43753,20.63722],[-100.4375,20.63716]]}}
Línea 115.0 kV | LineString | 115.0 kV | 1 |  |  | CFE |  |  |  |  | OpenStreetMap | {"type":"Feature","properties":{},"geometry":{"type":"LineString","coordinates":[[-100.43765,20.64198],[-100.43786,20.64197],[-100.43785,20.64136],[-100.43785,20.64048],[-100.43848,20.64006],[-100.43812,20.63913],[-100.43783,20.6385],[-100.43751,20.63773],[-100.43753,20.63722],[-100.43765,20.63731],[-100.43781,20.63726]]}}
Línea 115.0 kV | LineString | 115.0 kV | 2 |  |  | CFE |  |  |  |  | OpenStreetMap | {"type":"Feature","properties":{},"geometry":{"type":"LineString","coordinates":[[-100.4381,20.6418],[-100.43806,20.64122],[-100.43799,20.64006],[-100.43771,20.63888],[-100.43745,20.6377],[-100.43717,20.63703],[-100.4368,20.63605],[-100.43639,20.63507],[-100.43643,20.63474],[-100.43745,20.6341],[-100.4385,20.63361],[-100.43956,20.63309],[-100.44023,20.63281],[-100.44068,20.63256],[-100.44025,20.63152],[-100.4399,20.63061],[-100.43951,20.62962],[-100.43914,20.62864]]}}
Línea 115.0 kV | LineString | 115.0 kV | 1 |  |  | CFE |  |  |  |  | OpenStreetMap | {"type":"Feature","properties":{},"geometry":{"type":"LineString","coordinates":[[-100.43914,20.62864],[-100.43863,20.62882],[-100.43723,20.62926],[-100.43593,20.62958],[-100.43448,20.63007]]}}
Línea 115.0 kV | LineString | 115.0 kV | 1 |  |  | CFE |  |  |  |  | OpenStreetMap | {"type":"Feature","properties":{},"geometry":{"type":"LineString","coordinates":[[-100.43448,20.63007],[-100.43387,20.6285],[-100.43331,20.62845],[-100.43294,20.62749],[-100.43254,20.62652],[-100.43192,20.62612],[-100.43119,20.62559],[-100.43,20.62598],[-100.42896,20.62635],[-100.42777,20.62683],[-100.42717,20.62702],[-100.42708,20.6268],[-100.42732,20.62673]]}}
Línea 115.0 kV | LineString | 115.0 kV | 1 |  |  | CFE |  |  |  |  | OpenStreetMap | {"type":"Feature","properties":{},"geometry":{"type":"LineString","coordinates":[[-100.43041,20.63298],[-100.43062,20.63292]]}}
Línea 115.0 kV | LineString | 115.0 kV | 1 |  |  | CFE |  |  |  |  | OpenStreetMap | {"type":"Feature","properties":{},"geometry":{"type":"LineString","coordinates":[[-100.43102,20.63452],[-100.43124,20.63445]]}}
Línea 115.0 kV | LineString | 115.0 kV | 1 |  |  | CFE |  |  |  |  | OpenStreetMap | {"type":"Feature","properties":{},"geometry":{"type":"LineString","coordinates":[[-100.43333,20.63638],[-100.43201,20.63695],[-100.43165,20.63622],[-100.43102,20.63452],[-100.43088,20.63416],[-100.43073,20.63378],[-100.43041,20.63298]]}}
Línea 115.0 kV | LineString | 115.0 kV | 2 |  |  | CFE |  |  |  |  | OpenStreetMap | {"type":"Feature","properties":{},"geometry":{"type":"LineString","coordinates":[[-100.43712,20.64052],[-100.43607,20.64046]]}}
Línea 115.0 kV | LineString | 115.0 kV | 1 |  |  | CFE |  |  |  |  | OpenStreetMap | {"type":"Feature","properties":{},"geometry":{"type":"LineString","coordinates":[[-100.43953,20.64063],[-100.43978,20.64155],[-100.44004,20.64275],[-100.44032,20.64402],[-100.44056,20.64402]]}}
Línea 115.0 kV | LineString | 115.0 kV | 1 |  |  | CFE |  |  |  |  | OpenStreetMap | {"type":"Feature","properties":{},"geometry":{"type":"LineString","coordinates":[[-100.43607,20.64046],[-100.43492,20.64038],[-100.43453,20.63941],[-100.43416,20.63845],[-100.43377,20.63747],[-100.43333,20.63638],[-100.43422,20.63597],[-100.43517,20.63555],[-100.43607,20.63513],[-100.4365,20.63622],[-100.43695,20.63744],[-100.4375,20.63716],[-100.43774,20.63706]]}}
Línea 115.0 kV | LineString | 115.0 kV | 1 |  |  | CFE |  |  |  |  | OpenStreetMap | {"type":"Feature","properties":{},"geometry":{"type":"LineString","coordinates":[[-100.44059,20.63996],[-100.44015,20.64009],[-100.43945,20.64032],[-100.43953,20.64063],[-100.43832,20.64059],[-100.43771,20.64057],[-100.43712,20.64052]]}}
Línea 115.0 kV | LineString | 115.0 kV | 1 |  |  | CFE |  |  |  |  | OpenStreetMap | {"type":"Feature","properties":{},"geometry":{"type":"LineString","coordinates":[[-100.43492,20.64038],[-100.43518,20.64025]]}}
Línea 115.0 kV | LineString | 115.0 kV | 2 |  |  | CFE |  |  |  |  | OpenStreetMap | {"type":"Feature","properties":{},"geometry":{"type":"LineString","coordinates":[[-100.43509,20.64249],[-100.43435,20.64242],[-100.43339,20.64233],[-100.4324,20.64224],[-100.43171,20.64217],[-100.43164,20.64217],[-100.43147,20.64215],[-100.43002,20.64264],[-100.42912,20.64292]]}}
Línea 115.0 kV | LineString | 115.0 kV | 1 |  |  | CFE |  |  |  |  | OpenStreetMap | {"type":"Feature","properties":{},"geometry":{"type":"LineString","coordinates":[[-100.42912,20.64292],[-100.42811,20.64322],[-100.42444,20.64526],[-100.42216,20.64522],[-100.42022,20.6439],[-100.41843,20.64364],[-100.41648,20.64339],[-100.4155,20.64259],[-100.41431,20.64244],[-100.41308,20.64228],[-100.41217,20.64216],[-100.41076,20.64197],[-100.40938,20.64179],[-100.40809,20.64161],[-100.40696,20.64147],[-100.40573,20.6413],[-100.40499,20.64191],[-100.40127,20.6414],[-100.39925,20.64112],[-100.39265,20.64021],[-100.38919,20.63977],[-100.38736,20.63948],[-100.38554,20.63924],[-100.38273,20.63886],[-100.38083,20.63861],[-100.37902,20.63837],[-100.37712,20.63812],[-100.37517,20.63785],[-100.37318,20.63762]]}}
Línea 115.0 kV | LineString | 115.0 kV | 1 |  |  | CFE |  |  |  |  | OpenStreetMap | {"type":"Feature","properties":{},"geometry":{"type":"LineString","coordinates":[[-100.36627,20.63676],[-100.3661,20.63663],[-100.36552,20.63656],[-100.3636,20.63631],[-100.36177,20.63609],[-100.35603,20.63526],[-100.35424,20.63504],[-100.35238,20.63478],[-100.35041,20.63455],[-100.34845,20.63429],[-100.34648,20.63403],[-100.34455,20.63377],[-100.34248,20.63349],[-100.34165,20.63376],[-100.34079,20.63381],[-100.3401,20.63387],[-100.33942,20.63391],[-100.3385,20.634],[-100.33761,20.63405],[-100.33625,20.6341],[-100.33548,20.63398],[-100.33469,20.63394],[-100.33463,20.63354]]}}
Línea 115.0 kV | LineString | 115.0 kV | 2 |  |  | CFE |  |  |  |  | OpenStreetMap | {"type":"Feature","properties":{},"geometry":{"type":"LineString","coordinates":[[-100.33463,20.63354],[-100.33374,20.63351],[-100.33381,20.63381]]}}
Línea 115.0 kV | LineString | 115.0 kV | 1 |  |  | CFE |  |  |  |  | OpenStreetMap | {"type":"Feature","properties":{},"geometry":{"type":"LineString","coordinates":[[-100.33463,20.63354],[-100.33443,20.63242],[-100.33284,20.63221],[-100.33093,20.63195],[-100.32891,20.63168],[-100.32692,20.6304],[-100.32497,20.63076],[-100.32295,20.63113],[-100.31729,20.63216],[-100.31538,20.63251],[-100.31349,20.63286],[-100.30877,20.63383],[-100.30723,20.63398],[-100.30524,20.63435],[-100.30363,20.63464],[-100.30212,20.63539],[-100.29935,20.63675],[-100.29767,20.63761],[-100.29599,20.63847],[-100.29432,20.63927],[-100.29262,20.64012],[-100.29089,20.64092],[-100.28909,20.64181],[-100.28749,20.64265],[-100.28565,20.64353],[-100.28472,20.64398],[-100.28411,20.64425]]}}
Línea 115.0 kV | LineString | 115.0 kV | 2 |  |  | CFE |  |  |  |  | OpenStreetMap | {"type":"Feature","properties":{},"geometry":{"type":"LineString","coordinates":[[-100.28411,20.64425],[-100.28427,20.64446],[-100.28507,20.64555],[-100.28588,20.64664],[-100.28668,20.64773],[-100.28747,20.64882],[-100.28828,20.64992],[-100.28907,20.651],[-100.28988,20.65105],[-100.29033,20.65168],[-100.2911,20.65274],[-100.29188,20.65379],[-100.29263,20.65481],[-100.29341,20.65588],[-100.29419,20.65694],[-100.29497,20.65799],[-100.29574,20.65905],[-100.29652,20.66011],[-100.2973,20.66117],[-100.29807,20.66223],[-100.29885,20.6633],[-100.29962,20.66437],[-100.30035,20.66546],[-100.30108,20.66655],[-100.30166,20.66742],[-100.30198,20.6679],[-100.30254,20.66871],[-100.30325,20.66973],[-100.30394,20.67075],[-100.30464,20.67178],[-100.30535,20.67279],[-100.30572,20.67357],[-100.30615,20.67436],[-100.3064,20.67432]]}}
Línea 115.0 kV | LineString | 115.0 kV | 1 |  |  | CFE |  |  |  |  | OpenStreetMap | {"type":"Feature","properties":{},"geometry":{"type":"LineString","coordinates":[[-100.28411,20.64425],[-100.28215,20.64522],[-100.28053,20.64587],[-100.27882,20.64686],[-100.27712,20.6477],[-100.27551,20.64849],[-100.27384,20.64932],[-100.27216,20.65011],[-100.27044,20.65095],[-100.26874,20.65179],[-100.26699,20.65265],[-100.26534,20.65346],[-100.2636,20.65431],[-100.26196,20.65511],[-100.26028,20.65593],[-100.25857,20.65677],[-100.25689,20.65759],[-100.2553,20.65838],[-100.25359,20.65921],[-100.25178,20.6601],[-100.25011,20.66092],[-100.24866,20.66163],[-100.24695,20.66247],[-100.24521,20.66333],[-100.24415,20.66384],[-100.24367,20.66408],[-100.2427,20.6658],[-100.24175,20.66744],[-100.24116,20.66848],[-100.24063,20.66942],[-100.24065,20.67141],[-100.24066,20.6725],[-100.24069,20.67523],[-100.24072,20.67735],[-100.24074,20.67893],[-100.24076,20.68045],[-100.2408,20.68286],[-100.24082,20.68464],[-100.24084,20.68649],[-100.24221,20.68846],[-100.24184,20.68886]]}}
Línea 115.0 kV | LineString | 115.0 kV | 1 |  |  | CFE |  |  |  |  | OpenStreetMap | {"type":"Feature","properties":{},"geometry":{"type":"LineString","coordinates":[[-100.23629,20.65911],[-100.23725,20.65873],[-100.23761,20.65959],[-100.23831,20.66127],[-100.23743,20.66299],[-100.23648,20.66486],[-100.23551,20.66676],[-100.23587,20.66853],[-100.23631,20.67042],[-100.2367,20.67222],[-100.23712,20.67413],[-100.23753,20.67603],[-100.23793,20.67786],[-100.23834,20.67972],[-100.23874,20.68157],[-100.2391,20.68327],[-100.23949,20.68504],[-100.23995,20.68575],[-100.24074,20.68671],[-100.24205,20.68848],[-100.24177,20.6888]]}}
Línea 115.0 kV | LineString | 115.0 kV | 1 |  |  | CFE |  |  |  |  | OpenStreetMap | {"type":"Feature","properties":{},"geometry":{"type":"LineString","coordinates":[[-100.38989,20.62063],[-100.38903,20.62024],[-100.38752,20.61957],[-100.38594,20.61888],[-100.38461,20.61827],[-100.38287,20.61749],[-100.38124,20.61676],[-100.38103,20.61655]]}}
Línea 115.0 kV | LineString | 115.0 kV | 1 |  |  | CFE |  |  |  |  | OpenStreetMap | {"type":"Feature","properties":{},"geometry":{"type":"LineString","coordinates":[[-100.41001,20.62965],[-100.40989,20.62985],[-100.40936,20.62958],[-100.40887,20.62931],[-100.4079,20.62877],[-100.40742,20.6285],[-100.40623,20.62798],[-100.40576,20.62777],[-100.40519,20.62751],[-100.40405,20.62699],[-100.40358,20.62678],[-100.40297,20.62647],[-100.40203,20.62605],[-100.40029,20.62525],[-100.39847,20.62447],[-100.39659,20.62362],[-100.3946,20.62273],[-100.3928,20.62193],[-100.39105,20.62116],[-100.38989,20.62063]]}}
Línea 115.0 kV | LineString | 115.0 kV | 1 |  |  | CFE |  |  |  |  | OpenStreetMap | {"type":"Feature","properties":{},"geometry":{"type":"LineString","coordinates":[[-100.42591,20.63864],[-100.4244,20.63785],[-100.42223,20.63667],[-100.41999,20.63548],[-100.41883,20.63486],[-100.41764,20.63416],[-100.41637,20.63346],[-100.41526,20.63284],[-100.41426,20.63229],[-100.41317,20.6317],[-100.41201,20.63106],[-100.41085,20.63041],[-100.41008,20.62998],[-100.41015,20.62972]]}}
Línea 115.0 kV | LineString | 115.0 kV | 2 |  |  | CFE |  |  |  |  | OpenStreetMap | {"type":"Feature","properties":{},"geometry":{"type":"LineString","coordinates":[[-100.43397,20.64087],[-100.43322,20.64067],[-100.43245,20.64046],[-100.43167,20.64025],[-100.43125,20.64042],[-100.42998,20.64018],[-100.42892,20.63995],[-100.42753,20.63966],[-100.42591,20.63864]]}}
Línea 115.0 kV | LineString | 115.0 kV | 1 |  |  | CFE |  |  |  |  | OpenStreetMap | {"type":"Feature","properties":{},"geometry":{"type":"LineString","coordinates":[[-100.40247,20.57002],[-100.40268,20.56996]]}}
Línea 115.0 kV | LineString | 115.0 kV | 2 |  |  | CFE |  |  |  |  | OpenStreetMap | {"type":"Feature","properties":{},"geometry":{"type":"LineString","coordinates":[[-100.40268,20.56996],[-100.40318,20.56955],[-100.4036,20.57005],[-100.4042,20.57111],[-100.40476,20.57213],[-100.40525,20.573],[-100.40566,20.57371],[-100.40646,20.57513]]}}
Línea 115.0 kV | LineString | 115.0 kV | 1 |  |  | CFE |  |  |  |  | OpenStreetMap | {"type":"Feature","properties":{},"geometry":{"type":"LineString","coordinates":[[-100.41629,20.59524],[-100.41635,20.59524],[-100.41696,20.59522],[-100.41819,20.5951],[-100.41936,20.59498],[-100.4201,20.59494],[-100.42018,20.59572],[-100.42026,20.59651],[-100.42035,20.59732],[-100.42043,20.598],[-100.42045,20.59823]]}}
Línea 115.0 kV | LineString | 115.0 kV | 1 |  |  | CFE |  |  |  |  | OpenStreetMap | {"type":"Feature","properties":{},"geometry":{"type":"LineString","coordinates":[[-100.41544,20.59542],[-100.41516,20.59477],[-100.4149,20.59397]]}}
Línea 115.0 kV | LineString | 115.0 kV | 1 |  |  | CFE |  |  |  |  | OpenStreetMap | {"type":"Feature","properties":{},"geometry":{"type":"LineString","coordinates":[[-100.41544,20.59542],[-100.41629,20.59524]]}}
Línea 115.0 kV | LineString | 115.0 kV | 1 |  |  | CFE |  |  |  |  | OpenStreetMap | {"type":"Feature","properties":{},"geometry":{"type":"LineString","coordinates":[[-100.4156,20.59641],[-100.41589,20.59593],[-100.41629,20.59524]]}}
Línea 115.0 kV | LineString | 115.0 kV | 1 |  |  | CFE |  |  |  |  | OpenStreetMap | {"type":"Feature","properties":{},"geometry":{"type":"LineString","coordinates":[[-100.41536,20.59556],[-100.41544,20.59542]]}}
Línea 115.0 kV | LineString | 115.0 kV | 1 |  |  | CFE |  |  |  |  | OpenStreetMap | {"type":"Feature","properties":{},"geometry":{"type":"LineString","coordinates":[[-100.41877,20.60741],[-100.41813,20.60753],[-100.41735,20.60769]]}}
Línea 115.0 kV | LineString | 115.0 kV | 1 |  |  | CFE |  |  |  |  | OpenStreetMap | {"type":"Feature","properties":{},"geometry":{"type":"LineString","coordinates":[[-100.42229,20.61875],[-100.42181,20.6184],[-100.4215,20.61727],[-100.42119,20.61616],[-100.42092,20.61516],[-100.42065,20.61415],[-100.42034,20.61313],[-100.42009,20.61222],[-100.41978,20.61115],[-100.4195,20.6101],[-100.41921,20.60902],[-100.41891,20.60798],[-100.41877,20.60741],[-100.41859,20.6069],[-100.41829,20.60584],[-100.41801,20.60481],[-100.41776,20.60398],[-100.41753,20.60312],[-100.41727,20.60223],[-100.41704,20.60139],[-100.41667,20.60015],[-100.41638,20.59913],[-100.41609,20.59813],[-100.41585,20.59725],[-100.4156,20.59641],[-100.41536,20.59556],[-100.41529,20.5953],[-100.41514,20.59477],[-100.4149,20.59397]]}}
Línea 115.0 kV | LineString | 115.0 kV | 1 |  |  | CFE |  |  |  |  | OpenStreetMap | {"type":"Feature","properties":{},"geometry":{"type":"LineString","coordinates":[[-100.42591,20.63864],[-100.42572,20.63776],[-100.42548,20.63678],[-100.42526,20.63584],[-100.42504,20.63487],[-100.4248,20.6339],[-100.42453,20.63296],[-100.42424,20.63199],[-100.424,20.63123],[-100.42366,20.63007],[-100.42335,20.62905],[-100.42307,20.62798],[-100.4227,20.62688],[-100.42234,20.6259],[-100.42176,20.62476],[-100.42134,20.62391],[-100.42094,20.62283],[-100.42066,20.62208],[-100.42031,20.62126],[-100.41983,20.61997],[-100.42026,20.61976],[-100.42142,20.61927],[-100.42229,20.61875]]}}
Línea 115.0 kV | LineString | 115.0 kV | 2 |  |  | CFE |  |  |  |  | OpenStreetMap | {"type":"Feature","properties":{},"geometry":{"type":"LineString","coordinates":[[-100.42785,20.61758],[-100.42675,20.61781],[-100.42563,20.61804],[-100.42452,20.61828],[-100.4234,20.61852],[-100.42229,20.61875]]}}
Línea 115.0 kV | LineString | 115.0 kV | 1 |  |  | CFE |  |  |  |  | OpenStreetMap | {"type":"Feature","properties":{},"geometry":{"type":"LineString","coordinates":[[-100.42793,20.61281],[-100.42698,20.61311],[-100.42703,20.61331]]}}
Línea 115.0 kV | LineString | 115.0 kV | 1 |  |  | CFE |  |  |  |  | OpenStreetMap | {"type":"Feature","properties":{},"geometry":{"type":"LineString","coordinates":[[-100.42889,20.61736],[-100.42887,20.61727],[-100.42864,20.61612],[-100.4284,20.61498],[-100.42816,20.61384],[-100.42793,20.61281]]}}
Línea 115.0 kV | LineString | 115.0 kV | 1 |  |  | CFE |  |  |  |  | OpenStreetMap | {"type":"Feature","properties":{},"geometry":{"type":"LineString","coordinates":[[-100.42945,20.61732],[-100.42939,20.61708]]}}
Línea 115.0 kV | LineString | 115.0 kV | 1 |  |  | CFE |  |  |  |  | OpenStreetMap | {"type":"Feature","properties":{},"geometry":{"type":"LineString","coordinates":[[-100.43234,20.61687],[-100.43101,20.6171],[-100.42976,20.61731],[-100.42946,20.61735],[-100.42904,20.61737],[-100.42785,20.61758]]}}
Línea 115.0 kV | LineString | 115.0 kV | 1 |  |  | CFE |  |  |  |  | OpenStreetMap | {"type":"Feature","properties":{},"geometry":{"type":"LineString","coordinates":[[-100.43234,20.61687],[-100.431,20.61708],[-100.42976,20.61731],[-100.42945,20.61732],[-100.42889,20.61736],[-100.42785,20.61758]]}}
Línea 115.0 kV | LineString | 115.0 kV | 1 |  |  | CFE |  |  |  |  | OpenStreetMap | {"type":"Feature","properties":{},"geometry":{"type":"LineString","coordinates":[[-100.431,20.61708],[-100.43097,20.61699]]}}
Línea 115.0 kV | LineString | 115.0 kV | 2 |  |  | CFE |  |  |  |  | OpenStreetMap | {"type":"Feature","properties":{},"geometry":{"type":"LineString","coordinates":[[-100.4349,20.61644],[-100.43333,20.6167],[-100.43234,20.61687]]}}
Línea 115.0 kV | LineString | 115.0 kV | 1 |  |  | CFE |  |  |  |  | OpenStreetMap | {"type":"Feature","properties":{},"geometry":{"type":"LineString","coordinates":[[-100.4349,20.61644],[-100.43603,20.61636],[-100.43685,20.61623],[-100.43823,20.616],[-100.43922,20.61582],[-100.44047,20.6154],[-100.44166,20.61566],[-100.44281,20.61581],[-100.44394,20.61595],[-100.44509,20.6161],[-100.4463,20.61625],[-100.44743,20.61639],[-100.44859,20.61654],[-100.44961,20.61666],[-100.44956,20.61713],[-100.44935,20.61713]]}}
Línea 115.0 kV | LineString | 115.0 kV | 1 |  |  | CFE |  |  |  |  | OpenStreetMap | {"type":"Feature","properties":{},"geometry":{"type":"LineString","coordinates":[[-100.43701,20.62223],[-100.43645,20.62093],[-100.4359,20.61939],[-100.43576,20.61887],[-100.43558,20.61835],[-100.43523,20.61735],[-100.4349,20.61644]]}}
Línea 115.0 kV | LineString | 115.0 kV | 1 |  |  | CFE |  |  |  |  | OpenStreetMap | {"type":"Feature","properties":{},"geometry":{"type":"LineString","coordinates":[[-100.43701,20.62223],[-100.4363,20.6225],[-100.43659,20.62324],[-100.43614,20.62339],[-100.43571,20.62354],[-100.43574,20.62363],[-100.43545,20.62375]]}}
Línea 115.0 kV | LineString | 115.0 kV | 1 |  |  | CFE |  |  |  |  | OpenStreetMap | {"type":"Feature","properties":{},"geometry":{"type":"LineString","coordinates":[[-100.43914,20.62864],[-100.4388,20.62732],[-100.43835,20.62603],[-100.43787,20.6248],[-100.43742,20.6235],[-100.43701,20.62223]]}}
Línea 115.0 kV | LineString | 115.0 kV | 2 |  |  | CFE |  |  |  |  | OpenStreetMap | {"type":"Feature","properties":{},"geometry":{"type":"LineString","coordinates":[[-100.45176,20.61689],[-100.45207,20.61693],[-100.45326,20.61738],[-100.45407,20.61798],[-100.45488,20.61859],[-100.45592,20.61937],[-100.45696,20.62015],[-100.45801,20.62093],[-100.45904,20.6217],[-100.4599,20.62278],[-100.46077,20.62387],[-100.4616,20.62492],[-100.4624,20.62593],[-100.46324,20.62698],[-100.4639,20.62783],[-100.46458,20.62871],[-100.46527,20.62958],[-100.46599,20.63048],[-100.46678,20.63147],[-100.46724,20.63247],[-100.46804,20.63349],[-100.46885,20.63451],[-100.46962,20.63548],[-100.47064,20.63642],[-100.47142,20.63742],[-100.47224,20.63844],[-100.47305,20.63948],[-100.47385,20.6405],[-100.47465,20.64152],[-100.47544,20.64254],[-100.47624,20.64355],[-100.47704,20.64457],[-100.47784,20.6456],[-100.47819,20.64676]]}}
Línea 115.0 kV | LineString | 115.0 kV | 1 |  |  | CFE |  |  |  |  | OpenStreetMap | {"type":"Feature","properties":{},"geometry":{"type":"LineString","coordinates":[[-100.45176,20.61689],[-100.45042,20.61673],[-100.44998,20.61669],[-100.4497,20.61668],[-100.44963,20.6172],[-100.44934,20.6173]]}}
Línea 115.0 kV | LineString | 115.0 kV | 1 |  |  | CFE |  |  |  |  | OpenStreetMap | {"type":"Feature","properties":{},"geometry":{"type":"LineString","coordinates":[[-100.46346,20.59246],[-100.46329,20.59375],[-100.46315,20.595],[-100.46299,20.59628],[-100.46282,20.59762],[-100.46266,20.59892],[-100.46111,20.59933],[-100.46072,20.60036],[-100.46028,20.60149],[-100.45946,20.603],[-100.45879,20.60468],[-100.45817,20.60626],[-100.45748,20.60806],[-100.45686,20.6097],[-100.45622,20.61135],[-100.45579,20.61245],[-100.45553,20.61311],[-100.45502,20.61438],[-100.45379,20.61446],[-100.45315,20.61522],[-100.45251,20.61599],[-100.45176,20.61689]]}}
Línea 115.0 kV | LineString | 115.0 kV | 1 |  |  | CFE |  |  |  |  | OpenStreetMap | {"type":"Feature","properties":{},"geometry":{"type":"LineString","coordinates":[[-100.46346,20.59246],[-100.46452,20.59263],[-100.46579,20.59277],[-100.46836,20.59308],[-100.47062,20.59355],[-100.47132,20.59373]]}}
Línea 115.0 kV | LineString | 115.0 kV | 2 |  |  | CFE |  |  |  |  | OpenStreetMap | {"type":"Feature","properties":{},"geometry":{"type":"LineString","coordinates":[[-100.45823,20.59226],[-100.45818,20.5925],[-100.45835,20.59251],[-100.45864,20.59193],[-100.46034,20.59215],[-100.46208,20.59232],[-100.46346,20.59246]]}}
Línea 115.0 kV | LineString | 115.0 kV | 1 |  |  | CFE |  |  |  |  | OpenStreetMap | {"type":"Feature","properties":{},"geometry":{"type":"LineString","coordinates":[[-100.54487,20.57794],[-100.54498,20.57836],[-100.54508,20.57846]]}}
Línea 115.0 kV | LineString | 115.0 kV | 1 |  |  | CFE |  |  |  |  | OpenStreetMap | {"type":"Feature","properties":{},"geometry":{"type":"LineString","coordinates":[[-100.54487,20.57794],[-100.54506,20.57832],[-100.54517,20.57842]]}}
Línea 115.0 kV | LineString | 115.0 kV | 1 |  |  | CFE |  |  |  |  | OpenStreetMap | {"type":"Feature","properties":{},"geometry":{"type":"LineString","coordinates":[[-100.54487,20.57794],[-100.54529,20.57821],[-100.54534,20.57834]]}}
Línea 115.0 kV | LineString | 115.0 kV | 3 |  |  | CFE |  |  |  |  | OpenStreetMap | {"type":"Feature","properties":{},"geometry":{"type":"LineString","coordinates":[[-100.54402,20.57627],[-100.54444,20.5771],[-100.54487,20.57794]]}}
Línea 115.0 kV | LineString | 115.0 kV | 2 |  |  | CFE |  |  |  |  | OpenStreetMap | {"type":"Feature","properties":{},"geometry":{"type":"LineString","coordinates":[[-100.56141,20.56831],[-100.56101,20.56851],[-100.55977,20.56907],[-100.5586,20.56959],[-100.5574,20.57012],[-100.55719,20.57026],[-100.55661,20.57052],[-100.55605,20.57083],[-100.55549,20.57104],[-100.5543,20.57158],[-100.55388,20.57181],[-100.55288,20.57226],[-100.55186,20.57272],[-100.55166,20.57282],[-100.55046,20.57336],[-100.54925,20.57391],[-100.54802,20.57446],[-100.54678,20.57502],[-100.54557,20.57556],[-100.54437,20.5761],[-100.54402,20.57627]]}}
Línea 115.0 kV | LineString | 115.0 kV | 1 |  |  | CFE |  |  |  |  | OpenStreetMap | {"type":"Feature","properties":{},"geometry":{"type":"LineString","coordinates":[[-100.56141,20.56831],[-100.56104,20.56873],[-100.56075,20.56897]]}}
Línea 115.0 kV | LineString | 115.0 kV | 1 |  |  | CFE |  |  |  |  | OpenStreetMap | {"type":"Feature","properties":{},"geometry":{"type":"LineString","coordinates":[[-100.56897,20.51488],[-100.56886,20.51543],[-100.56882,20.51673],[-100.56879,20.51805],[-100.56864,20.51935],[-100.56849,20.52066],[-100.56833,20.52197],[-100.56837,20.52251],[-100.56806,20.52585],[-100.56776,20.52917],[-100.56744,20.53248],[-100.56714,20.5358],[-100.56683,20.53912],[-100.56661,20.54159],[-100.57011,20.54078],[-100.57316,20.54313],[-100.5736,20.54295]]}}
Línea 115.0 kV | LineString | 115.0 kV | 1 |  |  | CFE |  |  |  |  | OpenStreetMap | {"type":"Feature","properties":{},"geometry":{"type":"LineString","coordinates":[[-100.56875,20.51475],[-100.56876,20.51459],[-100.56842,20.51467],[-100.56835,20.51532],[-100.56875,20.51555],[-100.56855,20.51681],[-100.56831,20.51806],[-100.56802,20.51972],[-100.56773,20.52138],[-100.56743,20.52302],[-100.56715,20.52462],[-100.56685,20.52628],[-100.56654,20.52799],[-100.56625,20.52959],[-100.56626,20.53087],[-100.56625,20.53266],[-100.56625,20.5344],[-100.56625,20.53616],[-100.56625,20.53789],[-100.56624,20.53962],[-100.56623,20.54132],[-100.56624,20.54318],[-100.56623,20.54495],[-100.56623,20.54646],[-100.56623,20.54823],[-100.56622,20.54998],[-100.56622,20.55166],[-100.56622,20.55344],[-100.56621,20.55487],[-100.56622,20.55672],[-100.56621,20.55851],[-100.56622,20.55966],[-100.5662,20.56114],[-100.56621,20.56269],[-100.5662,20.56472],[-100.56615,20.56532],[-100.56598,20.56623],[-100.56517,20.56663],[-100.56387,20.56717],[-100.56263,20.56777],[-100.56141,20.56831]]}}
Línea 115.0 kV | LineString | 115.0 kV | 1 |  |  | CFE |  |  |  |  | OpenStreetMap | {"type":"Feature","properties":{},"geometry":{"type":"LineString","coordinates":[[-100.3563,20.58302],[-100.35713,20.58221]]}}
Línea 115.0 kV | LineString | 115.0 kV | 1 |  |  | CFE |  |  |  |  | OpenStreetMap | {"type":"Feature","properties":{},"geometry":{"type":"LineString","coordinates":[[-100.35634,20.58293],[-100.35713,20.58221]]}}
Línea 115.0 kV | LineString | 115.0 kV | 1 |  |  | CFE |  |  |  |  | OpenStreetMap | {"type":"Feature","properties":{},"geometry":{"type":"LineString","coordinates":[[-100.35713,20.58221],[-100.35691,20.58296],[-100.3572,20.58503],[-100.35933,20.5872],[-100.35985,20.58823],[-100.36181,20.59235],[-100.36227,20.59332],[-100.36299,20.59395],[-100.36467,20.59537],[-100.36593,20.59644],[-100.36663,20.5974],[-100.36727,20.59824],[-100.36778,20.59889],[-100.37062,20.60251],[-100.3712,20.60332],[-100.37195,20.60324],[-100.37264,20.60336],[-100.37334,20.60349],[-100.37393,20.60359],[-100.37467,20.60371],[-100.37545,20.60382],[-100.37575,20.60427],[-100.37632,20.6042]]}}
Línea 115.0 kV | LineString | 115.0 kV | 1 |  |  | CFE |  |  |  |  | OpenStreetMap | {"type":"Feature","properties":{},"geometry":{"type":"LineString","coordinates":[[-99.70751,20.88181],[-99.70739,20.88179],[-99.70715,20.88176]]}}
Línea 115.0 kV | LineString | 115.0 kV | 1 |  |  | CFE |  |  |  |  | OpenStreetMap | {"type":"Feature","properties":{},"geometry":{"type":"LineString","coordinates":[[-99.70744,20.88153],[-99.70743,20.88162],[-99.70739,20.88179],[-99.70738,20.88185]]}}
Línea 115.0 kV | LineString | 115.0 kV | 1 |  |  | CFE |  |  |  |  | OpenStreetMap | {"type":"Feature","properties":{},"geometry":{"type":"LineString","coordinates":[[-99.70884,20.71993],[-99.70868,20.7199],[-99.70846,20.71986],[-99.70671,20.71955],[-99.70513,20.71924],[-99.7036,20.71895],[-99.70204,20.71867],[-99.70009,20.7183],[-99.69824,20.71795],[-99.6965,20.71764],[-99.69497,20.71735],[-99.69245,20.71688],[-99.69061,20.71654],[-99.68905,20.71624],[-99.68712,20.71588],[-99.68571,20.71562],[-99.68397,20.7153],[-99.68196,20.71492],[-99.68039,20.71463],[-99.67909,20.7144],[-99.67731,20.71434],[-99.67544,20.71427],[-99.67364,20.7142],[-99.67192,20.71415],[-99.67047,20.7141],[-99.66586,20.71394],[-99.66265,20.71385],[-99.66103,20.71379],[-99.65885,20.71372],[-99.65527,20.71361],[-99.64961,20.71339],[-99.64819,20.7134],[-99.64656,20.71334],[-99.64279,20.71319],[-99.64109,20.71314],[-99.63933,20.71307],[-99.63751,20.71259],[-99.62654,20.70952],[-99.62344,20.70865],[-99.61352,20.70592],[-99.60505,20.70358],[-99.60235,20.70283],[-99.60075,20.7024],[-99.5998,20.70212],[-99.59549,20.70091],[-99.5943,20.70059],[-99.59304,20.70024],[-99.5871,20.69861],[-99.57599,20.6967],[-99.57443,20.69675],[-99.57313,20.69678],[-99.57171,20.69599],[-99.57022,20.69514],[-99.56772,20.69371],[-99.56608,20.69276],[-99.5644,20.6923],[-99.56234,20.69173],[-99.55885,20.69077],[-99.55697,20.69024],[-99.55512,20.68973],[-99.55341,20.68926],[-99.55184,20.68883],[-99.5502,20.68835],[-99.5484,20.68786],[-99.54664,20.68738],[-99.54479,20.68686],[-99.54296,20.68637],[-99.54129,20.6859],[-99.53964,20.68543],[-99.53809,20.685],[-99.53684,20.68419],[-99.53339,20.68189],[-99.53126,20.68049],[-99.53064,20.68038]]}}
Línea 115.0 kV | LineString | 115.0 kV | 1 |  |  | CFE |  |  |  |  | OpenStreetMap | {"type":"Feature","properties":{},"geometry":{"type":"LineString","coordinates":[[-99.72491,20.69978],[-99.72426,20.70057],[-99.72312,20.702],[-99.72197,20.70343],[-99.72081,20.70486],[-99.71965,20.70629],[-99.7185,20.70773],[-99.71734,20.70916],[-99.71533,20.71165],[-99.71304,20.71454],[-99.71186,20.71597],[-99.71094,20.71711],[-99.70973,20.71861],[-99.70868,20.7199],[-99.70858,20.72004],[-99.70878,20.72112],[-99.70913,20.72298],[-99.70943,20.72456],[-99.70981,20.72655],[-99.71014,20.72829],[-99.71046,20.72997],[-99.71078,20.73166],[-99.7111,20.73334],[-99.71144,20.73512],[-99.71173,20.73662],[-99.71202,20.73814],[-99.71233,20.73975],[-99.71269,20.74161],[-99.71297,20.74311],[-99.71332,20.74489],[-99.71362,20.74649],[-99.71395,20.74827],[-99.71429,20.75005],[-99.71457,20.75151],[-99.71509,20.75424],[-99.71543,20.75602],[-99.71574,20.75763],[-99.7161,20.75949],[-99.71644,20.76129],[-99.71678,20.76306],[-99.71704,20.76441],[-99.71739,20.76628],[-99.71778,20.76831],[-99.71813,20.77016],[-99.71849,20.77204],[-99.71884,20.77386],[-99.71919,20.77568],[-99.71953,20.77745],[-99.71988,20.7793],[-99.72022,20.7811],[-99.72056,20.78289],[-99.72089,20.78459],[-99.72064,20.78625],[-99.72038,20.78806],[-99.72013,20.78986],[-99.71987,20.79163],[-99.7196,20.7934],[-99.71935,20.79519],[-99.71908,20.79698],[-99.71882,20.79875],[-99.71856,20.80054],[-99.71835,20.80207],[-99.71805,20.80393],[-99.71778,20.80586],[-99.71752,20.80766],[-99.71727,20.80945],[-99.71699,20.81136],[-99.71671,20.81333],[-99.71649,20.81475],[-99.71624,20.81655],[-99.71597,20.81833],[-99.71568,20.82031],[-99.71541,20.82219],[-99.71511,20.82423],[-99.71488,20.82583],[-99.71458,20.82788],[-99.71437,20.8293],[-99.71407,20.83139],[-99.71387,20.83273],[-99.71361,20.83456],[-99.71335,20.83635],[-99.71309,20.83813],[-99.71283,20.83992],[-99.71257,20.84169],[-99.71235,20.84322],[-99.71203,20.84537],[-99.71161,20.84831],[-99.71133,20.85019],[-99.71108,20.85197],[-99.71084,20.85357],[-99.71047,20.85611],[-99.71024,20.85771],[-99.70997,20.85956],[-99.70971,20.86138],[-99.70959,20.86265],[-99.70945,20.86435],[-99.70934,20.86536],[-99.7092,20.86679],[-99.70904,20.86859],[-99.70881,20.8711],[-99.70854,20.87277],[-99.70843,20.87462],[-99.70833,20.87615],[-99.70822,20.87804],[-99.70808,20.8802],[-99.70783,20.88169],[-99.70743,20.88162]]}}
Línea 115.0 kV | LineString | 115.0 kV | 2 |  |  | CFE |  |  |  |  | OpenStreetMap | {"type":"Feature","properties":{},"geometry":{"type":"LineString","coordinates":[[-99.72491,20.69978],[-99.72477,20.69919],[-99.72462,20.69894],[-99.72479,20.69888]]}}
Línea 115.0 kV | LineString | 115.0 kV | 1 |  |  | CFE |  |  |  |  | OpenStreetMap | {"type":"Feature","properties":{},"geometry":{"type":"LineString","coordinates":[[-99.93907,20.6818],[-99.93889,20.68175],[-99.93673,20.68113],[-99.9347,20.68058],[-99.93314,20.68014],[-99.93166,20.67973],[-99.93038,20.67938],[-99.92811,20.67874],[-99.92598,20.67815],[-99.92415,20.67763],[-99.9223,20.67714],[-99.92093,20.67675],[-99.9191,20.67624],[-99.91717,20.67571],[-99.91519,20.67516],[-99.9133,20.67463],[-99.91146,20.67413],[-99.90952,20.6736],[-99.9075,20.67304],[-99.90602,20.67263],[-99.904,20.67206],[-99.90206,20.67154],[-99.90022,20.67103],[-99.89865,20.67059],[-99.89712,20.67172],[-99.89552,20.67282],[-99.89393,20.67393],[-99.89236,20.67505],[-99.89073,20.67623],[-99.88914,20.67737],[-99.88776,20.67833],[-99.88631,20.67936],[-99.88473,20.68048],[-99.88312,20.68165],[-99.88138,20.68287],[-99.87983,20.68397],[-99.87835,20.68502],[-99.87667,20.68621],[-99.87472,20.68758],[-99.8735,20.68848],[-99.87183,20.68966],[-99.87007,20.6909],[-99.86839,20.69211],[-99.86709,20.69302],[-99.86541,20.69423],[-99.86373,20.69543],[-99.86212,20.69657],[-99.8606,20.69765],[-99.85899,20.69879],[-99.85747,20.69988],[-99.85587,20.70102],[-99.85419,20.70221],[-99.85258,20.70336],[-99.85089,20.70456],[-99.84921,20.70575],[-99.84753,20.70694],[-99.84584,20.70814],[-99.84416,20.70934],[-99.84222,20.71073],[-99.8398,20.71244],[-99.83807,20.71369],[-99.83638,20.71491],[-99.83433,20.71464],[-99.83225,20.71436],[-99.82858,20.71388],[-99.82772,20.71377],[-99.82351,20.71327],[-99.8218,20.71303],[-99.8198,20.71277],[-99.81783,20.71252],[-99.81591,20.71228],[-99.81393,20.71202],[-99.81221,20.7118],[-99.81031,20.71156],[-99.80832,20.71131],[-99.80631,20.71104],[-99.8046,20.71082],[-99.80251,20.71056],[-99.80041,20.7103],[-99.79838,20.71006],[-99.79629,20.70979],[-99.79498,20.70962],[-99.7929,20.70936],[-99.79086,20.7091],[-99.78887,20.70884],[-99.78706,20.70861],[-99.78526,20.70838],[-99.78345,20.70814],[-99.78165,20.70792],[-99.78009,20.70773],[-99.77768,20.70741],[-99.77568,20.70715],[-99.77369,20.7069],[-99.77169,20.70664],[-99.7697,20.70639],[-99.7678,20.70615],[-99.76562,20.70587],[-99.76356,20.70561],[-99.76194,20.7054],[-99.75993,20.70515],[-99.75794,20.70489],[-99.75596,20.70464],[-99.75396,20.70438],[-99.75197,20.70412],[-99.74998,20.70387],[-99.74808,20.70363],[-99.74618,20.70339],[-99.74429,20.70314],[-99.74237,20.7029],[-99.74048,20.70266],[-99.73849,20.7024],[-99.73612,20.70209],[-99.73431,20.70186],[-99.73232,20.70161],[-99.73034,20.70136],[-99.72834,20.7011],[-99.7264,20.70085],[-99.72491,20.69978]]}}
Línea 115.0 kV | LineString | 115.0 kV | 1 |  |  | CFE |  |  |  |  | OpenStreetMap | {"type":"Feature","properties":{},"geometry":{"type":"LineString","coordinates":[[-99.90071,20.53007],[-99.9007,20.53047],[-99.90097,20.53044],[-99.90142,20.53135],[-99.90234,20.53326],[-99.90606,20.53289],[-99.90974,20.53251],[-99.91335,20.53212],[-99.91701,20.53174],[-99.9201,20.53418],[-99.92343,20.53678],[-99.92667,20.53933],[-99.92991,20.54186],[-99.933,20.54428],[-99.9347,20.54618],[-99.93764,20.54852],[-99.94074,20.55097],[-99.94369,20.55331],[-99.94602,20.55517],[-99.94747,20.55849],[-99.94918,20.56238],[-99.95081,20.56611],[-99.95242,20.5698],[-99.9537,20.57271],[-99.95514,20.57599],[-99.95676,20.57971],[-99.95813,20.58282],[-99.95937,20.58565],[-99.95894,20.5897],[-99.95858,20.59313],[-99.95823,20.59651],[-99.95787,20.59999],[-99.95755,20.60301],[-99.95744,20.60567],[-99.95729,20.60887],[-99.95716,20.61186],[-99.95934,20.61335],[-99.96154,20.61484],[-99.96146,20.61773],[-99.95893,20.61945],[-99.95636,20.62119],[-99.95606,20.62474],[-99.95578,20.62795],[-99.95543,20.632],[-99.95515,20.63526],[-99.95491,20.6381],[-99.95361,20.64171],[-99.95224,20.64553],[-99.95103,20.64893],[-99.94987,20.65215],[-99.94849,20.65597],[-99.94717,20.65964],[-99.94604,20.66281],[-99.94472,20.66647],[-99.94333,20.67035],[-99.94219,20.6735],[-99.94127,20.67607],[-99.94026,20.6789],[-99.93886,20.68137],[-99.93833,20.68265],[-99.93809,20.68327]]}}
Línea 115.0 kV | LineString | 115.0 kV | 1 |  |  | CFE |  |  |  |  | OpenStreetMap | {"type":"Feature","properties":{},"geometry":{"type":"LineString","coordinates":[[-99.93896,20.68158],[-99.93889,20.68175],[-99.93843,20.68286],[-99.93818,20.68332]]}}
Línea 115.0 kV | LineString | 115.0 kV | 1 |  |  | CFE |  |  |  |  | OpenStreetMap | {"type":"Feature","properties":{},"geometry":{"type":"LineString","coordinates":[[-99.93928,20.68173],[-99.93921,20.68184],[-99.93853,20.68292],[-99.93827,20.68336]]}}
Línea 115.0 kV | LineString | 115.0 kV | 1 |  |  | CFE |  |  |  |  | OpenStreetMap | {"type":"Feature","properties":{},"geometry":{"type":"LineString","coordinates":[[-100.16944,20.57108],[-100.16948,20.5709],[-100.1683,20.57088],[-100.16812,20.57206],[-100.16793,20.57321],[-100.1669,20.57484],[-100.16591,20.5764],[-100.16491,20.57793],[-100.16389,20.57951],[-100.16281,20.58113],[-100.16182,20.5827],[-100.16069,20.58444],[-100.1598,20.58582],[-100.15872,20.58753],[-100.15775,20.58899],[-100.1568,20.59047],[-100.1565,20.59073],[-100.15554,20.59068],[-100.1545,20.59063],[-100.1535,20.59057],[-100.1538,20.5916],[-100.15411,20.59266],[-100.15416,20.59355],[-100.15419,20.59432],[-100.15391,20.59493],[-100.15283,20.5966],[-100.15183,20.59815],[-100.14983,20.60123],[-100.14883,20.60276],[-100.14774,20.60446],[-100.14643,20.60645],[-100.14625,20.60675],[-100.14494,20.60877],[-100.14399,20.61026],[-100.143,20.61178],[-100.14226,20.61292],[-100.1413,20.61441],[-100.14032,20.61591],[-100.13973,20.61681],[-100.13804,20.61799],[-100.13633,20.61915],[-100.13464,20.62032],[-100.13386,20.62085],[-100.13217,20.62202],[-100.13047,20.62319],[-100.12876,20.62435],[-100.12731,20.62534],[-100.12561,20.62651],[-100.12406,20.62758],[-100.12266,20.62855],[-100.12119,20.62954],[-100.11966,20.6306],[-100.11809,20.63168],[-100.11659,20.6327],[-100.11484,20.6339],[-100.11318,20.63504],[-100.11151,20.63619],[-100.11028,20.63704],[-100.10904,20.63788],[-100.10733,20.63905],[-100.10564,20.64023],[-100.1041,20.64128],[-100.10247,20.6424],[-100.10091,20.64346],[-100.09937,20.64453],[-100.0978,20.6456],[-100.09618,20.64671],[-100.09511,20.64814],[-100.09395,20.64977],[-100.09277,20.65139],[-100.09196,20.65245],[-100.09115,20.65357],[-100.09053,20.65442],[-100.08953,20.65578],[-100.08847,20.65724],[-100.0874,20.65869],[-100.08632,20.66015],[-100.08525,20.66161],[-100.08428,20.66292],[-100.08247,20.66358],[-100.08068,20.66421],[-100.07899,20.66482],[-100.07746,20.66536],[-100.07652,20.66568],[-100.0751,20.66618],[-100.07378,20.66666],[-100.07278,20.66704],[-100.0719,20.66736],[-100.07011,20.668],[-100.06831,20.66863],[-100.06652,20.66927],[-100.06462,20.66992],[-100.06256,20.67066],[-100.06061,20.67136],[-100.05864,20.67205],[-100.05685,20.6727],[-100.05504,20.67333],[-100.05324,20.67397],[-100.05154,20.67458],[-100.04983,20.6752],[-100.04795,20.67587],[-100.04661,20.67634],[-100.04535,20.67679],[-100.04339,20.67748],[-100.04172,20.67808],[-100.03962,20.67882],[-100.03782,20.67946],[-100.03602,20.68009],[-100.03414,20.68076],[-100.03226,20.68142],[-100.0304,20.68208],[-100.02762,20.68307],[-100.02582,20.6837],[-100.02394,20.68436],[-100.02214,20.685],[-100.02036,20.68564],[-100.01856,20.68628],[-100.01676,20.68691],[-100.01497,20.68755],[-100.01343,20.68808],[-100.01182,20.68865],[-100.01003,20.68929],[-100.00815,20.68995],[-100.00627,20.69061],[-100.00457,20.69121],[-100.00263,20.6919],[-100.00083,20.69254],[-99.99909,20.69315],[-99.99702,20.6939],[-99.99525,20.69451],[-99.99357,20.69511],[-99.99207,20.69565],[-99.99087,20.69607],[-99.98909,20.6956],[-99.98721,20.69508],[-99.9853,20.69455],[-99.98336,20.69401],[-99.98135,20.69345],[-99.97941,20.69292],[-99.97748,20.69239],[-99.97555,20.69186],[-99.97169,20.6908],[-99.96984,20.69028],[-99.9681,20.68979],[-99.96625,20.68928],[-99.9645,20.6888],[-99.96265,20.68829],[-99.96068,20.68775],[-99.95871,20.6872],[-99.95686,20.6867],[-99.95548,20.68632],[-99.95364,20.68581],[-99.95161,20.68525],[-99.94959,20.68468],[-99.94756,20.68412],[-99.94554,20.68357],[-99.94352,20.68301],[-99.94143,20.68243],[-99.93921,20.68184],[-99.93907,20.6818]]}}
Línea 115.0 kV | LineString | 115.0 kV | 1 |  |  | CFE |  |  |  |  | OpenStreetMap | {"type":"Feature","properties":{},"geometry":{"type":"LineString","coordinates":[[-99.97916,20.38208],[-99.98006,20.38158],[-99.9808,20.38116],[-99.98084,20.38092]]}}
Línea 115.0 kV | LineString | 115.0 kV | 1 |  |  | CFE |  |  |  |  | OpenStreetMap | {"type":"Feature","properties":{},"geometry":{"type":"LineString","coordinates":[[-99.97812,20.38196],[-99.97861,20.38204],[-99.97916,20.38208],[-99.98033,20.38228],[-99.9815,20.38249],[-99.98266,20.38269],[-99.98383,20.38291],[-99.98509,20.38313]]}}
Línea 115.0 kV | LineString | 115.0 kV | 1 |  |  | CFE |  |  |  |  | OpenStreetMap | {"type":"Feature","properties":{},"geometry":{"type":"LineString","coordinates":[[-99.98112,20.37543],[-99.98076,20.37581],[-99.97935,20.37657],[-99.97809,20.37732],[-99.97767,20.37858],[-99.97717,20.38011],[-99.97712,20.38177],[-99.97812,20.38196]]}}
Línea 115.0 kV | LineString | 115.0 kV | 1 |  |  | CFE |  |  |  |  | OpenStreetMap | {"type":"Feature","properties":{},"geometry":{"type":"LineString","coordinates":[[-99.96018,20.36511],[-99.96016,20.36535]]}}
Línea 115.0 kV | LineString | 115.0 kV | 1 |  |  | CFE |  |  |  |  | OpenStreetMap | {"type":"Feature","properties":{},"geometry":{"type":"LineString","coordinates":[[-99.96018,20.36511],[-99.96001,20.36509],[-99.95998,20.36532]]}}
Línea 115.0 kV | LineString | 115.0 kV | 2 |  |  | CFE |  |  |  |  | OpenStreetMap | {"type":"Feature","properties":{},"geometry":{"type":"LineString","coordinates":[[-99.97185,20.37041],[-99.97119,20.36943],[-99.97056,20.36849],[-99.96968,20.36771],[-99.96876,20.36699],[-99.96771,20.36617],[-99.96693,20.36556],[-99.96601,20.36483],[-99.9651,20.36412],[-99.96418,20.3634],[-99.96325,20.36267],[-99.96241,20.36201],[-99.96142,20.36123],[-99.96115,20.36117],[-99.96102,20.36127],[-99.9609,20.36237],[-99.96075,20.36344],[-99.96066,20.36436],[-99.96056,20.36515],[-99.96018,20.36511]]}}
Línea 115.0 kV | LineString | 115.0 kV | 1 |  |  | CFE |  |  |  |  | OpenStreetMap | {"type":"Feature","properties":{},"geometry":{"type":"LineString","coordinates":[[-100.11929,20.45946],[-100.11918,20.45996],[-100.11773,20.46035],[-100.1162,20.46077],[-100.11451,20.46124],[-100.11291,20.46168],[-100.11127,20.46213],[-100.10959,20.46259],[-100.10837,20.46149],[-100.10697,20.46024],[-100.10569,20.45909],[-100.10455,20.45808],[-100.10307,20.45676],[-100.10188,20.45569],[-100.10054,20.45449],[-100.09925,20.45334],[-100.09794,20.45217],[-100.09636,20.45075],[-100.09487,20.44942],[-100.09345,20.44817],[-100.0923,20.44712],[-100.09145,20.44637],[-100.08985,20.44493],[-100.08875,20.44396],[-100.08754,20.44286],[-100.08651,20.44196],[-100.08512,20.44071],[-100.08355,20.43931],[-100.0823,20.43818],[-100.08128,20.43729],[-100.08027,20.43638],[-100.07878,20.43504],[-100.07759,20.43398],[-100.0765,20.43301],[-100.07496,20.43163],[-100.07343,20.43026],[-100.07201,20.429],[-100.07081,20.42793],[-100.06924,20.4265],[-100.06819,20.42557],[-100.06674,20.42425],[-100.06577,20.42338],[-100.06476,20.42246],[-100.06369,20.42146],[-100.06295,20.42081],[-100.0616,20.41965],[-100.06044,20.41865],[-100.05907,20.41742],[-100.05755,20.41607],[-100.05639,20.41503],[-100.05508,20.41384],[-100.05367,20.4126],[-100.05244,20.41149],[-100.05101,20.41021],[-100.04963,20.40898],[-100.04838,20.40786],[-100.0473,20.40689],[-100.04648,20.40617],[-100.04516,20.40498],[-100.04381,20.40377],[-100.04255,20.40265],[-100.04128,20.40152],[-100.03994,20.40032],[-100.03865,20.39916],[-100.03732,20.39797],[-100.03613,20.3969],[-100.03544,20.39628],[-100.0349,20.39582],[-100.03351,20.39456],[-100.03206,20.39326],[-100.03083,20.39216],[-100.02957,20.39104],[-100.02839,20.38998],[-100.02717,20.38891],[-100.02592,20.38777],[-100.02474,20.38673],[-100.02348,20.3856],[-100.02224,20.38448],[-100.02117,20.38353],[-100.02007,20.38238],[-100.01871,20.38097],[-100.01808,20.38031],[-100.01714,20.37934],[-100.01584,20.37799],[-100.01473,20.37684],[-100.01359,20.37565],[-100.01218,20.37422],[-100.01082,20.3728],[-100.00956,20.37148],[-100.00812,20.37],[-100.00704,20.36887],[-100.00579,20.36758],[-100.00467,20.3664],[-100.00347,20.36515],[-100.0018,20.36538],[-99.99663,20.36608],[-99.9949,20.3663],[-99.99322,20.36651],[-99.99137,20.36678],[-99.98965,20.367],[-99.98774,20.36724],[-99.98608,20.36747],[-99.98395,20.36776],[-99.98217,20.36799],[-99.98215,20.36813],[-99.98212,20.36943],[-99.98206,20.371],[-99.982,20.37239],[-99.98196,20.3738],[-99.9819,20.3751],[-99.98112,20.37543]]}}
Línea 115.0 kV | LineString | 115.0 kV | 1 |  |  | CFE |  |  |  |  | OpenStreetMap | {"type":"Feature","properties":{},"geometry":{"type":"LineString","coordinates":[[-100.11508,20.46376],[-100.11328,20.46532],[-100.11202,20.46645],[-100.11088,20.46748],[-100.10901,20.46909]]}}
Línea 115.0 kV | LineString | 115.0 kV | 2 |  |  | CFE |  |  |  |  | OpenStreetMap | {"type":"Feature","properties":{},"geometry":{"type":"LineString","coordinates":[[-100.11508,20.46376],[-100.11739,20.4617],[-100.11921,20.46005],[-100.11941,20.45947]]}}
Línea 115.0 kV | LineString | 115.0 kV | 1 |  |  | CFE |  |  |  |  | OpenStreetMap | {"type":"Feature","properties":{},"geometry":{"type":"LineString","coordinates":[[-100.09057,20.44879],[-100.09105,20.44759],[-100.09147,20.44652],[-100.09167,20.44599],[-100.09086,20.4445]]}}
Línea 115.0 kV | LineString | 115.0 kV | 1 |  |  | CFE |  |  |  |  | OpenStreetMap | {"type":"Feature","properties":{},"geometry":{"type":"LineString","coordinates":[[-100.09057,20.44879],[-100.09115,20.44763],[-100.09134,20.44714],[-100.09179,20.44599],[-100.09086,20.4445]]}}
Línea 115.0 kV | LineString | 115.0 kV | 2 |  |  | CFE |  |  |  |  | OpenStreetMap | {"type":"Feature","properties":{},"geometry":{"type":"LineString","coordinates":[[-100.09086,20.4445],[-100.0895,20.44166],[-100.08756,20.43947],[-100.08574,20.43739],[-100.08347,20.43483],[-100.08127,20.43232],[-100.0795,20.43031]]}}
Línea 115.0 kV | LineString | 115.0 kV | 2 |  |  | CFE |  |  |  |  | OpenStreetMap | {"type":"Feature","properties":{},"geometry":{"type":"LineString","coordinates":[[-100.0795,20.43031],[-100.07901,20.4311]]}}
Línea 115.0 kV | LineString | 115.0 kV | 1 |  |  | CFE |  |  |  |  | OpenStreetMap | {"type":"Feature","properties":{},"geometry":{"type":"LineString","coordinates":[[-100.07901,20.4311],[-100.07874,20.43169],[-100.07858,20.43188]]}}
Línea 115.0 kV | LineString | 115.0 kV | 1 |  |  | CFE |  |  |  |  | OpenStreetMap | {"type":"Feature","properties":{},"geometry":{"type":"LineString","coordinates":[[-100.07901,20.4311],[-100.07861,20.43163],[-100.07849,20.43183]]}}
Línea 115.0 kV | LineString | 115.0 kV | 1 |  |  | CFE |  |  |  |  | OpenStreetMap | {"type":"Feature","properties":{},"geometry":{"type":"LineString","coordinates":[[-99.99917,20.42055],[-99.99846,20.42053]]}}
Línea 115.0 kV | LineString | 115.0 kV | 2 |  |  | CFE |  |  |  |  | OpenStreetMap | {"type":"Feature","properties":{},"geometry":{"type":"LineString","coordinates":[[-100.0795,20.43031],[-100.07743,20.42795],[-100.0753,20.42552],[-100.0741,20.42416],[-100.07101,20.42502],[-100.06917,20.42545],[-100.06752,20.42553],[-100.06523,20.42567],[-100.06233,20.42575],[-100.05926,20.42585],[-100.05609,20.42596],[-100.05304,20.42606],[-100.0499,20.42615],[-100.04642,20.42578],[-100.04366,20.42548],[-100.04022,20.42511],[-100.03698,20.42475],[-100.03372,20.42438],[-100.03049,20.42403],[-100.02771,20.42372],[-100.02367,20.42328],[-100.01996,20.42288],[-100.01653,20.42249],[-100.01329,20.42214],[-100.01043,20.42183],[-100.00733,20.4215],[-100.00449,20.42119],[-100.00116,20.42081],[-99.99917,20.42055]]}}
Línea 115.0 kV | LineString | 115.0 kV | 1 |  |  | CFE |  |  |  |  | OpenStreetMap | {"type":"Feature","properties":{},"geometry":{"type":"LineString","coordinates":[[-99.99917,20.42055],[-99.99889,20.42062]]}}
Línea 115.0 kV | LineString | 115.0 kV | 1 |  |  | CFE |  |  |  |  | OpenStreetMap | {"type":"Feature","properties":{},"geometry":{"type":"LineString","coordinates":[[-99.99846,20.42053],[-99.99878,20.42062]]}}
Línea 115.0 kV | LineString | 115.0 kV | 1 |  |  | CFE |  |  |  |  | OpenStreetMap | {"type":"Feature","properties":{},"geometry":{"type":"LineString","coordinates":[[-99.98131,20.41888],[-99.98156,20.41886],[-99.98309,20.41902],[-99.98465,20.41922],[-99.98462,20.41946]]}}
Línea 115.0 kV | LineString | 115.0 kV | 1 |  |  | CFE |  |  |  |  | OpenStreetMap | {"type":"Feature","properties":{},"geometry":{"type":"LineString","coordinates":[[-99.99027,20.40298],[-99.98998,20.40257],[-99.98976,20.40226],[-99.98958,20.4022],[-99.98962,20.40211]]}}
Línea 115.0 kV | LineString | 115.0 kV | 1 |  |  | CFE |  |  |  |  | OpenStreetMap | {"type":"Feature","properties":{},"geometry":{"type":"LineString","coordinates":[[-99.98131,20.41888],[-99.98127,20.41857],[-99.98167,20.41783],[-99.98223,20.4169],[-99.98273,20.41599],[-99.98326,20.41505],[-99.98382,20.4141],[-99.98431,20.41327],[-99.98485,20.41235],[-99.98543,20.41133],[-99.98609,20.41019],[-99.98671,20.40915],[-99.98726,20.40814],[-99.98786,20.40713],[-99.98833,20.40632],[-99.98888,20.40538],[-99.98939,20.40452],[-99.98988,20.40367],[-99.99027,20.40298]]}}
Línea 115.0 kV | LineString | 115.0 kV | 1 |  |  | CFE |  |  |  |  | OpenStreetMap | {"type":"Feature","properties":{},"geometry":{"type":"LineString","coordinates":[[-99.98072,20.41888],[-99.98131,20.41888]]}}
Línea 115.0 kV | LineString | 115.0 kV | 1 |  |  | CFE |  |  |  |  | OpenStreetMap | {"type":"Feature","properties":{},"geometry":{"type":"LineString","coordinates":[[-99.9806,20.42011],[-99.98081,20.42015]]}}
Línea 115.0 kV | LineString | 115.0 kV | 1 |  |  | CFE |  |  |  |  | OpenStreetMap | {"type":"Feature","properties":{},"geometry":{"type":"LineString","coordinates":[[-99.98072,20.41888],[-99.98018,20.41933],[-99.9806,20.42011]]}}
Línea 115.0 kV | LineString | 115.0 kV | 1 |  |  | CFE |  |  |  |  | OpenStreetMap | {"type":"Feature","properties":{},"geometry":{"type":"LineString","coordinates":[[-99.98195,20.3913],[-99.98238,20.39125]]}}
Línea 115.0 kV | LineString | 115.0 kV | 1 |  |  | CFE |  |  |  |  | OpenStreetMap | {"type":"Feature","properties":{},"geometry":{"type":"LineString","coordinates":[[-99.98195,20.3913],[-99.98219,20.39112],[-99.98239,20.39115]]}}
Línea 115.0 kV | LineString | 115.0 kV | 2 |  |  | CFE |  |  |  |  | OpenStreetMap | {"type":"Feature","properties":{},"geometry":{"type":"LineString","coordinates":[[-99.98139,20.39124],[-99.98195,20.3913]]}}
Línea 115.0 kV | LineString | 115.0 kV | 1 |  |  | CFE |  |  |  |  | OpenStreetMap | {"type":"Feature","properties":{},"geometry":{"type":"LineString","coordinates":[[-99.98195,20.39141],[-99.98237,20.39133]]}}
Línea 115.0 kV | LineString | 115.0 kV | 1 |  |  | CFE |  |  |  |  | OpenStreetMap | {"type":"Feature","properties":{},"geometry":{"type":"LineString","coordinates":[[-99.98195,20.39141],[-99.9824,20.39146],[-99.98243,20.39138]]}}
Línea 115.0 kV | LineString | 115.0 kV | 1 |  |  | CFE |  |  |  |  | OpenStreetMap | {"type":"Feature","properties":{},"geometry":{"type":"LineString","coordinates":[[-99.97693,20.40514],[-99.97703,20.4051],[-99.97732,20.40499],[-99.97769,20.40483],[-99.97842,20.40437],[-99.97863,20.40416],[-99.97861,20.40435]]}}
Línea 115.0 kV | LineString | 115.0 kV | 1 |  |  | CFE |  |  |  |  | OpenStreetMap | {"type":"Feature","properties":{},"geometry":{"type":"LineString","coordinates":[[-99.97555,20.41872],[-99.97554,20.41859],[-99.97554,20.4185]]}}
Línea 115.0 kV | LineString | 115.0 kV | 1 |  |  | CFE |  |  |  |  | OpenStreetMap | {"type":"Feature","properties":{},"geometry":{"type":"LineString","coordinates":[[-99.98139,20.39124],[-99.98025,20.39112],[-99.97877,20.39099],[-99.97858,20.39249],[-99.97834,20.39439],[-99.97813,20.39614],[-99.97789,20.398],[-99.97765,20.39991],[-99.97743,20.40183],[-99.97719,20.40374],[-99.97703,20.4051],[-99.97702,20.40518],[-99.97678,20.40708],[-99.97653,20.40915],[-99.9763,20.41106],[-99.97607,20.41275],[-99.97586,20.41469],[-99.97561,20.41658],[-99.97536,20.41858],[-99.97554,20.41859],[-99.97688,20.41864],[-99.97798,20.41872],[-99.97825,20.41874],[-99.97979,20.41883],[-99.98072,20.41888]]}}
Línea 115.0 kV | LineString | 115.0 kV | 1 |  |  | CFE |  |  |  |  | OpenStreetMap | {"type":"Feature","properties":{},"geometry":{"type":"LineString","coordinates":[[-99.97555,20.41872],[-99.97601,20.41772]]}}
Línea 115.0 kV | LineString | 115.0 kV | 1 |  |  | CFE |  |  |  |  | OpenStreetMap | {"type":"Feature","properties":{},"geometry":{"type":"LineString","coordinates":[[-99.97652,20.41823],[-99.97601,20.41772]]}}
Línea 115.0 kV | LineString | 115.0 kV | 2 |  |  | CFE |  |  |  |  | OpenStreetMap | {"type":"Feature","properties":{},"geometry":{"type":"LineString","coordinates":[[-99.97652,20.41823],[-99.97859,20.41849],[-99.98072,20.41872],[-99.98287,20.41897],[-99.98458,20.41917],[-99.9875,20.41949],[-99.99081,20.41986],[-99.99415,20.42024],[-99.99686,20.42055],[-99.99846,20.42053]]}}
Línea 115.0 kV | LineString | 115.0 kV | 1 |  |  | CFE |  |  |  |  | OpenStreetMap | {"type":"Feature","properties":{},"geometry":{"type":"LineString","coordinates":[[-99.98439,20.41201],[-99.98437,20.41226]]}}
Línea 115.0 kV | LineString | 115.0 kV | 1 |  |  | CFE |  |  |  |  | OpenStreetMap | {"type":"Feature","properties":{},"geometry":{"type":"LineString","coordinates":[[-99.98485,20.41235],[-99.98437,20.41226]]}}
Línea 115.0 kV | LineString | 115.0 kV | 1 |  |  | CFE |  |  |  |  | OpenStreetMap | {"type":"Feature","properties":{},"geometry":{"type":"LineString","coordinates":[[-99.9788,20.41551],[-99.97886,20.41552]]}}
Línea 115.0 kV | LineString | 115.0 kV | 1 |  |  | CFE |  |  |  |  | OpenStreetMap | {"type":"Feature","properties":{},"geometry":{"type":"LineString","coordinates":[[-99.97794,20.41877],[-99.97798,20.41872],[-99.97815,20.41854],[-99.97846,20.41821],[-99.97858,20.41731],[-99.9787,20.41643],[-99.9788,20.41551],[-99.97867,20.41512],[-99.97887,20.41375],[-99.97904,20.41232],[-99.97925,20.41096],[-99.97961,20.41084],[-99.98117,20.41102],[-99.98195,20.41125],[-99.98329,20.4114],[-99.98472,20.41157],[-99.98437,20.41226]]}}
Línea 115.0 kV | LineString | 115.0 kV | 1 |  |  | CFE |  |  |  |  | OpenStreetMap | {"type":"Feature","properties":{},"geometry":{"type":"LineString","coordinates":[[-99.96561,20.44489],[-99.96513,20.44489],[-99.96497,20.44485],[-99.96373,20.44438],[-99.96311,20.44504],[-99.96289,20.4453]]}}
Línea 115.0 kV | LineString | 115.0 kV | 1 |  |  | CFE |  |  |  |  | OpenStreetMap | {"type":"Feature","properties":{},"geometry":{"type":"LineString","coordinates":[[-99.97603,20.46362],[-99.97595,20.46353],[-99.97535,20.46282],[-99.97316,20.46012],[-99.97079,20.45716],[-99.97001,20.45614],[-99.96925,20.45519],[-99.96843,20.45422],[-99.96678,20.45216],[-99.96489,20.44981],[-99.96311,20.44759],[-99.96561,20.44489],[-99.96662,20.44315],[-99.96829,20.44031],[-99.97019,20.43703],[-99.9721,20.43382],[-99.97051,20.4321],[-99.97018,20.42996],[-99.96999,20.42878],[-99.96935,20.42886]]}}
Línea 115.0 kV | LineString | 115.0 kV | 1 |  |  | CFE |  |  |  |  | OpenStreetMap | {"type":"Feature","properties":{},"geometry":{"type":"LineString","coordinates":[[-99.99889,20.42086],[-99.99915,20.42085],[-99.9991,20.42227],[-99.99904,20.42344],[-99.99897,20.4251],[-99.9989,20.42677],[-99.99882,20.42848],[-99.99876,20.42982],[-99.99868,20.43153],[-99.99861,20.43324],[-99.99854,20.43496],[-99.99845,20.4367],[-99.99839,20.43837],[-99.99831,20.44009],[-99.99824,20.44171],[-99.99818,20.44345],[-99.99808,20.44522],[-99.99805,20.44602],[-99.99684,20.44733],[-99.9956,20.44865],[-99.99459,20.44974],[-99.99339,20.45103],[-99.99219,20.45231],[-99.99114,20.45343],[-99.99026,20.45438],[-99.98919,20.45553],[-99.98766,20.45647],[-99.98616,20.45739],[-99.98464,20.45828],[-99.98328,20.45911],[-99.98194,20.45993],[-99.98041,20.46083],[-99.97885,20.46178],[-99.97732,20.46271],[-99.97595,20.46353],[-99.97579,20.46363],[-99.97491,20.46418],[-99.9733,20.46516],[-99.97193,20.46597],[-99.97057,20.46676],[-99.969,20.46773],[-99.96745,20.46868],[-99.96659,20.4692],[-99.96503,20.47059],[-99.96356,20.47193],[-99.96221,20.47314],[-99.96094,20.4743],[-99.95959,20.47552],[-99.95838,20.47663],[-99.957,20.47787],[-99.95567,20.47908],[-99.95445,20.48017],[-99.95314,20.48136],[-99.95173,20.48264],[-99.95069,20.48358],[-99.94931,20.48484],[-99.94795,20.48605],[-99.94692,20.48699],[-99.94559,20.48819],[-99.94431,20.48935],[-99.94335,20.49021],[-99.94204,20.49138],[-99.94088,20.49239],[-99.93957,20.49362],[-99.93846,20.49464],[-99.93727,20.49571],[-99.93656,20.49637],[-99.93497,20.49757],[-99.93336,20.49874],[-99.9322,20.49958],[-99.93089,20.50056],[-99.92947,20.50162],[-99.92807,20.50264],[-99.92662,20.50363],[-99.92524,20.50472],[-99.92385,20.50571],[-99.9225,20.50673],[-99.9211,20.50776],[-99.91963,20.50884],[-99.91839,20.50974],[-99.91694,20.51081],[-99.9155,20.51187],[-99.91517,20.51313],[-99.91481,20.51454],[-99.91445,20.5159],[-99.91409,20.5173],[-99.91373,20.51864],[-99.91298,20.52022],[-99.91224,20.5218],[-99.91167,20.523],[-99.9109,20.52461],[-99.91036,20.52576],[-99.90933,20.5279],[-99.90856,20.52947],[-99.90709,20.52964],[-99.90553,20.52981],[-99.90395,20.52997],[-99.90238,20.53015],[-99.90083,20.53031],[-99.90081,20.53006]]}}
Línea 115.0 kV | LineString | 115.0 kV | 1 |  |  | CFE |  |  |  |  | OpenStreetMap | {"type":"Feature","properties":{},"geometry":{"type":"LineString","coordinates":[[-99.72478,20.69866],[-99.72438,20.69825],[-99.72403,20.69723],[-99.72373,20.69635],[-99.72231,20.69547],[-99.7209,20.6946],[-99.71963,20.69379],[-99.71838,20.69302],[-99.71614,20.69162],[-99.71529,20.69109],[-99.71425,20.69044],[-99.71282,20.68954],[-99.70995,20.68774],[-99.70891,20.6871],[-99.70781,20.68592],[-99.70663,20.68467],[-99.7054,20.68334],[-99.70423,20.68209],[-99.70314,20.68091],[-99.70135,20.67899],[-99.70039,20.67798],[-99.69958,20.67712],[-99.69829,20.67573],[-99.69507,20.67229],[-99.69384,20.67099],[-99.69294,20.67],[-99.69231,20.66931],[-99.69198,20.66898],[-99.68881,20.66556],[-99.68767,20.66434],[-99.68653,20.66312],[-99.6853,20.6618],[-99.68371,20.6601],[-99.68232,20.65862],[-99.68101,20.65721],[-99.67979,20.6559],[-99.6787,20.65472],[-99.67783,20.65379],[-99.67652,20.65238],[-99.67481,20.65056],[-99.67355,20.64921],[-99.67226,20.64781],[-99.67092,20.64638],[-99.66971,20.64508],[-99.6687,20.64398],[-99.66762,20.64283],[-99.66667,20.64182],[-99.66501,20.64004],[-99.66397,20.63892],[-99.66298,20.63786],[-99.66185,20.63664],[-99.66064,20.63535],[-99.6595,20.63414],[-99.65851,20.63307],[-99.65708,20.63155],[-99.65616,20.63056],[-99.6549,20.6292],[-99.65365,20.62786],[-99.65254,20.62668],[-99.65137,20.62417],[-99.65052,20.62235],[-99.64998,20.62122],[-99.64851,20.61928],[-99.64601,20.61605],[-99.64517,20.61494],[-99.64428,20.61377],[-99.64337,20.61258],[-99.64266,20.61165],[-99.64361,20.6101],[-99.64455,20.60626],[-99.64546,20.59996],[-99.64678,20.59799],[-99.64774,20.59659],[-99.64867,20.59522],[-99.64955,20.59392],[-99.65072,20.59223],[-99.6517,20.5908],[-99.65256,20.58951],[-99.6532,20.58859],[-99.65524,20.58573],[-99.657,20.5821],[-99.65781,20.5809],[-99.65917,20.57894],[-99.65991,20.57784],[-99.66279,20.57247],[-99.66416,20.56994],[-99.66516,20.56811],[-99.66597,20.56662],[-99.66671,20.56518],[-99.66756,20.56367],[-99.66933,20.56037],[-99.66958,20.55701],[-99.67002,20.55578],[-99.67038,20.55474],[-99.67091,20.55323],[-99.67135,20.55199],[-99.67112,20.55013],[-99.67092,20.54847],[-99.6707,20.5467],[-99.67047,20.54477],[-99.67024,20.54275],[-99.67002,20.541],[-99.66983,20.53945],[-99.66961,20.53757],[-99.6694,20.53583],[-99.66919,20.534],[-99.66898,20.53241],[-99.67076,20.53193],[-99.67253,20.53176],[-99.67415,20.53163],[-99.67568,20.5315],[-99.67719,20.53136],[-99.67799,20.53218],[-99.6791,20.53207],[-99.68022,20.53195],[-99.68024,20.5321]]}}
Línea 115.0 kV | LineString | 115.0 kV | 1 |  |  | CFE |  |  |  |  | OpenStreetMap | {"type":"Feature","properties":{},"geometry":{"type":"LineString","coordinates":[[-99.68034,20.53209],[-99.68022,20.53195],[-99.68112,20.53183],[-99.68198,20.53172],[-99.68276,20.5279],[-99.68354,20.52416],[-99.68343,20.52036],[-99.68332,20.51648],[-99.68323,20.51318],[-99.68045,20.51167],[-99.67769,20.51017],[-99.6757,20.50786],[-99.67622,20.50495],[-99.67787,20.50301],[-99.681,20.49934],[-99.68223,20.4979],[-99.68345,20.4965],[-99.68374,20.49308],[-99.68405,20.48965],[-99.68435,20.48624],[-99.68463,20.48283],[-99.68495,20.47941],[-99.68525,20.47584],[-99.68561,20.47179],[-99.68496,20.46803],[-99.68431,20.4642],[-99.68368,20.46045],[-99.68304,20.45666],[-99.68241,20.45292],[-99.68176,20.44912],[-99.68113,20.44538],[-99.68051,20.44168],[-99.67987,20.43789],[-99.67924,20.43415],[-99.67862,20.43039],[-99.67798,20.42661],[-99.67778,20.42374],[-99.6776,20.42085],[-99.67744,20.41813],[-99.67723,20.41514],[-99.67705,20.4122],[-99.67677,20.40842],[-99.67652,20.40463],[-99.67629,20.40149],[-99.67606,20.39796],[-99.67585,20.3948],[-99.67561,20.39128],[-99.67541,20.38844],[-99.67521,20.38567],[-99.675,20.38273],[-99.6748,20.37947],[-99.67273,20.37612],[-99.67069,20.37275],[-99.66877,20.36956],[-99.66712,20.36673],[-99.66548,20.36405],[-99.66405,20.3617],[-99.66244,20.35908],[-99.66043,20.35732],[-99.65839,20.35557],[-99.65861,20.35451],[-99.65883,20.35332],[-99.65902,20.35232],[-99.65921,20.35133],[-99.65818,20.35114],[-99.65717,20.35097],[-99.65644,20.35026],[-99.65686,20.34989],[-99.6566,20.34965]]}}
Línea 115.0 kV | LineString | 115.0 kV | 2 |  |  | CFE |  |  |  |  | OpenStreetMap | {"type":"Feature","properties":{},"geometry":{"type":"LineString","coordinates":[[-97.4636,19.69187],[-97.46227,19.69322],[-97.46167,19.69638],[-97.46016,19.69728],[-97.45632,19.69672],[-97.4558,19.69747],[-97.45582,19.69831]]}}
Línea 115.0 kV | LineString | 115.0 kV | 1 |  |  | CFE |  |  |  |  | OpenStreetMap | {"type":"Feature","properties":{},"geometry":{"type":"LineString","coordinates":[[-97.4636,19.69187],[-97.46396,19.69132]]}}
Línea 115.0 kV | LineString | 115.0 kV | 1 |  |  | CFE |  |  |  |  | OpenStreetMap | {"type":"Feature","properties":{},"geometry":{"type":"LineString","coordinates":[[-97.46405,19.6914],[-97.4636,19.69187]]}}
Línea 115.0 kV | LineString | 115.0 kV | 1 |  |  | CFE |  |  |  |  | OpenStreetMap | {"type":"Feature","properties":{},"geometry":{"type":"LineString","coordinates":[[-97.46374,19.69198],[-97.46411,19.69146]]}}
Línea 115.0 kV | LineString | 115.0 kV | 1 |  |  | CFE |  |  |  |  | OpenStreetMap | {"type":"Feature","properties":{},"geometry":{"type":"LineString","coordinates":[[-97.46416,19.69151],[-97.46374,19.69198]]}}
Línea 115.0 kV | LineString | 115.0 kV | 2 |  |  | CFE |  |  |  |  | OpenStreetMap | {"type":"Feature","properties":{},"geometry":{"type":"LineString","coordinates":[[-97.46374,19.69198],[-97.46342,19.69235],[-97.46514,19.69408],[-97.46728,19.69621],[-97.46964,19.69859],[-97.47311,19.70207],[-97.47696,19.70596],[-97.47902,19.70802],[-97.48151,19.71051],[-97.48353,19.71254]]}}
Línea 115.0 kV | LineString | 115.0 kV | 1 |  |  | CFE |  |  |  |  | OpenStreetMap | {"type":"Feature","properties":{},"geometry":{"type":"LineString","coordinates":[[-100.43213,20.97232],[-100.43202,20.97199],[-100.43289,20.97144],[-100.43216,20.96957],[-100.43086,20.96621],[-100.43003,20.96365],[-100.42926,20.96116],[-100.43008,20.96101],[-100.42963,20.95874],[-100.42908,20.956],[-100.42811,20.95338],[-100.42728,20.95113],[-100.42613,20.94802],[-100.42503,20.94507],[-100.42361,20.94122],[-100.42337,20.93811],[-100.42318,20.93515],[-100.42292,20.93152],[-100.42267,20.92804],[-100.42243,20.9247],[-100.4238,20.92257],[-100.42576,20.9195],[-100.42773,20.91642],[-100.42964,20.91339],[-100.4334,20.90746],[-100.43652,20.90269],[-100.43925,20.89837],[-100.4408,20.89596],[-100.44334,20.89192],[-100.44464,20.88992],[-100.44682,20.8865],[-100.44913,20.88649],[-100.45547,20.88649],[-100.4588,20.88652],[-100.46412,20.88646],[-100.46934,20.88648],[-100.47706,20.88649],[-100.47952,20.88648],[-100.48492,20.88652],[-100.4891,20.88646],[-100.49455,20.88646],[-100.49734,20.88648],[-100.50035,20.88646],[-100.50382,20.88646],[-100.50777,20.88646],[-100.51155,20.88647],[-100.51506,20.88646],[-100.51874,20.88644],[-100.52232,20.88642],[-100.52481,20.88898],[-100.52694,20.89119],[-100.52859,20.89289],[-100.53169,20.8961],[-100.53358,20.89805],[-100.53696,20.89818],[-100.54037,20.8983],[-100.54286,20.89839],[-100.54508,20.89847],[-100.54771,20.89856],[-100.54906,20.89929],[-100.55006,20.89982],[-100.55172,20.90071],[-100.55429,20.9021],[-100.55646,20.90326],[-100.55935,20.90483],[-100.56224,20.90638],[-100.56519,20.90798],[-100.56873,20.90988],[-100.5716,20.91144],[-100.57358,20.91178],[-100.57666,20.91236],[-100.58041,20.91302],[-100.58203,20.91155],[-100.58206,20.91075],[-100.58097,20.91072],[-100.58047,20.91075],[-100.58047,20.91075]]}}
Línea 115.0 kV | LineString | 115.0 kV | 1 |  |  | CFE |  |  |  |  | OpenStreetMap | {"type":"Feature","properties":{},"geometry":{"type":"LineString","coordinates":[[-100.78363,20.73273],[-100.78337,20.73268],[-100.78338,20.73366],[-100.78338,20.7348],[-100.78355,20.74278],[-100.78374,20.75066],[-100.78245,20.7519],[-100.7812,20.75317],[-100.77976,20.75463],[-100.78028,20.75672],[-100.78061,20.75804],[-100.78109,20.75995],[-100.78153,20.76174],[-100.78199,20.76354],[-100.78247,20.76549],[-100.78331,20.76889],[-100.78373,20.77051],[-100.78413,20.77212],[-100.78653,20.78182],[-100.78744,20.78556],[-100.78788,20.7874],[-100.78853,20.79008],[-100.78893,20.79172],[-100.78935,20.79345],[-100.78981,20.79535],[-100.791,20.80031],[-100.79188,20.80385],[-100.79235,20.80571],[-100.7947,20.81538],[-100.79516,20.81725],[-100.79563,20.81918],[-100.79653,20.82289],[-100.79691,20.82449],[-100.79727,20.82597],[-100.79771,20.82777],[-100.79815,20.82958],[-100.79754,20.83119],[-100.79691,20.83288],[-100.79624,20.83458],[-100.79558,20.83646],[-100.79332,20.84252],[-100.7927,20.84417],[-100.79205,20.84592],[-100.7889,20.85434],[-100.78427,20.86674],[-100.78364,20.86847],[-100.78234,20.8719],[-100.77605,20.88317],[-100.77593,20.88326]]}}
Línea 115.0 kV | LineString | 115.0 kV | 2 |  |  | CFE |  |  |  |  | OpenStreetMap | {"type":"Feature","properties":{},"geometry":{"type":"LineString","coordinates":[[-100.77593,20.88326],[-100.7751,20.8827],[-100.77391,20.88193],[-100.77336,20.88155],[-100.77319,20.88135]]}}
Línea 115.0 kV | LineString | 115.0 kV | 1 |  |  | CFE |  |  |  |  | OpenStreetMap | {"type":"Feature","properties":{},"geometry":{"type":"LineString","coordinates":[[-100.77593,20.88326],[-100.77584,20.88346],[-100.77493,20.88457],[-100.7727,20.88752],[-100.77169,20.88885],[-100.77083,20.88991],[-100.76942,20.89174],[-100.76768,20.89402],[-100.76639,20.89533],[-100.76537,20.89666],[-100.76342,20.8992],[-100.76229,20.90066],[-100.76121,20.90209],[-100.75999,20.90367],[-100.75888,20.90511],[-100.75751,20.90689],[-100.75759,20.90702],[-100.7583,20.90804],[-100.75894,20.90902],[-100.76048,20.91126],[-100.76011,20.91282],[-100.75947,20.91544],[-100.75921,20.91653],[-100.75857,20.91721],[-100.75777,20.91812],[-100.75619,20.91997],[-100.75524,20.92101],[-100.75367,20.92275],[-100.75275,20.92376],[-100.75163,20.925],[-100.75023,20.92656],[-100.7489,20.92801],[-100.74766,20.92939],[-100.74638,20.9308],[-100.74579,20.93099],[-100.74563,20.93118]]}}
Línea 115.0 kV | LineString | 115.0 kV | 2 |  |  | CFE |  |  |  |  | OpenStreetMap | {"type":"Feature","properties":{},"geometry":{"type":"LineString","coordinates":[[-100.7404,20.92662],[-100.74101,20.92664],[-100.74179,20.92725],[-100.74299,20.92826],[-100.74371,20.92885],[-100.74485,20.92977],[-100.74589,20.93059],[-100.74523,20.93135],[-100.74548,20.93156],[-100.74568,20.93136]]}}
Línea 115.0 kV | LineString | 115.0 kV | 2 |  |  | CFE |  |  |  |  | OpenStreetMap | {"type":"Feature","properties":{},"geometry":{"type":"LineString","coordinates":[[-100.62065,20.88718],[-100.62152,20.88722],[-100.62279,20.88732],[-100.62425,20.88743],[-100.62567,20.88754],[-100.62708,20.88765],[-100.62854,20.88776],[-100.62997,20.88787],[-100.63142,20.88798],[-100.63284,20.88809],[-100.63427,20.8882],[-100.63572,20.88831],[-100.63716,20.88842],[-100.63859,20.88854],[-100.64003,20.88864],[-100.64136,20.88874],[-100.64253,20.88915],[-100.64387,20.88962],[-100.64522,20.89009],[-100.64658,20.89057],[-100.64792,20.89104],[-100.64927,20.89152],[-100.65061,20.89199],[-100.65196,20.89246],[-100.65331,20.89293],[-100.65469,20.89342],[-100.65605,20.89389],[-100.65739,20.89436],[-100.65878,20.89485],[-100.65998,20.89527],[-100.66152,20.89582],[-100.6629,20.89629],[-100.66414,20.89672],[-100.66563,20.89714],[-100.66689,20.8973],[-100.6684,20.89748],[-100.66976,20.89765],[-100.67119,20.89782],[-100.67262,20.89798],[-100.67404,20.89814],[-100.67549,20.89832],[-100.6769,20.89848],[-100.67834,20.89865],[-100.67978,20.89882],[-100.6812,20.89898],[-100.68239,20.89912],[-100.68384,20.89931],[-100.68525,20.89945],[-100.68666,20.8996],[-100.6881,20.89978],[-100.68955,20.89996],[-100.69096,20.90012],[-100.6924,20.90029],[-100.69385,20.90047],[-100.6953,20.90063],[-100.69675,20.90081],[-100.6982,20.90096],[-100.69966,20.90113],[-100.70109,20.9013],[-100.7025,20.90145],[-100.70395,20.90163],[-100.70539,20.9018],[-100.70682,20.90196],[-100.70825,20.90212],[-100.70971,20.9023],[-100.71114,20.90247],[-100.71187,20.90374],[-100.71256,20.90497],[-100.71324,20.90616],[-100.71391,20.90735],[-100.71362,20.90801],[-100.71273,20.91016],[-100.71137,20.91329],[-100.71331,20.91622],[-100.71517,20.91903],[-100.71587,20.92009],[-100.71579,20.92181],[-100.71745,20.92221],[-100.7176,20.92342],[-100.71776,20.92458],[-100.71795,20.92597],[-100.71814,20.92708],[-100.71953,20.92706],[-100.72257,20.927],[-100.72565,20.92695],[-100.72864,20.9269],[-100.73148,20.92684],[-100.73239,20.92728],[-100.73477,20.92829],[-100.73618,20.92889],[-100.73679,20.92828],[-100.73727,20.92715]]}}
Línea 115.0 kV | LineString | 115.0 kV | 2 |  |  | CFE |  |  |  |  | OpenStreetMap | {"type":"Feature","properties":{},"geometry":{"type":"LineString","coordinates":[[-100.62065,20.88718],[-100.62026,20.88767],[-100.61964,20.88868],[-100.61896,20.8898],[-100.61828,20.89092],[-100.61768,20.8919],[-100.61738,20.89238],[-100.61742,20.89287],[-100.61732,20.89324]]}}
Línea 115.0 kV | LineString | 115.0 kV | 2 |  |  | CFE |  |  |  |  | OpenStreetMap | {"type":"Feature","properties":{},"geometry":{"type":"LineString","coordinates":[[-100.61705,20.88688],[-100.61843,20.88696],[-100.61991,20.8871],[-100.62065,20.88718]]}}
Línea 115.0 kV | LineString | 115.0 kV | 1 |  |  | CFE |  |  |  |  | OpenStreetMap | {"type":"Feature","properties":{},"geometry":{"type":"LineString","coordinates":[[-100.61274,20.88655],[-100.61421,20.88651],[-100.61557,20.88661],[-100.61705,20.88688]]}}
Línea 115.0 kV | LineString | 115.0 kV | 1 |  |  | CFE |  |  |  |  | OpenStreetMap | {"type":"Feature","properties":{},"geometry":{"type":"LineString","coordinates":[[-100.61274,20.88655],[-100.6142,20.88663],[-100.61557,20.88673],[-100.61705,20.88688]]}}
Línea 115.0 kV | LineString | 115.0 kV | 2 |  |  | CFE |  |  |  |  | OpenStreetMap | {"type":"Feature","properties":{},"geometry":{"type":"LineString","coordinates":[[-100.59184,20.90159],[-100.59464,20.899],[-100.59771,20.89615],[-100.60083,20.89329],[-100.60408,20.89028],[-100.60718,20.8874],[-100.60846,20.88622],[-100.60985,20.88633],[-100.61129,20.88645],[-100.61274,20.88655]]}}
Línea 115.0 kV | LineString | 115.0 kV | 1 |  |  | CFE |  |  |  |  | OpenStreetMap | {"type":"Feature","properties":{},"geometry":{"type":"LineString","coordinates":[[-100.5717,20.89904],[-100.57234,20.89903],[-100.5735,20.90065],[-100.57381,20.90278],[-100.57628,20.90347],[-100.57874,20.90416],[-100.57909,20.90635],[-100.57934,20.90795],[-100.58152,20.90788],[-100.58177,20.90947],[-100.5811,20.9101],[-100.58049,20.91009]]}}
Línea 115.0 kV | LineString | 115.0 kV | 2 |  |  | CFE |  |  |  |  | OpenStreetMap | {"type":"Feature","properties":{},"geometry":{"type":"LineString","coordinates":[[-100.58048,20.91031],[-100.58106,20.91032],[-100.58232,20.9104]]}}
Línea 115.0 kV | LineString | 115.0 kV | 2 |  |  | CFE |  |  |  |  | OpenStreetMap | {"type":"Feature","properties":{},"geometry":{"type":"LineString","coordinates":[[-100.58047,20.91055],[-100.58106,20.91056],[-100.58232,20.9104]]}}
Línea 115.0 kV | LineString | 115.0 kV | 4 |  |  | CFE |  |  |  |  | OpenStreetMap | {"type":"Feature","properties":{},"geometry":{"type":"LineString","coordinates":[[-100.58232,20.9104],[-100.58419,20.90868],[-100.5865,20.90653],[-100.58922,20.90404],[-100.59184,20.90159]]}}
Línea 115.0 kV | LineString | 115.0 kV | 2 |  |  | CFE |  |  |  |  | OpenStreetMap | {"type":"Feature","properties":{},"geometry":{"type":"LineString","coordinates":[[-100.59184,20.90159],[-100.59173,20.89788],[-100.59164,20.8938],[-100.5903,20.89265],[-100.59106,20.88934],[-100.59178,20.88641],[-100.59223,20.88457],[-100.59113,20.88448],[-100.58969,20.88436],[-100.58825,20.88423],[-100.58682,20.88412],[-100.58538,20.88398],[-100.58394,20.88387],[-100.5825,20.88374],[-100.58107,20.88361],[-100.57965,20.8835],[-100.5782,20.88337],[-100.57677,20.88323],[-100.57532,20.88311],[-100.5739,20.88299],[-100.57247,20.88288],[-100.57105,20.88278],[-100.5696,20.88265],[-100.56814,20.88251],[-100.56666,20.88238],[-100.5652,20.88225],[-100.56375,20.88213],[-100.5623,20.88201],[-100.56085,20.88188],[-100.55939,20.88176],[-100.55793,20.88163],[-100.55649,20.8815],[-100.55503,20.88138],[-100.55358,20.88125],[-100.55212,20.88113],[-100.55066,20.881],[-100.54923,20.88089],[-100.54776,20.88075],[-100.54636,20.88037],[-100.54518,20.88129],[-100.54393,20.88093],[-100.54276,20.8806],[-100.5417,20.88029],[-100.5385,20.87938],[-100.53432,20.87821],[-100.53101,20.87725],[-100.52745,20.87625],[-100.52425,20.87534],[-100.52041,20.87537],[-100.51628,20.8754],[-100.51252,20.87541],[-100.51075,20.87286],[-100.50896,20.87031],[-100.50688,20.86735],[-100.50408,20.86337],[-100.50096,20.8589],[-100.49973,20.85719],[-100.498,20.8547],[-100.49483,20.85018],[-100.49287,20.84749],[-100.49138,20.84526],[-100.48949,20.84257],[-100.48741,20.83962],[-100.48509,20.83631],[-100.48421,20.83508],[-100.48325,20.83437],[-100.48214,20.83357],[-100.48126,20.83292],[-100.48032,20.83224],[-100.47935,20.83154],[-100.47805,20.83077],[-100.47672,20.83025],[-100.47541,20.82971],[-100.47408,20.82919],[-100.47276,20.82867],[-100.47147,20.82816],[-100.47019,20.82765],[-100.4689,20.82714],[-100.46762,20.82661],[-100.46634,20.82611],[-100.46503,20.82558],[-100.46371,20.82505],[-100.46238,20.82453],[-100.46105,20.824],[-100.45972,20.82348],[-100.4584,20.82295],[-100.45708,20.82243],[-100.45576,20.8219],[-100.45442,20.82136],[-100.45363,20.82104],[-100.45283,20.82073],[-100.45206,20.82121],[-100.45141,20.82098]]}}
Línea 115.0 kV | LineString | 115.0 kV | 1 |  |  | CFE |  |  |  |  | OpenStreetMap | {"type":"Feature","properties":{},"geometry":{"type":"LineString","coordinates":[[-100.45141,20.82098],[-100.45089,20.82073],[-100.45053,20.8206],[-100.45026,20.82058]]}}
Línea 115.0 kV | LineString | 115.0 kV | 1 |  |  | CFE |  |  |  |  | OpenStreetMap | {"type":"Feature","properties":{},"geometry":{"type":"LineString","coordinates":[[-100.45141,20.82098],[-100.45083,20.82085],[-100.45048,20.82072],[-100.45026,20.82058]]}}
Línea 115.0 kV | LineString | 115.0 kV | 2 |  |  | CFE |  |  |  |  | OpenStreetMap | {"type":"Feature","properties":{},"geometry":{"type":"LineString","coordinates":[[-100.45026,20.82058],[-100.44943,20.82039]]}}
Línea 115.0 kV | LineString | 115.0 kV | 2 |  |  | CFE |  |  |  |  | OpenStreetMap | {"type":"Feature","properties":{},"geometry":{"type":"LineString","coordinates":[[-100.44926,20.82105],[-100.44907,20.82141]]}}
Línea 115.0 kV | LineString | 115.0 kV | 1 |  |  | CFE |  |  |  |  | OpenStreetMap | {"type":"Feature","properties":{},"geometry":{"type":"LineString","coordinates":[[-100.44926,20.82105],[-100.44857,20.82177]]}}
Línea 115.0 kV | LineString | 115.0 kV | 3 |  |  | CFE |  |  |  |  | OpenStreetMap | {"type":"Feature","properties":{},"geometry":{"type":"LineString","coordinates":[[-100.44943,20.82039],[-100.44927,20.82076],[-100.44923,20.82087],[-100.44926,20.82105]]}}
Línea 115.0 kV | LineString | 115.0 kV | 1 |  |  | CFE |  |  |  |  | OpenStreetMap | {"type":"Feature","properties":{},"geometry":{"type":"LineString","coordinates":[[-100.43793,20.71347],[-100.43683,20.71375],[-100.43695,20.71484],[-100.43706,20.71588],[-100.43727,20.71769],[-100.43746,20.71949],[-100.43765,20.72129],[-100.43776,20.72228],[-100.43786,20.72336],[-100.43801,20.72488],[-100.43824,20.7267],[-100.4384,20.72803],[-100.4386,20.72981],[-100.43881,20.73176],[-100.43902,20.73367],[-100.4394,20.73716],[-100.4396,20.73893],[-100.43973,20.74056],[-100.43992,20.74168],[-100.44029,20.74475],[-100.44057,20.74764],[-100.44079,20.7496],[-100.44099,20.75148],[-100.44119,20.75333],[-100.44135,20.75477],[-100.4416,20.75692],[-100.44179,20.75872],[-100.44206,20.7612],[-100.44218,20.76227],[-100.44237,20.76403],[-100.44257,20.76585],[-100.44277,20.76769],[-100.44286,20.76861],[-100.44296,20.76947],[-100.44317,20.7713],[-100.44337,20.77304],[-100.44357,20.77492],[-100.44377,20.77674],[-100.44392,20.77805],[-100.44399,20.77878],[-100.44411,20.77977],[-100.4442,20.78064],[-100.44449,20.78327],[-100.44473,20.78548],[-100.44494,20.78745],[-100.44508,20.78887],[-100.44526,20.79071],[-100.44544,20.79251],[-100.44563,20.79432],[-100.44573,20.7952],[-100.44599,20.79797],[-100.44616,20.79971],[-100.44631,20.80102],[-100.44651,20.80296],[-100.44667,20.80446],[-100.44674,20.80517],[-100.44703,20.80806],[-100.44721,20.80985],[-100.44738,20.81166],[-100.44758,20.81359],[-100.44841,20.81433],[-100.44925,20.81507],[-100.45037,20.81609],[-100.4515,20.8171],[-100.45085,20.81828],[-100.45036,20.81911],[-100.44985,20.81991],[-100.44943,20.82039]]}}
Línea 115.0 kV | LineString | 115.0 kV | 2 |  |  | CFE |  |  |  |  | OpenStreetMap | {"type":"Feature","properties":{},"geometry":{"type":"LineString","coordinates":[[-100.43793,20.71347],[-100.43901,20.71357],[-100.44019,20.71361],[-100.44134,20.71368],[-100.44132,20.71318],[-100.44172,20.71317]]}}
Línea 115.0 kV | LineString | 115.0 kV | 1 |  |  | CFE |  |  |  |  | OpenStreetMap | {"type":"Feature","properties":{},"geometry":{"type":"LineString","coordinates":[[-100.4325,20.67772],[-100.43291,20.67828],[-100.43309,20.67992],[-100.43335,20.68214],[-100.43267,20.68206],[-100.4328,20.68294],[-100.43282,20.68387],[-100.43286,20.68454],[-100.4328,20.68573],[-100.43278,20.68638],[-100.43287,20.68694],[-100.43306,20.68749],[-100.43348,20.68856],[-100.43391,20.68966],[-100.43411,20.68979],[-100.43424,20.69089],[-100.43402,20.69197],[-100.43357,20.69395],[-100.43321,20.69558],[-100.43392,20.6975],[-100.43499,20.70016],[-100.43548,20.70149],[-100.4357,20.70349],[-100.43587,20.70511],[-100.43606,20.70689],[-100.43629,20.709],[-100.43666,20.71232],[-100.4368,20.71358],[-100.43793,20.71347]]}}
Línea 115.0 kV | LineString | 115.0 kV | 1 |  |  | CFE |  |  |  |  | OpenStreetMap | {"type":"Feature","properties":{},"geometry":{"type":"LineString","coordinates":[[-100.88789,21.16984],[-100.88749,21.16948],[-100.88789,21.16916],[-100.88888,21.17013],[-100.88983,21.1711],[-100.8908,21.17207],[-100.89195,21.17203],[-100.89521,21.1719],[-100.89692,21.17184],[-100.90043,21.1717],[-100.90214,21.17163],[-100.9039,21.17157],[-100.90603,21.1715],[-100.90857,21.17139],[-100.91212,21.17125],[-100.91538,21.17112],[-100.91718,21.17104],[-100.91902,21.17099],[-100.92079,21.17091],[-100.92236,21.17085],[-100.92577,21.17072],[-100.92729,21.17066],[-100.92904,21.17059],[-100.931,21.17053],[-100.9324,21.17046],[-100.93421,21.1704],[-100.93606,21.17031],[-100.93738,21.17028],[-100.93985,21.17016],[-100.94104,21.17148],[-100.94235,21.17294],[-100.94456,21.17539],[-100.94565,21.17658],[-100.9471,21.17816],[-100.94814,21.17928],[-100.9494,21.18068],[-100.95072,21.18213],[-100.95196,21.18351],[-100.95319,21.18486],[-100.95427,21.18606],[-100.95541,21.18732],[-100.95649,21.18853],[-100.95742,21.18956],[-100.95865,21.19093],[-100.95987,21.19229],[-100.9611,21.19365],[-100.96232,21.19501],[-100.96354,21.19636],[-100.96474,21.1977],[-100.96587,21.19899],[-100.96691,21.20017],[-100.96804,21.20144],[-100.96928,21.20283],[-100.97049,21.20415],[-100.97164,21.20541],[-100.97278,21.20666],[-100.97398,21.20795],[-100.97538,21.20945],[-100.97632,21.21046],[-100.97761,21.21187],[-100.97885,21.21321],[-100.98007,21.21454],[-100.98125,21.21582],[-100.98278,21.21746],[-100.98393,21.21872],[-100.9852,21.22011],[-100.98626,21.22128],[-100.98715,21.22225],[-100.98892,21.22272],[-100.99043,21.22312],[-100.99228,21.22361],[-100.99393,21.22404],[-100.99572,21.22452],[-100.99751,21.225],[-100.99929,21.22548],[-101.00109,21.22596],[-101.00289,21.22642],[-101.00464,21.22687],[-101.00638,21.22737],[-101.00819,21.22786],[-101.00992,21.2283],[-101.01174,21.22878],[-101.01347,21.22935],[-101.01523,21.22992],[-101.01702,21.23049],[-101.01876,21.23105],[-101.02052,21.23164],[-101.0223,21.2322],[-101.02407,21.23278],[-101.02579,21.23336],[-101.02762,21.23393],[-101.02937,21.2345],[-101.03113,21.23507],[-101.03288,21.23565],[-101.03462,21.23621],[-101.03638,21.23677],[-101.0381,21.23731],[-101.03988,21.23778],[-101.04169,21.23826],[-101.04346,21.23872],[-101.04527,21.23917],[-101.04706,21.23965],[-101.04891,21.2401],[-101.05069,21.24057],[-101.05241,21.24101],[-101.05419,21.24146],[-101.05592,21.24192],[-101.05768,21.24235],[-101.05942,21.24281],[-101.06111,21.24324],[-101.06281,21.24369],[-101.06456,21.24412],[-101.06637,21.2446],[-101.06808,21.24504],[-101.06972,21.24545],[-101.07153,21.24592],[-101.07331,21.24637],[-101.07512,21.24684],[-101.07688,21.24729],[-101.07863,21.24773],[-101.08041,21.24819],[-101.08225,21.24866],[-101.08399,21.24911],[-101.08577,21.24957],[-101.08738,21.25029],[-101.08888,21.251],[-101.09042,21.25173],[-101.09181,21.25238],[-101.09427,21.25353],[-101.09579,21.25425],[-101.0973,21.25496],[-101.09877,21.25564],[-101.10026,21.25635],[-101.10171,21.25703],[-101.10323,21.25774],[-101.10464,21.2584],[-101.10594,21.25901],[-101.10637,21.26059],[-101.10678,21.26215],[-101.10722,21.26376],[-101.10765,21.26534],[-101.10807,21.26689],[-101.10852,21.26856],[-101.10899,21.27027],[-101.10948,21.27209],[-101.10974,21.27302],[-101.1102,21.27475],[-101.1107,21.27656],[-101.11107,21.27793],[-101.11149,21.27954],[-101.11188,21.28096],[-101.11224,21.28233],[-101.11266,21.28387],[-101.11311,21.28557],[-101.11372,21.28786],[-101.11409,21.28928],[-101.11493,21.2924],[-101.11535,21.29393],[-101.11601,21.29643],[-101.11643,21.29804],[-101.11688,21.29971],[-101.11728,21.30121],[-101.11774,21.30293],[-101.11815,21.30444],[-101.11857,21.30603],[-101.119,21.3076],[-101.11942,21.30919],[-101.11984,21.31075],[-101.12027,21.31234],[-101.12066,21.31384],[-101.12114,21.31562],[-101.12153,21.31706],[-101.12192,21.31853],[-101.12248,21.32064],[-101.12293,21.32236],[-101.12339,21.32407],[-101.12379,21.32558],[-101.12421,21.3272],[-101.12463,21.32875],[-101.12505,21.33032],[-101.12547,21.33191],[-101.12584,21.33327],[-101.12667,21.33462],[-101.12756,21.33605],[-101.12843,21.33748],[-101.12932,21.33892],[-101.13022,21.34038],[-101.13109,21.34179],[-101.13197,21.34321],[-101.13285,21.34462],[-101.13375,21.34609],[-101.13463,21.34752],[-101.13552,21.34895],[-101.13642,21.35043],[-101.13733,21.35188],[-101.1382,21.35329],[-101.13907,21.35469],[-101.13997,21.35613],[-101.14085,21.35757],[-101.14175,21.35901],[-101.14263,21.36043],[-101.14353,21.36189],[-101.14442,21.36333],[-101.14527,21.36474],[-101.14616,21.36617],[-101.14706,21.36761],[-101.14794,21.36904],[-101.14881,21.37046],[-101.14971,21.37191],[-101.15064,21.3734],[-101.15153,21.37484],[-101.15242,21.37627],[-101.15332,21.37772],[-101.15423,21.37919],[-101.15513,21.38064],[-101.15604,21.38213],[-101.15691,21.38351],[-101.1578,21.38494],[-101.15868,21.38637],[-101.15957,21.3878],[-101.16048,21.38926],[-101.16137,21.39069],[-101.16229,21.39218],[-101.16324,21.3937],[-101.16413,21.39513],[-101.16504,21.39658],[-101.16593,21.39804],[-101.16685,21.39949],[-101.16775,21.40093],[-101.16863,21.40236],[-101.1695,21.40378],[-101.17037,21.4052],[-101.17128,21.40664],[-101.17217,21.40808],[-101.17304,21.4095],[-101.17393,21.41093],[-101.17483,21.41236],[-101.1757,21.41376],[-101.17653,21.41512],[-101.17738,21.4165],[-101.17824,21.41788],[-101.17907,21.41922],[-101.17991,21.42055],[-101.18074,21.4219],[-101.18157,21.42322],[-101.18109,21.42453],[-101.18052,21.42608],[-101.17994,21.42763],[-101.17937,21.42919],[-101.1788,21.43075],[-101.17823,21.43232],[-101.17766,21.43387],[-101.1771,21.43545],[-101.17653,21.437],[-101.17594,21.43858],[-101.17539,21.44007],[-101.17485,21.44156],[-101.17428,21.4431],[-101.17371,21.44467],[-101.17313,21.44624],[-101.17256,21.44779],[-101.17199,21.44936],[-101.17142,21.45094],[-101.17085,21.45249],[-101.17028,21.45404],[-101.16968,21.45567],[-101.1691,21.45725],[-101.16853,21.45881],[-101.16797,21.46035],[-101.16743,21.46196],[-101.16688,21.46305],[-101.1665,21.46381],[-101.1657,21.46545],[-101.16496,21.46701],[-101.16426,21.46848],[-101.16353,21.46995],[-101.16287,21.4713],[-101.16211,21.47287],[-101.16143,21.47429],[-101.16072,21.47578],[-101.16001,21.47725],[-101.15923,21.47886],[-101.15851,21.48038],[-101.15678,21.48108],[-101.155,21.48179],[-101.15324,21.48251],[-101.15301,21.48205]]}}
Línea 115.0 kV | LineString | 115.0 kV | 1 |  |  | CFE |  |  |  |  | OpenStreetMap | {"type":"Feature","properties":{},"geometry":{"type":"LineString","coordinates":[[-100.74572,20.93124],[-100.74579,20.93099],[-100.74627,20.93092],[-100.747,20.93149],[-100.74759,20.93195],[-100.74809,20.93235],[-100.74863,20.93279],[-100.7491,20.93317],[-100.74962,20.93359],[-100.75012,20.93401],[-100.75062,20.93444],[-100.75145,20.93511],[-100.75238,20.93587],[-100.75278,20.93626],[-100.7531,20.93671],[-100.75342,20.93726],[-100.75385,20.93825],[-100.75422,20.93904],[-100.7545,20.93949],[-100.75478,20.94005],[-100.75509,20.94071],[-100.75489,20.94149],[-100.7563,20.9447],[-100.75661,20.94538],[-100.75692,20.94607],[-100.75755,20.9475],[-100.76508,20.96311],[-100.76832,20.96974],[-100.76926,20.97166],[-100.77005,20.97327],[-100.77107,20.97533],[-100.77215,20.97755],[-100.77333,20.97997],[-100.77414,20.98161],[-100.77501,20.98339],[-100.78039,20.9944],[-100.78099,20.99568],[-100.78133,20.99717],[-100.78166,20.9987],[-100.78256,21.00279],[-100.78303,21.00512],[-100.78331,21.00639],[-100.78376,21.0085],[-100.78415,21.01027],[-100.78451,21.012],[-100.78625,21.02007],[-100.78744,21.02564],[-100.78783,21.02747],[-100.78823,21.02936],[-100.78862,21.03116],[-100.78941,21.03479],[-100.78978,21.03657],[-100.7902,21.03851],[-100.7906,21.04035],[-100.79144,21.04434],[-100.79209,21.04739],[-100.79366,21.05464],[-100.79409,21.05668],[-100.79532,21.06237],[-100.79577,21.06451],[-100.7967,21.06879],[-100.79702,21.07027],[-100.79742,21.07216],[-100.79782,21.07408],[-100.79814,21.07567],[-100.7999,21.07883],[-100.80099,21.08083],[-100.80189,21.08243],[-100.80278,21.08411],[-100.80366,21.08568],[-100.80449,21.0872],[-100.80558,21.0892],[-100.80645,21.09081],[-100.80731,21.09241],[-100.80805,21.09372],[-100.80893,21.09533],[-100.80996,21.09722],[-100.81199,21.10091],[-100.81389,21.10437],[-100.81482,21.10607],[-100.81556,21.10744],[-100.81653,21.10922],[-100.81752,21.111],[-100.81851,21.11282],[-100.82057,21.11659],[-100.82144,21.11817],[-100.82235,21.11983],[-100.82325,21.12148],[-100.82412,21.12303],[-100.82461,21.12393],[-100.82671,21.12778],[-100.82754,21.12929],[-100.82902,21.13028],[-100.83444,21.1339],[-100.83933,21.13717],[-100.84107,21.13834],[-100.84272,21.13945],[-100.84777,21.14283],[-100.84904,21.14368],[-100.85093,21.14494],[-100.85312,21.14644],[-100.85455,21.14738],[-100.85626,21.14854],[-100.85778,21.14956],[-100.85968,21.15083],[-100.86133,21.15192],[-100.86294,21.15302],[-100.86461,21.15413],[-100.86595,21.15502],[-100.86673,21.15554],[-100.87467,21.16092],[-100.87643,21.16211],[-100.87789,21.16309],[-100.87963,21.16424],[-100.88135,21.16543],[-100.8825,21.1662],[-100.88741,21.16953],[-100.88782,21.16988]]}}
Línea 115.0 kV | LineString | 115.0 kV | 1 |  |  | CFE |  |  |  |  | OpenStreetMap | {"type":"Feature","properties":{},"geometry":{"type":"LineString","coordinates":[[-100.63464,21.18687],[-100.63459,21.18673],[-100.6344,21.18613],[-100.63383,21.18448],[-100.6326,21.18368],[-100.63149,21.18295],[-100.63015,21.18207],[-100.62942,21.18157],[-100.62799,21.18064],[-100.62668,21.17978],[-100.62543,21.17895],[-100.6241,21.17806],[-100.62283,21.17723],[-100.62143,21.17631],[-100.62007,21.17542],[-100.61857,21.17445],[-100.61771,21.17386],[-100.61661,21.17314],[-100.6153,21.17228],[-100.61499,21.17075],[-100.61469,21.16923],[-100.61438,21.16764],[-100.61407,21.16603],[-100.6138,21.1647],[-100.61351,21.1632],[-100.61319,21.1616],[-100.61287,21.16002],[-100.61256,21.15841],[-100.61225,21.15683],[-100.61193,21.15522],[-100.6117,21.15407],[-100.61137,21.15238],[-100.61105,21.15078],[-100.61074,21.14918],[-100.61041,21.14749],[-100.61008,21.14584],[-100.60975,21.14421],[-100.60943,21.14253],[-100.60909,21.14082],[-100.60883,21.13949],[-100.60849,21.1378],[-100.60817,21.13616],[-100.60786,21.1346],[-100.60755,21.133],[-100.60725,21.1315],[-100.60696,21.12999],[-100.60662,21.1283],[-100.60634,21.12675],[-100.60604,21.12519],[-100.60573,21.1237],[-100.60581,21.12228],[-100.60587,21.1209],[-100.60593,21.11954],[-100.606,21.11815],[-100.60605,21.11653],[-100.60613,21.11491],[-100.60619,21.11329],[-100.60627,21.11165],[-100.60635,21.11003],[-100.60642,21.10842],[-100.6065,21.10677],[-100.60721,21.10547],[-100.60791,21.1042],[-100.60875,21.10267],[-100.60955,21.10122],[-100.61038,21.0997],[-100.61116,21.09829],[-100.61197,21.09678],[-100.61283,21.09526],[-100.61331,21.09438],[-100.61416,21.09286],[-100.61502,21.09132],[-100.61582,21.08985],[-100.61657,21.08847],[-100.61735,21.08703],[-100.61769,21.08554],[-100.61804,21.08404],[-100.61841,21.0824],[-100.61869,21.08121],[-100.61907,21.07955],[-100.61948,21.07786],[-100.61985,21.07618],[-100.62023,21.07447],[-100.6204,21.07391],[-100.62037,21.07327],[-100.61985,21.07329],[-100.61986,21.07369]]}}
Línea 115.0 kV | LineString | 115.0 kV | 1 |  |  | CFE |  |  |  |  | OpenStreetMap | {"type":"Feature","properties":{},"geometry":{"type":"LineString","coordinates":[[-100.63471,21.28354],[-100.63479,21.28369],[-100.63523,21.28347],[-100.63618,21.28307],[-100.63583,21.28139],[-100.6355,21.27971],[-100.63516,21.27806],[-100.63481,21.27641],[-100.63444,21.27472],[-100.63411,21.27309],[-100.63377,21.27144],[-100.63344,21.26978],[-100.6331,21.26814],[-100.63277,21.26649],[-100.63245,21.26493],[-100.6321,21.26333],[-100.63178,21.26173],[-100.63146,21.26013],[-100.63124,21.25908],[-100.6309,21.25744],[-100.63039,21.25583],[-100.62987,21.25418],[-100.62949,21.25296],[-100.62905,21.25157],[-100.62856,21.25002],[-100.62806,21.24845],[-100.62756,21.24689],[-100.62706,21.24533],[-100.62656,21.24377],[-100.62608,21.24221],[-100.62567,21.24089],[-100.6263,21.23915],[-100.6269,21.23753],[-100.62747,21.23589],[-100.62804,21.23434],[-100.62915,21.23127],[-100.62949,21.23033],[-100.62989,21.22925],[-100.6301,21.22779],[-100.6303,21.22632],[-100.63055,21.2247],[-100.63078,21.22314],[-100.63101,21.22156],[-100.63124,21.22],[-100.63148,21.21843],[-100.63153,21.2169],[-100.63157,21.21541],[-100.63162,21.21387],[-100.63168,21.21234],[-100.63173,21.21115],[-100.63176,21.20998],[-100.63196,21.20866],[-100.63219,21.20712],[-100.63244,21.20543],[-100.63265,21.20393],[-100.63289,21.20225],[-100.63313,21.20061],[-100.63337,21.19896],[-100.6335,21.19801],[-100.63374,21.19639],[-100.63397,21.19483],[-100.63419,21.19335],[-100.63436,21.19219],[-100.6346,21.19067],[-100.63484,21.18905],[-100.63508,21.18741],[-100.63493,21.18666],[-100.63471,21.18671],[-100.63475,21.18684]]}}
Línea 115.0 kV | LineString | 115.0 kV | 1 |  |  | CFE |  |  |  |  | OpenStreetMap | {"type":"Feature","properties":{},"geometry":{"type":"LineString","coordinates":[[-100.63465,21.28357],[-100.63474,21.28377],[-100.63529,21.28358],[-100.63611,21.28322],[-100.63764,21.28236],[-100.63917,21.28151],[-100.64069,21.28066],[-100.64207,21.27989],[-100.6435,21.27908],[-100.64499,21.27824],[-100.64642,21.27742],[-100.64796,21.27656],[-100.64964,21.27562],[-100.65125,21.27473],[-100.65273,21.2739],[-100.6548,21.27275],[-100.65632,21.27189],[-100.65756,21.27119],[-100.65936,21.27124],[-100.66096,21.27128],[-100.66255,21.27132],[-100.66415,21.27137],[-100.66581,21.27143],[-100.6675,21.27075],[-100.66919,21.2701],[-100.67085,21.26942],[-100.6736,21.26833],[-100.67521,21.26769],[-100.67665,21.26669],[-100.67773,21.26594],[-100.67916,21.26494],[-100.6806,21.26395],[-100.68204,21.26295],[-100.68347,21.26195],[-100.68494,21.26094],[-100.68637,21.25995],[-100.6878,21.25895],[-100.68921,21.25798],[-100.69061,21.25701],[-100.69205,21.25605],[-100.69365,21.25501],[-100.69499,21.25414],[-100.6965,21.25317],[-100.69802,21.25219],[-100.70363,21.24857],[-100.70462,21.24775],[-100.7057,21.24686],[-100.70678,21.24597],[-100.70784,21.24508],[-100.70926,21.24482],[-100.71069,21.24453],[-100.71207,21.24424],[-100.71319,21.24402],[-100.71637,21.2434],[-100.71806,21.24308],[-100.7198,21.24273],[-100.72158,21.2424],[-100.72328,21.24207],[-100.72489,21.24175],[-100.72668,21.24142],[-100.72848,21.24105],[-100.73028,21.24071],[-100.73203,21.24039],[-100.73382,21.24004],[-100.73556,21.23969],[-100.73731,21.23935],[-100.73905,21.23902],[-100.74098,21.23864],[-100.74256,21.23825],[-100.74681,21.23724],[-100.74845,21.23686],[-100.75012,21.23649]]}}
Línea 115.0 kV | LineString | 115.0 kV | 1 |  |  | CFE |  |  |  |  | OpenStreetMap | {"type":"Feature","properties":{},"geometry":{"type":"LineString","coordinates":[[-100.63459,21.28359],[-100.63463,21.28389],[-100.63507,21.2843],[-100.63597,21.28393],[-100.63754,21.28328],[-100.63908,21.28268],[-100.64057,21.28209],[-100.64202,21.28148],[-100.64351,21.28088],[-100.64492,21.28031],[-100.64638,21.27972],[-100.64766,21.2792],[-100.64951,21.27847],[-100.6516,21.27762],[-100.6523,21.2765],[-100.65331,21.27483],[-100.65416,21.27344],[-100.65458,21.27195],[-100.65521,21.26977],[-100.65565,21.26825],[-100.65609,21.26673],[-100.65651,21.26528],[-100.65694,21.26381],[-100.65734,21.26242],[-100.65774,21.26102],[-100.65818,21.25956],[-100.65859,21.25811],[-100.65898,21.25679],[-100.65945,21.25516],[-100.66036,21.25415],[-100.66147,21.25293],[-100.66235,21.25196],[-100.66346,21.25073],[-100.66528,21.24873],[-100.66668,21.2472],[-100.66872,21.24539],[-100.67183,21.24324],[-100.67296,21.24247],[-100.67798,21.23903],[-100.68119,21.23682],[-100.68211,21.23619],[-100.68342,21.23531],[-100.68485,21.23545],[-100.69078,21.23604],[-100.69405,21.23637],[-100.6993,21.23691],[-100.70104,21.23706],[-100.70273,21.23724],[-100.70448,21.23742],[-100.70575,21.23754],[-100.70787,21.23774],[-100.70978,21.23796],[-100.71228,21.2382],[-100.7135,21.23832],[-100.71678,21.23864],[-100.71849,21.23882],[-100.72017,21.23857],[-100.72182,21.23833],[-100.72305,21.23815],[-100.72472,21.23788],[-100.7264,21.23764],[-100.72811,21.23738],[-100.7296,21.23715],[-100.73098,21.23694],[-100.73227,21.23676],[-100.73422,21.23646],[-100.73605,21.23617],[-100.73706,21.23594],[-100.73845,21.23558],[-100.7397,21.23526],[-100.74123,21.23488],[-100.74282,21.23444],[-100.74388,21.23474],[-100.74536,21.23517],[-100.74655,21.2355],[-100.74767,21.2358],[-100.74897,21.23614],[-100.74985,21.2364]]}}
Línea 115.0 kV | LineString | 115.0 kV | 1 |  |  | CFE |  |  |  |  | OpenStreetMap | {"type":"Feature","properties":{},"geometry":{"type":"LineString","coordinates":[[-100.75193,21.23665],[-100.75181,21.2364],[-100.75356,21.23581],[-100.75665,21.23481],[-100.75847,21.23424],[-100.76042,21.23361],[-100.76237,21.23298],[-100.76411,21.23243],[-100.76572,21.23189],[-100.76749,21.23134],[-100.76927,21.23076],[-100.77101,21.23021],[-100.77274,21.22964],[-100.77744,21.22814],[-100.78088,21.22702],[-100.78264,21.22646],[-100.79158,21.22357],[-100.79313,21.22308],[-100.80331,21.22109],[-100.80499,21.22086],[-100.80659,21.22066],[-100.80894,21.22034],[-100.8101,21.22018],[-100.81556,21.22048],[-100.81699,21.22056],[-100.81998,21.2207],[-100.82172,21.22006],[-100.82343,21.21944],[-100.8251,21.21884],[-100.82671,21.21824],[-100.82833,21.21767],[-100.8299,21.21708],[-100.83146,21.21652],[-100.83307,21.21592],[-100.83433,21.21547],[-100.83611,21.21483],[-100.83782,21.21421],[-100.83948,21.21361],[-100.84113,21.21301],[-100.84285,21.21238],[-100.84454,21.21177],[-100.84667,21.211],[-100.84829,21.21041],[-100.84986,21.20983],[-100.85142,21.20927],[-100.85267,21.20881],[-100.85468,21.20808],[-100.85617,21.20754],[-100.85747,21.20708],[-100.85842,21.2058],[-100.85946,21.20444],[-100.86046,21.20311],[-100.86141,21.20184],[-100.86243,21.20048],[-100.86347,21.19909],[-100.86453,21.19768],[-100.8656,21.19626],[-100.8664,21.19519],[-100.86859,21.19227],[-100.86961,21.19096],[-100.87053,21.19003],[-100.87208,21.18849],[-100.87361,21.187],[-100.87453,21.1861],[-100.87675,21.1839],[-100.87806,21.1826],[-100.87959,21.18109],[-100.88068,21.18001],[-100.88206,21.17865],[-100.88308,21.17762],[-100.88419,21.17656],[-100.88514,21.17519],[-100.88615,21.17369],[-100.88732,21.17198],[-100.88823,21.17076],[-100.88857,21.17017],[-100.88801,21.16984]]}}
Línea 115.0 kV | LineString | 115.0 kV | 2 |  |  | CFE |  |  |  |  | OpenStreetMap | {"type":"Feature","properties":{},"geometry":{"type":"LineString","coordinates":[[-96.22562,19.13774],[-96.22607,19.13948],[-96.22696,19.14288],[-96.2279,19.14667],[-96.22838,19.14849],[-96.22889,19.1504],[-96.22946,19.15151],[-96.23149,19.15127],[-96.23355,19.15099],[-96.23562,19.1507],[-96.23638,19.15044]]}}
Línea 115.0 kV | LineString | 115.0 kV | 1 |  |  | CFE |  |  |  |  | OpenStreetMap | {"type":"Feature","properties":{},"geometry":{"type":"LineString","coordinates":[[-96.21574,19.13598],[-96.21565,19.13585]]}}
Línea 115.0 kV | LineString | 115.0 kV | 1 |  |  | CFE |  |  |  |  | OpenStreetMap | {"type":"Feature","properties":{},"geometry":{"type":"LineString","coordinates":[[-96.21574,19.13585],[-96.21574,19.13598]]}}
Línea 115.0 kV | LineString | 115.0 kV | 2 |  |  | CFE |  |  |  |  | OpenStreetMap | {"type":"Feature","properties":{},"geometry":{"type":"LineString","coordinates":[[-96.21574,19.13598],[-96.21602,19.13599],[-96.21621,19.13617],[-96.21708,19.13634],[-96.21762,19.13626],[-96.21883,19.13648],[-96.22293,19.13724],[-96.22562,19.13774]]}}
Línea 115.0 kV | LineString | 115.0 kV | 1 |  |  | CFE |  |  |  |  | OpenStreetMap | {"type":"Feature","properties":{},"geometry":{"type":"LineString","coordinates":[[-100.45739,21.10552],[-100.45744,21.10564],[-100.45911,21.10489],[-100.46076,21.10419],[-100.46247,21.10347],[-100.46419,21.10275],[-100.4659,21.10201],[-100.46762,21.10127],[-100.46935,21.10053],[-100.4711,21.09978],[-100.47285,21.09903],[-100.4746,21.09827],[-100.47642,21.09749],[-100.47842,21.09664],[-100.4803,21.09583],[-100.48203,21.09508],[-100.48372,21.09433],[-100.48543,21.09361],[-100.48719,21.09286],[-100.48889,21.09216],[-100.49062,21.09142],[-100.49236,21.09068],[-100.49408,21.08992],[-100.49579,21.08914],[-100.49753,21.08841],[-100.49929,21.08766],[-100.50106,21.08692],[-100.50284,21.08618],[-100.50457,21.08541],[-100.50551,21.08501],[-100.50644,21.08462],[-100.50732,21.08422],[-100.50822,21.08385],[-100.5102,21.08301],[-100.5119,21.08228],[-100.51369,21.08151],[-100.51494,21.08093],[-100.51605,21.08043],[-100.51795,21.07974],[-100.51962,21.07898],[-100.52137,21.07819],[-100.52328,21.07737],[-100.52507,21.0766],[-100.52688,21.07585],[-100.52871,21.07509],[-100.53049,21.07433],[-100.53228,21.07355],[-100.53405,21.07278],[-100.53585,21.072],[-100.53746,21.07131],[-100.53907,21.07061],[-100.54068,21.06992],[-100.54253,21.06914],[-100.54375,21.06851],[-100.54609,21.06835],[-100.54791,21.06836],[-100.54981,21.06836],[-100.55168,21.06834],[-100.55358,21.06834],[-100.55545,21.06833],[-100.55739,21.06833],[-100.55931,21.06831],[-100.56124,21.06832],[-100.56316,21.06831],[-100.5651,21.0683],[-100.56708,21.0683],[-100.56894,21.06829],[-100.57095,21.06829],[-100.573,21.06827],[-100.57492,21.06826],[-100.57684,21.06826],[-100.57875,21.06824],[-100.58067,21.06824],[-100.58259,21.06823],[-100.58452,21.06822],[-100.58644,21.06821],[-100.5884,21.06821],[-100.59033,21.0682],[-100.59225,21.0682],[-100.59422,21.06819],[-100.59612,21.06817],[-100.59802,21.06816],[-100.6,21.06816],[-100.60191,21.06814],[-100.60385,21.06814],[-100.60597,21.06814],[-100.60789,21.06838],[-100.60995,21.06865],[-100.612,21.06892],[-100.61404,21.0692],[-100.6161,21.06947],[-100.61819,21.06974],[-100.61894,21.0715],[-100.61974,21.07344],[-100.61976,21.0737]]}}
Línea 115.0 kV | LineString | 115.0 kV | 1 |  |  | CFE |  |  |  |  | OpenStreetMap | {"type":"Feature","properties":{},"geometry":{"type":"LineString","coordinates":[[-100.46797,21.13652],[-100.46891,21.1365],[-100.46791,21.13425],[-100.46712,21.13246],[-100.4697,21.13194],[-100.471,21.13165],[-100.47236,21.13109],[-100.47346,21.13078],[-100.47448,21.13049],[-100.47315,21.12855],[-100.47155,21.12639],[-100.46992,21.12417],[-100.46843,21.1221],[-100.46684,21.11993],[-100.46509,21.1175],[-100.46339,21.11517],[-100.46239,21.11376],[-100.46058,21.11127],[-100.45966,21.10999],[-100.45847,21.10835],[-100.45787,21.10754],[-100.4585,21.10704],[-100.45787,21.10637],[-100.45774,21.10623]]}}
Línea 115.0 kV | LineString | 115.0 kV | 1 |  |  | CFE |  |  |  |  | OpenStreetMap | {"type":"Feature","properties":{},"geometry":{"type":"LineString","coordinates":[[-100.45711,21.10563],[-100.45731,21.10603],[-100.45772,21.10643],[-100.45812,21.10634],[-100.45839,21.10613],[-100.45827,21.10536],[-100.45901,21.10475],[-100.46223,21.10337],[-100.46526,21.10207],[-100.4681,21.10086],[-100.46883,21.10003],[-100.47022,21.09944],[-100.47154,21.09888],[-100.47299,21.09826],[-100.47438,21.09767],[-100.47577,21.09708],[-100.47717,21.09648],[-100.47855,21.09589],[-100.47992,21.09531],[-100.48127,21.09473],[-100.48265,21.09415],[-100.48395,21.0936],[-100.4853,21.09303],[-100.48657,21.09249],[-100.48792,21.09192],[-100.4907,21.09075],[-100.49209,21.09017],[-100.49351,21.08954],[-100.49498,21.08892],[-100.49626,21.08837],[-100.49768,21.08777],[-100.49912,21.08716],[-100.50057,21.08655],[-100.50198,21.08594],[-100.5034,21.08535],[-100.50478,21.08476],[-100.50611,21.0842],[-100.50703,21.08381],[-100.50794,21.08343],[-100.50925,21.08287],[-100.51057,21.0823],[-100.5118,21.08181],[-100.51305,21.08132],[-100.5143,21.08081],[-100.51557,21.08039],[-100.51605,21.08043],[-100.51677,21.08106],[-100.51747,21.08164],[-100.5186,21.08258],[-100.51969,21.0835],[-100.52084,21.0845],[-100.52193,21.08542],[-100.52313,21.08643],[-100.52412,21.08728],[-100.52526,21.08828],[-100.52623,21.08909],[-100.5272,21.0899],[-100.52816,21.09074],[-100.52912,21.09156],[-100.53018,21.09238],[-100.53095,21.093],[-100.53177,21.09373],[-100.53257,21.09442],[-100.53337,21.09512],[-100.53445,21.09611],[-100.53518,21.09699],[-100.53589,21.09817],[-100.53657,21.09935],[-100.53731,21.10073],[-100.53787,21.10188],[-100.53852,21.10284],[-100.53924,21.10412],[-100.53995,21.10536],[-100.54069,21.10667],[-100.54141,21.10796],[-100.54213,21.10924],[-100.54284,21.11053],[-100.54337,21.11159],[-100.54409,21.11281],[-100.54481,21.11406],[-100.54547,21.11526],[-100.5462,21.11656],[-100.54688,21.11779],[-100.54759,21.11903],[-100.54828,21.12027],[-100.54898,21.12151],[-100.54968,21.12276],[-100.55037,21.12402],[-100.55108,21.12524],[-100.5517,21.12635],[-100.55233,21.12748],[-100.55306,21.12879],[-100.5538,21.1301],[-100.55456,21.13144],[-100.55527,21.13273],[-100.55603,21.13408],[-100.55678,21.13541],[-100.5575,21.13667],[-100.5582,21.13794],[-100.55891,21.1392],[-100.55962,21.14045],[-100.56034,21.14171],[-100.56105,21.14298],[-100.56174,21.14425],[-100.56246,21.1455],[-100.56307,21.14659],[-100.5637,21.14772],[-100.56436,21.14889],[-100.56502,21.15007],[-100.56548,21.15134],[-100.56576,21.15259],[-100.56596,21.15365],[-100.56617,21.1547],[-100.56637,21.15575],[-100.56664,21.1569],[-100.56686,21.15806],[-100.56707,21.15922],[-100.56727,21.16024],[-100.56747,21.16119],[-100.5677,21.16243],[-100.56791,21.16356],[-100.56816,21.16483],[-100.56846,21.16631],[-100.56874,21.16772],[-100.56903,21.16916],[-100.56929,21.17055],[-100.56958,21.17196],[-100.56987,21.17338],[-100.57015,21.17478],[-100.57044,21.17621],[-100.57069,21.17762],[-100.571,21.17901],[-100.57127,21.18043],[-100.57155,21.18184],[-100.57179,21.18296],[-100.57206,21.18424],[-100.57233,21.18551],[-100.57259,21.18678],[-100.57283,21.18804],[-100.57306,21.18931],[-100.57331,21.19057],[-100.57355,21.19186],[-100.57381,21.19329],[-100.57407,21.19462],[-100.57438,21.1961],[-100.57466,21.19756],[-100.57493,21.19897],[-100.57521,21.20031],[-100.5755,21.20173],[-100.57577,21.20315],[-100.57635,21.20598],[-100.57662,21.20738],[-100.57689,21.20879],[-100.57719,21.21021],[-100.57746,21.21164],[-100.57776,21.21308],[-100.57804,21.2145],[-100.57832,21.21592],[-100.57855,21.21711],[-100.57884,21.21857],[-100.57914,21.22009],[-100.57943,21.2215],[-100.5797,21.22292],[-100.57996,21.22428],[-100.58026,21.22575],[-100.58056,21.22717],[-100.58084,21.22863],[-100.58113,21.23008],[-100.58143,21.23154],[-100.58259,21.23176],[-100.58537,21.23227],[-100.58592,21.2355],[-100.58647,21.23871],[-100.58697,21.24177],[-100.5875,21.24485],[-100.58806,21.24812],[-100.58855,21.25105],[-100.58914,21.25446],[-100.58966,21.2576],[-100.59034,21.26155],[-100.59098,21.26533],[-100.59163,21.26911],[-100.59228,21.273],[-100.59324,21.27614],[-100.59413,21.27901],[-100.5945,21.28024],[-100.59538,21.28115],[-100.59633,21.28214],[-100.59726,21.28311],[-100.59727,21.28454],[-100.59728,21.28598],[-100.59686,21.28621],[-100.59689,21.2867]]}}
Línea 115.0 kV | LineString | 115.0 kV | 1 |  |  | CFE |  |  |  |  | OpenStreetMap | {"type":"Feature","properties":{},"geometry":{"type":"LineString","coordinates":[[-100.45744,21.10536],[-100.4573,21.10503],[-100.45823,21.10419],[-100.45942,21.10369],[-100.46054,21.10321],[-100.46168,21.10272],[-100.46279,21.10225],[-100.46398,21.10174],[-100.46507,21.10129],[-100.46621,21.1008],[-100.46732,21.10034],[-100.46843,21.09985],[-100.4696,21.09936],[-100.47072,21.09888],[-100.47177,21.09844],[-100.47293,21.09794],[-100.474,21.09749],[-100.47519,21.09697],[-100.47637,21.09648],[-100.47756,21.09597],[-100.47869,21.09549],[-100.47983,21.095],[-100.48095,21.09452],[-100.48207,21.09404],[-100.48321,21.09355],[-100.48429,21.0931],[-100.48533,21.09267],[-100.48628,21.09226],[-100.48732,21.09181],[-100.48839,21.09135],[-100.48948,21.09089],[-100.49068,21.09039],[-100.49181,21.0899],[-100.4927,21.08952],[-100.49377,21.08907],[-100.4946,21.08871],[-100.49552,21.08832],[-100.49657,21.08787],[-100.49763,21.08742],[-100.4987,21.08697],[-100.49961,21.08658],[-100.50047,21.08622],[-100.50153,21.08577],[-100.50269,21.08529],[-100.50379,21.08482],[-100.50523,21.08421],[-100.50668,21.08359],[-100.50812,21.08298],[-100.50957,21.08237],[-100.51062,21.08192],[-100.51182,21.08141],[-100.51285,21.08098],[-100.51401,21.08048],[-100.51536,21.07993],[-100.51615,21.07959],[-100.51774,21.07892],[-100.51893,21.07842],[-100.5203,21.07783],[-100.52146,21.07739],[-100.52222,21.07705],[-100.52332,21.07656],[-100.52469,21.07597],[-100.52596,21.07544],[-100.52724,21.07489],[-100.52849,21.07438],[-100.52983,21.07381],[-100.53115,21.07325],[-100.53246,21.07269],[-100.53378,21.07215],[-100.53515,21.07154],[-100.53648,21.07098],[-100.53781,21.07046],[-100.53921,21.06988],[-100.54049,21.06951],[-100.54197,21.06947],[-100.54363,21.06959]]}}
Línea 115.0 kV | LineString | 115.0 kV | 1 |  |  | CFE |  |  |  |  | OpenStreetMap | {"type":"Feature","properties":{},"geometry":{"type":"LineString","coordinates":[[-100.54842,21.0557],[-100.54845,21.05599]]}}
Línea 115.0 kV | LineString | 115.0 kV | 1 |  |  | CFE |  |  |  |  | OpenStreetMap | {"type":"Feature","properties":{},"geometry":{"type":"LineString","coordinates":[[-100.54876,21.05568],[-100.54878,21.05598]]}}
Línea 115.0 kV | LineString | 115.0 kV | 2 |  |  | CFE |  |  |  |  | OpenStreetMap | {"type":"Feature","properties":{},"geometry":{"type":"LineString","coordinates":[[-100.54853,21.05647],[-100.54853,21.05683],[-100.54815,21.05684],[-100.54814,21.05632],[-100.54679,21.05626],[-100.54628,21.05711],[-100.54564,21.05819],[-100.54524,21.0588],[-100.54499,21.05929],[-100.5443,21.06042],[-100.54419,21.06182],[-100.54407,21.06323],[-100.54386,21.06433],[-100.54364,21.06551],[-100.54381,21.06667],[-100.54366,21.06806],[-100.5435,21.06945],[-100.54363,21.06959]]}}
Línea 115.0 kV | LineString | 115.0 kV | 1 |  |  | CFE |  |  |  |  | OpenStreetMap | {"type":"Feature","properties":{},"geometry":{"type":"LineString","coordinates":[[-100.54363,21.06959],[-100.54483,21.06968],[-100.54636,21.0698],[-100.55064,21.07014],[-100.55205,21.07026],[-100.55343,21.07036],[-100.55482,21.07044],[-100.55621,21.07056],[-100.55761,21.07067],[-100.55899,21.07077],[-100.56019,21.07085],[-100.56157,21.07096],[-100.56298,21.07106],[-100.56565,21.07125],[-100.56705,21.07136],[-100.56841,21.07146],[-100.56988,21.07158],[-100.57122,21.07168],[-100.5726,21.07179],[-100.57405,21.0719],[-100.57557,21.072],[-100.57664,21.07209],[-100.57804,21.07219],[-100.57943,21.07229],[-100.58084,21.0724],[-100.5822,21.07249],[-100.58362,21.07262],[-100.58501,21.07274],[-100.5865,21.07285],[-100.5878,21.07294],[-100.58918,21.07304],[-100.59058,21.07314],[-100.59178,21.07323],[-100.59318,21.07335],[-100.59456,21.07345],[-100.59595,21.07355],[-100.59736,21.07366],[-100.59896,21.07376],[-100.60043,21.07382],[-100.60176,21.07385],[-100.6031,21.07388],[-100.60441,21.07386],[-100.6058,21.07388],[-100.60722,21.07391],[-100.60871,21.07393],[-100.61011,21.07396],[-100.61145,21.07397],[-100.61291,21.074],[-100.61415,21.07402],[-100.61557,21.07404],[-100.61707,21.07406],[-100.61855,21.07409],[-100.61995,21.07412],[-100.61996,21.07378]]}}
Línea 115.0 kV | LineString | 115.0 kV | 2 |  |  | CFE |  |  |  |  | OpenStreetMap | {"type":"Feature","properties":{},"geometry":{"type":"LineString","coordinates":[[-96.18339,19.1804],[-96.18428,19.18327],[-96.18452,19.18407],[-96.18696,19.18379],[-96.18824,19.18356]]}}
Línea 115.0 kV | LineString | 115.0 kV | 1 |  |  | CFE |  |  |  |  | OpenStreetMap | {"type":"Feature","properties":{},"geometry":{"type":"LineString","coordinates":[[-96.18339,19.1804],[-96.18333,19.18022]]}}
Línea 115.0 kV | LineString | 115.0 kV | 1 |  |  | CFE |  |  |  |  | OpenStreetMap | {"type":"Feature","properties":{},"geometry":{"type":"LineString","coordinates":[[-96.18251,19.18148],[-96.18339,19.1804]]}}
Línea 115.0 kV | LineString | 115.0 kV | 1 |  |  | CFE |  |  |  |  | OpenStreetMap | {"type":"Feature","properties":{},"geometry":{"type":"LineString","coordinates":[[-96.18333,19.18022],[-96.18251,19.18148]]}}
Línea 115.0 kV | LineString | 115.0 kV |  |  |  | CFE |  |  |  |  | OpenStreetMap | {"type":"Feature","properties":{},"geometry":{"type":"LineString","coordinates":[[-96.3332,18.43108],[-96.26177,18.35455]]}}
Línea 115.0 kV | LineString | 115.0 kV | 1 |  |  | CFE |  |  |  |  | OpenStreetMap | {"type":"Feature","properties":{},"geometry":{"type":"LineString","coordinates":[[-96.24065,19.1512],[-96.24207,19.15341],[-96.24365,19.15577],[-96.24534,19.15817],[-96.24729,19.16104],[-96.2489,19.16336],[-96.24804,19.16595],[-96.24716,19.16875],[-96.2462,19.17156],[-96.24601,19.17219],[-96.24835,19.17306],[-96.24653,19.17742],[-96.25048,19.17889],[-96.25171,19.17934],[-96.25293,19.1798],[-96.25413,19.18027],[-96.25537,19.18074],[-96.25608,19.18026],[-96.25827,19.17879],[-96.25959,19.17791],[-96.26096,19.17702],[-96.2622,19.1762],[-96.26333,19.17545],[-96.26441,19.17474],[-96.2662,19.17357],[-96.26803,19.17188],[-96.26774,19.17117],[-96.2673,19.17012],[-96.2687,19.1696],[-96.27015,19.16906],[-96.2716,19.16854],[-96.27303,19.168],[-96.274,19.16698],[-96.27487,19.16611],[-96.27513,19.16597],[-96.27646,19.16492],[-96.27821,19.16346],[-96.27966,19.16224],[-96.28083,19.16127],[-96.28209,19.16018],[-96.28343,19.15874],[-96.28441,19.1577],[-96.28529,19.15674],[-96.28917,19.15251],[-96.29017,19.15143],[-96.29119,19.15037],[-96.29348,19.1479],[-96.29458,19.14664],[-96.29575,19.14538],[-96.29663,19.14442],[-96.29751,19.14348],[-96.29874,19.14221],[-96.29979,19.141],[-96.30116,19.13955],[-96.30234,19.13831],[-96.3037,19.13693],[-96.30494,19.13564],[-96.30615,19.13436],[-96.30734,19.13317],[-96.3086,19.13192],[-96.3096,19.13085],[-96.31114,19.12926],[-96.31224,19.12813],[-96.31329,19.12707],[-96.31703,19.12319],[-96.31827,19.12191],[-96.3194,19.12075],[-96.32066,19.11952],[-96.32172,19.11837],[-96.32276,19.1173],[-96.32369,19.11638],[-96.32461,19.11542],[-96.32547,19.11454],[-96.3268,19.11314],[-96.32782,19.11211],[-96.32902,19.11089],[-96.33018,19.10973],[-96.3313,19.10853],[-96.33251,19.10732],[-96.33386,19.10644],[-96.33495,19.10569],[-96.33609,19.10492],[-96.33758,19.10398],[-96.33901,19.10296],[-96.34003,19.10227],[-96.34128,19.10142],[-96.34274,19.10045],[-96.34427,19.0994],[-96.34561,19.09854],[-96.34635,19.09804],[-96.34739,19.09735],[-96.34789,19.096],[-96.34849,19.09454],[-96.34903,19.09309],[-96.34974,19.09134],[-96.35024,19.09],[-96.35147,19.08884],[-96.35257,19.08772],[-96.35313,19.08722],[-96.35398,19.08636],[-96.35526,19.08513],[-96.35627,19.08413],[-96.35764,19.0828],[-96.35884,19.08165],[-96.35987,19.08065],[-96.36157,19.079],[-96.36249,19.0781],[-96.36348,19.07713],[-96.36469,19.07593],[-96.36668,19.07402],[-96.37089,19.07189],[-96.37654,19.06871],[-96.38027,19.0665],[-96.38214,19.06539],[-96.38335,19.06467],[-96.38472,19.06386],[-96.38576,19.06324],[-96.39495,19.0578],[-96.40072,19.05438],[-96.40397,19.05245],[-96.40353,19.04866]]}}
Línea 115.0 kV | LineString | 115.0 kV | 1 |  |  | CFE |  |  |  |  | OpenStreetMap | {"type":"Feature","properties":{},"geometry":{"type":"LineString","coordinates":[[-96.23669,19.15195],[-96.23631,19.15141],[-96.23678,19.15121]]}}
Línea 115.0 kV | LineString | 115.0 kV | 1 |  |  | CFE |  |  |  |  | OpenStreetMap | {"type":"Feature","properties":{},"geometry":{"type":"LineString","coordinates":[[-96.23683,19.1513],[-96.23646,19.15139],[-96.23669,19.15195]]}}
Línea 115.0 kV | LineString | 115.0 kV | 1 |  |  | CFE |  |  |  |  | OpenStreetMap | {"type":"Feature","properties":{},"geometry":{"type":"LineString","coordinates":[[-96.24065,19.1512],[-96.24354,19.15173]]}}
Línea 115.0 kV | LineString | 115.0 kV | 1 |  |  | CFE |  |  |  |  | OpenStreetMap | {"type":"Feature","properties":{},"geometry":{"type":"LineString","coordinates":[[-96.23917,19.15178],[-96.23971,19.15158],[-96.24065,19.1512]]}}
Línea 115.0 kV | LineString | 115.0 kV | 1 |  |  | CFE |  |  |  |  | OpenStreetMap | {"type":"Feature","properties":{},"geometry":{"type":"LineString","coordinates":[[-96.23917,19.15178],[-96.23948,19.15138],[-96.23982,19.15096],[-96.24065,19.1512]]}}
Línea 115.0 kV | LineString | 115.0 kV | 1 |  |  | CFE |  |  |  |  | OpenStreetMap | {"type":"Feature","properties":{},"geometry":{"type":"LineString","coordinates":[[-96.15498,19.08524],[-96.15263,19.08532]]}}
Línea 115.0 kV | LineString | 115.0 kV | 2 |  |  | CFE |  |  |  |  | OpenStreetMap | {"type":"Feature","properties":{},"geometry":{"type":"LineString","coordinates":[[-99.22278,18.92967],[-99.22101,18.92953],[-99.22111,18.92776],[-99.22153,18.92603],[-99.22177,18.92499],[-99.22154,18.9241],[-99.2207,18.92149],[-99.22026,18.92013],[-99.21941,18.91755],[-99.21821,18.91349],[-99.21851,18.91073],[-99.21899,18.90759],[-99.21929,18.90538],[-99.21946,18.90411],[-99.21979,18.90179],[-99.22209,18.90071],[-99.22124,18.89882],[-99.22046,18.8971],[-99.22097,18.89376],[-99.22125,18.89182],[-99.22152,18.88969],[-99.22185,18.88724],[-99.22246,18.88281],[-99.22265,18.88133],[-99.22298,18.87913],[-99.22343,18.87571],[-99.22387,18.87293],[-99.22315,18.87124],[-99.22233,18.86929],[-99.2213,18.86676],[-99.22131,18.86526],[-99.22045,18.86223],[-99.22003,18.86072],[-99.21961,18.85934],[-99.21944,18.85817],[-99.21913,18.85632],[-99.21889,18.85466],[-99.21858,18.85266],[-99.21816,18.85076],[-99.2178,18.84908],[-99.2175,18.84784],[-99.21519,18.84803],[-99.21278,18.84822],[-99.21094,18.84836],[-99.20622,18.8473],[-99.2037,18.84673],[-99.20367,18.84615]]}}
Línea 115.0 kV | LineString | 115.0 kV | 1 |  |  | CFE |  |  |  |  | OpenStreetMap | {"type":"Feature","properties":{},"geometry":{"type":"LineString","coordinates":[[-97.67665,19.47861],[-97.67651,19.47854]]}}
Línea 115.0 kV | LineString | 115.0 kV | 1 |  |  | CFE |  |  |  |  | OpenStreetMap | {"type":"Feature","properties":{},"geometry":{"type":"LineString","coordinates":[[-97.67658,19.47848],[-97.67665,19.47861]]}}
Línea 115.0 kV | LineString | 115.0 kV | 1 |  |  | CFE |  |  |  |  | OpenStreetMap | {"type":"Feature","properties":{},"geometry":{"type":"LineString","coordinates":[[-97.6756,19.47832],[-97.67439,19.47607],[-97.67317,19.47416],[-97.67051,19.47312],[-97.66827,19.47225],[-97.66634,19.46982],[-97.66665,19.46736],[-97.66717,19.46449],[-97.66553,19.46189],[-97.66787,19.45909],[-97.66645,19.45672],[-97.66565,19.45538],[-97.66577,19.45386],[-97.66613,19.45253],[-97.66657,19.44989],[-97.66702,19.44718],[-97.66742,19.44476],[-97.66625,19.44382],[-97.66597,19.44198],[-97.66581,19.44078],[-97.66461,19.43987],[-97.66342,19.43895],[-97.66224,19.43805],[-97.66107,19.43712],[-97.65988,19.4362],[-97.65868,19.43529],[-97.65749,19.43435],[-97.6563,19.43342],[-97.65511,19.4325],[-97.6539,19.43158],[-97.65268,19.43064],[-97.65202,19.43002],[-97.65073,19.43039],[-97.64799,19.42821],[-97.64493,19.42578],[-97.6419,19.42335],[-97.63964,19.42162],[-97.63764,19.41921],[-97.63513,19.41628],[-97.63255,19.41319],[-97.63015,19.41035],[-97.62674,19.41074],[-97.62492,19.40879],[-97.62322,19.40694],[-97.62105,19.4046],[-97.61933,19.40268],[-97.61855,19.40189],[-97.61561,19.39867],[-97.6145,19.3969],[-97.61164,19.39497],[-97.6088,19.3931],[-97.60767,19.39237],[-97.60654,19.39162],[-97.60539,19.39091],[-97.60428,19.39015],[-97.60315,19.38939],[-97.60202,19.38866],[-97.60085,19.38797],[-97.59976,19.38716],[-97.5986,19.38645],[-97.59747,19.38571],[-97.59634,19.38496],[-97.59576,19.38367],[-97.59517,19.38239],[-97.59458,19.38111],[-97.594,19.37981],[-97.59344,19.37863],[-97.59283,19.37723],[-97.59224,19.37596],[-97.59167,19.37473],[-97.59107,19.3734],[-97.59048,19.37212],[-97.58989,19.37083],[-97.58929,19.36956],[-97.58873,19.36824],[-97.58813,19.36698],[-97.58755,19.3657],[-97.58707,19.36452],[-97.5863,19.36315],[-97.58599,19.36269],[-97.58531,19.36242],[-97.58445,19.36202],[-97.58306,19.36108],[-97.58255,19.36057],[-97.58206,19.35992],[-97.58168,19.35908],[-97.5812,19.35797],[-97.58072,19.35686],[-97.58025,19.35573],[-97.57976,19.35461],[-97.57926,19.35341],[-97.57875,19.35225],[-97.57825,19.35107],[-97.57774,19.34987],[-97.57724,19.34869],[-97.57675,19.3476],[-97.57627,19.34647],[-97.57573,19.34548],[-97.57504,19.3443],[-97.57436,19.34313],[-97.5737,19.34193],[-97.57302,19.34075],[-97.57235,19.33955],[-97.57167,19.33838],[-97.571,19.33718],[-97.57026,19.33591],[-97.56954,19.3346],[-97.56881,19.33331],[-97.56804,19.33204],[-97.56731,19.3307],[-97.56657,19.32938],[-97.56589,19.32822],[-97.56524,19.32704],[-97.56455,19.32588],[-97.56395,19.32479],[-97.56333,19.32372],[-97.5627,19.32265],[-97.56209,19.32157],[-97.56225,19.32055],[-97.56067,19.3178],[-97.55891,19.31461],[-97.55706,19.31135],[-97.55529,19.30823],[-97.55354,19.30508],[-97.55173,19.3019],[-97.55003,19.29888],[-97.54817,19.29561],[-97.54631,19.29231],[-97.54451,19.28909],[-97.5428,19.28606],[-97.54163,19.284],[-97.54103,19.28292],[-97.54052,19.28203],[-97.54003,19.28116],[-97.53944,19.2801],[-97.5382,19.27786],[-97.53688,19.27554],[-97.53576,19.27357],[-97.53397,19.27237],[-97.53195,19.271],[-97.52946,19.26933],[-97.52915,19.26677],[-97.52898,19.26526],[-97.52913,19.2629],[-97.53219,19.26255],[-97.53283,19.26378],[-97.53293,19.26451]]}}
Línea 115.0 kV | LineString | 115.0 kV | 2 |  |  | CFE |  |  |  |  | OpenStreetMap | {"type":"Feature","properties":{},"geometry":{"type":"LineString","coordinates":[[-97.6756,19.47832],[-97.67637,19.47894],[-97.67652,19.47877],[-97.67665,19.47861]]}}
Línea 115.0 kV | LineString | 115.0 kV | 1 |  |  | CFE |  |  |  |  | OpenStreetMap | {"type":"Feature","properties":{},"geometry":{"type":"LineString","coordinates":[[-97.48353,19.71254],[-97.48509,19.71111],[-97.48754,19.70829],[-97.48941,19.70613],[-97.49175,19.70339],[-97.49373,19.70107],[-97.49657,19.69777],[-97.49906,19.69489],[-97.50148,19.69333],[-97.50539,19.69078],[-97.50722,19.6897],[-97.50935,19.68832],[-97.51152,19.68694],[-97.51245,19.68494],[-97.51394,19.68183],[-97.51551,19.67851],[-97.51641,19.67656],[-97.51842,19.67428],[-97.52011,19.67233],[-97.52143,19.67078],[-97.52354,19.66836],[-97.52541,19.66623],[-97.52676,19.66464],[-97.52664,19.66345],[-97.52712,19.66204],[-97.52958,19.66137],[-97.53123,19.6595],[-97.5334,19.65698],[-97.53551,19.65459],[-97.53806,19.65158],[-97.54062,19.6487],[-97.5433,19.64565],[-97.54583,19.6427],[-97.5485,19.63964],[-97.55116,19.63654],[-97.55384,19.6335],[-97.5565,19.63043],[-97.55892,19.62769],[-97.56146,19.62476],[-97.56326,19.62267],[-97.56506,19.62066],[-97.5673,19.61797],[-97.5697,19.61527],[-97.5724,19.61213],[-97.57501,19.60912],[-97.5775,19.60627],[-97.5801,19.60326],[-97.58272,19.60027],[-97.58534,19.59728],[-97.58784,19.59433],[-97.59054,19.59127],[-97.59313,19.58827],[-97.5957,19.58525],[-97.59832,19.58223],[-97.60091,19.57924],[-97.60328,19.5765],[-97.60326,19.57416],[-97.60321,19.57121],[-97.60324,19.56734],[-97.60312,19.56315],[-97.60307,19.56008],[-97.60303,19.55613],[-97.60297,19.55173],[-97.60289,19.54737],[-97.60284,19.54335],[-97.60281,19.53937],[-97.60273,19.53541],[-97.60272,19.53195],[-97.60264,19.52814],[-97.60431,19.52576],[-97.60598,19.52334],[-97.60764,19.52097],[-97.60932,19.51856],[-97.61159,19.51661],[-97.6122,19.51572],[-97.61395,19.51376],[-97.61466,19.51306],[-97.61549,19.51252],[-97.61631,19.51186],[-97.61722,19.5112],[-97.61804,19.51058],[-97.61905,19.51007],[-97.62013,19.5095],[-97.62121,19.50893],[-97.62197,19.50852],[-97.62403,19.50705],[-97.62698,19.50491],[-97.63001,19.50273],[-97.63299,19.50059],[-97.63523,19.499],[-97.63744,19.49741],[-97.63955,19.49591],[-97.64163,19.49443],[-97.64219,19.49194],[-97.6447,19.49037],[-97.64794,19.48835],[-97.65129,19.48626],[-97.65404,19.48456],[-97.65719,19.48365],[-97.6612,19.4825],[-97.66521,19.48134],[-97.66912,19.4802],[-97.67204,19.47936],[-97.67504,19.47849],[-97.6756,19.47832]]}}
Línea 115.0 kV | LineString | 115.0 kV | 1 |  |  | CFE |  |  |  |  | OpenStreetMap | {"type":"Feature","properties":{},"geometry":{"type":"LineString","coordinates":[[-97.48353,19.71254],[-97.48336,19.71275]]}}
Línea 115.0 kV | LineString | 115.0 kV | 1 |  |  | CFE |  |  |  |  | OpenStreetMap | {"type":"Feature","properties":{},"geometry":{"type":"LineString","coordinates":[[-97.36627,19.80065],[-97.36611,19.80056],[-97.36622,19.80044],[-97.36654,19.80068],[-97.36828,19.79978],[-97.36935,19.79883],[-97.37225,19.7961],[-97.37647,19.79356],[-97.37882,19.79211],[-97.37905,19.792],[-97.37963,19.79144],[-97.38058,19.79067],[-97.38241,19.78931],[-97.38458,19.78775],[-97.38678,19.78616],[-97.38819,19.78515],[-97.39032,19.78363],[-97.39229,19.78217],[-97.39898,19.77745],[-97.39986,19.77676],[-97.40063,19.77625],[-97.40257,19.77542],[-97.40411,19.7747],[-97.40691,19.77342],[-97.40885,19.7725],[-97.41093,19.77156],[-97.41631,19.76908],[-97.41908,19.76784],[-97.4216,19.76675],[-97.42283,19.76617],[-97.42787,19.76376],[-97.43289,19.7615],[-97.44697,19.75519],[-97.45412,19.7469],[-97.45569,19.74508],[-97.45836,19.74198],[-97.45953,19.74064],[-97.46128,19.73857],[-97.46271,19.73688],[-97.46459,19.73471],[-97.46688,19.73206],[-97.46884,19.72977],[-97.47058,19.72771],[-97.47255,19.72545],[-97.47539,19.72213],[-97.47773,19.71938],[-97.47984,19.71697],[-97.48232,19.7141],[-97.48453,19.71183],[-97.48431,19.71167]]}}
Línea 115.0 kV | LineString | 115.0 kV | 1 |  |  | CFE |  |  |  |  | OpenStreetMap | {"type":"Feature","properties":{},"geometry":{"type":"LineString","coordinates":[[-91.82394,18.6351],[-91.82378,18.63479]]}}
Línea 115.0 kV | LineString | 115.0 kV | 1 |  |  | CFE |  |  |  |  | OpenStreetMap | {"type":"Feature","properties":{},"geometry":{"type":"LineString","coordinates":[[-91.79528,18.65816],[-91.7959,18.65766],[-91.79514,18.65638],[-91.79439,18.65513],[-91.79403,18.65418],[-91.79368,18.6532],[-91.7931,18.65295],[-91.79287,18.65256],[-91.79287,18.65163],[-91.79286,18.65017],[-91.79286,18.6487],[-91.79281,18.64721],[-91.79129,18.64569],[-91.78914,18.64356],[-91.78697,18.64143],[-91.78521,18.63972],[-91.78526,18.63884],[-91.78635,18.63794],[-91.78694,18.63745],[-91.78763,18.63695],[-91.78876,18.63646],[-91.78931,18.63649],[-91.79144,18.63794],[-91.79347,18.64002],[-91.7954,18.64135],[-91.79626,18.64184],[-91.79716,18.64239],[-91.79785,18.64314],[-91.79876,18.64354],[-91.79965,18.64394],[-91.80051,18.64432],[-91.80121,18.64413],[-91.80194,18.64358],[-91.80272,18.64339],[-91.80337,18.6435],[-91.80437,18.64367],[-91.80551,18.6439],[-91.80653,18.64408],[-91.80757,18.64426],[-91.80842,18.64442],[-91.80965,18.64465],[-91.81068,18.64484],[-91.81114,18.64454],[-91.81184,18.64385],[-91.81257,18.64307],[-91.81334,18.64225],[-91.8141,18.64144],[-91.81481,18.64072],[-91.81534,18.64019],[-91.81588,18.63977],[-91.81642,18.63971],[-91.81742,18.63988],[-91.81887,18.64011],[-91.81968,18.63982],[-91.82039,18.63933],[-91.82119,18.63876],[-91.8221,18.63797],[-91.8228,18.63709],[-91.82344,18.63602],[-91.82394,18.6351],[-91.82378,18.63491]]}}
Línea 115.0 kV | LineString | 115.0 kV | 1 |  |  | CFE |  |  |  |  | OpenStreetMap | {"type":"Feature","properties":{},"geometry":{"type":"LineString","coordinates":[[-100.63433,21.28369],[-100.63447,21.28397],[-100.63515,21.28507],[-100.63569,21.28609],[-100.63692,21.28681],[-100.63792,21.28737],[-100.63956,21.28736],[-100.64083,21.28736],[-100.64252,21.28737],[-100.64351,21.28738],[-100.64523,21.28736],[-100.64686,21.28733],[-100.64847,21.2873],[-100.65009,21.28728],[-100.65144,21.28726],[-100.65288,21.28729],[-100.65497,21.2873],[-100.65675,21.2873],[-100.65847,21.28729],[-100.65938,21.28638],[-100.66016,21.28561],[-100.66211,21.28371],[-100.66348,21.28234],[-100.66451,21.28131],[-100.66541,21.28044],[-100.66648,21.27938],[-100.6673,21.27859],[-100.66838,21.27753],[-100.66946,21.27647],[-100.67014,21.27578],[-100.67116,21.27478],[-100.67294,21.27301],[-100.67402,21.27194],[-100.67508,21.2709],[-100.67613,21.26988],[-100.67721,21.26881],[-100.67792,21.26811],[-100.6789,21.26714],[-100.67949,21.26654],[-100.68059,21.26625],[-100.68162,21.26598],[-100.68268,21.26569],[-100.68367,21.26542],[-100.68451,21.26581],[-100.68493,21.267],[-100.68554,21.26861],[-100.68612,21.27032],[-100.68656,21.2715],[-100.68717,21.27316],[-100.68771,21.27461],[-100.68816,21.27588],[-100.68885,21.27736],[-100.68955,21.27889],[-100.69218,21.28453],[-100.6929,21.28609],[-100.69357,21.28757],[-100.69441,21.28937],[-100.69511,21.2909],[-100.69591,21.29263],[-100.6966,21.29411],[-100.69729,21.29556],[-100.69786,21.29683],[-100.69857,21.29828],[-100.69924,21.29965],[-100.69993,21.30106],[-100.70064,21.3025],[-100.70124,21.30373],[-100.70203,21.30531],[-100.70275,21.3068],[-100.70354,21.30837],[-100.7042,21.30968],[-100.70497,21.31129],[-100.70565,21.31274],[-100.70637,21.31417],[-100.70706,21.31562],[-100.70777,21.31704],[-100.70843,21.31835],[-100.70916,21.31987],[-100.70986,21.32132],[-100.71053,21.3227],[-100.71119,21.32407],[-100.71186,21.32539],[-100.71251,21.32674],[-100.71316,21.32812],[-100.71392,21.32967],[-100.7153,21.33249],[-100.71604,21.334],[-100.71753,21.33647],[-100.71837,21.33786],[-100.71923,21.33929],[-100.72009,21.34073],[-100.72093,21.34214],[-100.72312,21.34582],[-100.72379,21.34696],[-100.72479,21.3487],[-100.72542,21.34981],[-100.72611,21.35112],[-100.72692,21.35265],[-100.72853,21.35552],[-100.7293,21.35691],[-100.73016,21.35847],[-100.73092,21.35983],[-100.73158,21.36103],[-100.73242,21.36256],[-100.73486,21.36698],[-100.73651,21.37],[-100.73747,21.37179],[-100.73812,21.37292],[-100.7389,21.37433],[-100.73969,21.37578],[-100.74041,21.37709],[-100.74134,21.37865],[-100.7429,21.37887],[-100.7446,21.37912],[-100.74632,21.37933],[-100.74802,21.37958],[-100.74975,21.37982],[-100.75147,21.38005],[-100.75305,21.38028],[-100.7549,21.38054],[-100.75652,21.38078],[-100.75842,21.38102],[-100.76023,21.38117],[-100.76249,21.38133],[-100.76479,21.38149],[-100.76668,21.38163],[-100.7682,21.38173],[-100.77008,21.38188],[-100.77179,21.38202],[-100.77533,21.38226],[-100.77715,21.38241],[-100.77897,21.38254],[-100.78091,21.38267],[-100.78274,21.38281],[-100.78427,21.38294],[-100.786,21.38306],[-100.78782,21.38319],[-100.78969,21.38332],[-100.79001,21.38341]]}}
Línea 115.0 kV | LineString | 115.0 kV | 1 |  |  | CFE |  |  |  |  | OpenStreetMap | {"type":"Feature","properties":{},"geometry":{"type":"LineString","coordinates":[[-100.63384,21.2847],[-100.63319,21.28495],[-100.63245,21.28524],[-100.63168,21.28554],[-100.63114,21.28577],[-100.63061,21.28597],[-100.63011,21.28617],[-100.63024,21.2866],[-100.63013,21.28669]]}}
Línea 115.0 kV | LineString | 115.0 kV | 1 |  |  | CFE |  |  |  |  | OpenStreetMap | {"type":"Feature","properties":{},"geometry":{"type":"LineString","coordinates":[[-100.63425,21.28372],[-100.63433,21.28391],[-100.63428,21.28417],[-100.63368,21.2844]]}}
Línea 115.0 kV | LineString | 115.0 kV | 1 |  |  | CFE |  |  |  |  | OpenStreetMap | {"type":"Feature","properties":{},"geometry":{"type":"LineString","coordinates":[[-100.60248,21.28739],[-100.6012,21.28741],[-100.59976,21.28744],[-100.59824,21.28743],[-100.59722,21.28742],[-100.59721,21.28653],[-100.59706,21.28653],[-100.59708,21.2867]]}}
Línea 115.0 kV | LineString | 115.0 kV | 1 |  |  | CFE |  |  |  |  | OpenStreetMap | {"type":"Feature","properties":{},"geometry":{"type":"LineString","coordinates":[[-100.59699,21.2867],[-100.59699,21.28638],[-100.59828,21.28617],[-100.59995,21.28595],[-100.60163,21.28573],[-100.60329,21.28551],[-100.60497,21.28529],[-100.60681,21.28536],[-100.60862,21.28539],[-100.61039,21.28543],[-100.61213,21.28547],[-100.61392,21.28554],[-100.6158,21.2856],[-100.61765,21.28566],[-100.61939,21.28535],[-100.62044,21.28517],[-100.62214,21.28487],[-100.6239,21.28456],[-100.62565,21.28425],[-100.62741,21.28397],[-100.62868,21.28377],[-100.62983,21.28357],[-100.63086,21.28339],[-100.63213,21.28386],[-100.63337,21.28432],[-100.63428,21.28417],[-100.63418,21.28397],[-100.63408,21.28378]]}}
Línea 115.0 kV | LineString | 115.0 kV | 1 |  |  | CFE |  |  |  |  | OpenStreetMap | {"type":"Feature","properties":{},"geometry":{"type":"LineString","coordinates":[[-100.60248,21.28739],[-100.60247,21.28766],[-100.60369,21.29151],[-100.60498,21.29564],[-100.60613,21.29934],[-100.60538,21.30279],[-100.60475,21.30593],[-100.60407,21.30908],[-100.60365,21.31105],[-100.60244,21.31687],[-100.60151,21.32115],[-100.60069,21.32518],[-100.59837,21.32757],[-100.5958,21.33021],[-100.59306,21.33313],[-100.59,21.33629],[-100.58704,21.33932],[-100.58437,21.34208],[-100.58165,21.34492],[-100.57889,21.34778],[-100.57623,21.35056],[-100.57336,21.35353],[-100.57062,21.35639],[-100.56806,21.35901],[-100.56605,21.36112],[-100.56443,21.36395],[-100.56295,21.36657],[-100.56102,21.36991],[-100.55979,21.37203],[-100.55796,21.37513],[-100.55622,21.37821],[-100.5545,21.38124],[-100.55275,21.38435],[-100.551,21.38738],[-100.54919,21.3904],[-100.54739,21.39355],[-100.54564,21.39662],[-100.54391,21.39965],[-100.54233,21.40235],[-100.54074,21.40521],[-100.53897,21.40827],[-100.53719,21.41137],[-100.53518,21.41489],[-100.53324,21.41823],[-100.53129,21.42161],[-100.52954,21.42466],[-100.52766,21.42792],[-100.52571,21.43133],[-100.52432,21.43383],[-100.5225,21.43694],[-100.52114,21.43931],[-100.51912,21.44285],[-100.51671,21.44766],[-100.51491,21.45138],[-100.51328,21.45453],[-100.5117,21.45766],[-100.50964,21.4618],[-100.50823,21.46464],[-100.50668,21.46777],[-100.50497,21.47118],[-100.50326,21.47454],[-100.50174,21.47756],[-100.5003,21.48046],[-100.49884,21.48336],[-100.49632,21.4865],[-100.49446,21.48879],[-100.49272,21.49098],[-100.4892,21.49532],[-100.48698,21.49807],[-100.48453,21.5011],[-100.48272,21.50339],[-100.48107,21.5055],[-100.47766,21.50966],[-100.4737,21.51455],[-100.47198,21.51673],[-100.47217,21.51937],[-100.47241,21.52312],[-100.47273,21.52781],[-100.46743,21.53144],[-100.46254,21.53477],[-100.46114,21.53572],[-100.45803,21.54276],[-100.45741,21.54419],[-100.45527,21.549],[-100.453,21.55419],[-100.45194,21.55659],[-100.45007,21.5608],[-100.44966,21.56125],[-100.44698,21.5645],[-100.44216,21.57023],[-100.43893,21.5741],[-100.43583,21.57778],[-100.43086,21.58371],[-100.42755,21.58768],[-100.42547,21.59015],[-100.42178,21.59452],[-100.42018,21.59645],[-100.41822,21.59879],[-100.41368,21.60422],[-100.41027,21.60826],[-100.4084,21.60905],[-100.40577,21.6101],[-100.40147,21.61177],[-100.39804,21.61312],[-100.39264,21.61525],[-100.38878,21.61744],[-100.38571,21.61798],[-100.38111,21.61979],[-100.37933,21.62052],[-100.37698,21.62145],[-100.36991,21.62422],[-100.36739,21.62522],[-100.36565,21.62785],[-100.36381,21.63064],[-100.36402,21.63105]]}}
Línea 115.0 kV | LineString | 115.0 kV | 2 |  |  | CFE |  |  |  |  | OpenStreetMap | {"type":"Feature","properties":{},"geometry":{"type":"LineString","coordinates":[[-100.63368,21.2844],[-100.63265,21.28482],[-100.63145,21.2853],[-100.63025,21.28577],[-100.62892,21.28631],[-100.62763,21.28682],[-100.62641,21.28732],[-100.62496,21.28733],[-100.62356,21.28732],[-100.62214,21.28734],[-100.62075,21.28733],[-100.61938,21.28734],[-100.618,21.28735],[-100.61661,21.28735],[-100.61519,21.28735],[-100.61382,21.28736],[-100.61241,21.28737],[-100.611,21.28738],[-100.60959,21.28738],[-100.60816,21.28739],[-100.60673,21.28739],[-100.60525,21.28739],[-100.60401,21.2874],[-100.60248,21.28739]]}}
Línea 115.0 kV | LineString | 115.0 kV | 1 |  |  | CFE |  |  |  |  | OpenStreetMap | {"type":"Feature","properties":{},"geometry":{"type":"LineString","coordinates":[[-100.51605,21.08043],[-100.51538,21.07976],[-100.5147,21.07916],[-100.51405,21.07861],[-100.5133,21.07798],[-100.51256,21.07735],[-100.51181,21.07671],[-100.51107,21.07607],[-100.51032,21.07543],[-100.50957,21.07482],[-100.50882,21.07419],[-100.50806,21.07356],[-100.50731,21.07294],[-100.50669,21.07238],[-100.50606,21.07185],[-100.50544,21.07133],[-100.50482,21.0708],[-100.50417,21.07025],[-100.50362,21.06978],[-100.50309,21.06931],[-100.50247,21.06877],[-100.50183,21.06828],[-100.50121,21.06775],[-100.50064,21.06723],[-100.50093,21.06672],[-100.50136,21.06598],[-100.50178,21.06525],[-100.50218,21.06454],[-100.50262,21.06379],[-100.503,21.06366],[-100.50327,21.0638]]}}
Línea 115.0 kV | LineString | 115.0 kV | 2 |  |  | CFE |  |  |  |  | OpenStreetMap | {"type":"Feature","properties":{},"geometry":{"type":"LineString","coordinates":[[-96.92767,19.50418],[-96.92904,19.50544],[-96.92865,19.5077],[-96.92825,19.50818],[-96.92775,19.50873],[-96.92718,19.50935],[-96.92653,19.51005],[-96.92582,19.51082],[-96.92494,19.5113],[-96.92403,19.5116],[-96.9234,19.51179],[-96.92266,19.51203],[-96.92188,19.51227],[-96.92145,19.51184],[-96.92096,19.51086],[-96.92068,19.51088]]}}
Línea 115.0 kV | LineString | 115.0 kV | 1 |  |  | CFE |  |  |  |  | OpenStreetMap | {"type":"Feature","properties":{},"geometry":{"type":"LineString","coordinates":[[-96.89658,19.55626],[-96.89682,19.55582]]}}
Línea 115.0 kV | LineString | 115.0 kV | 1 |  |  | CFE |  |  |  |  | OpenStreetMap | {"type":"Feature","properties":{},"geometry":{"type":"LineString","coordinates":[[-96.89682,19.55582],[-96.89664,19.55631]]}}
Línea 115.0 kV | LineString | 115.0 kV | 1 |  |  | CFE |  |  |  |  | OpenStreetMap | {"type":"Feature","properties":{},"geometry":{"type":"LineString","coordinates":[[-96.89623,19.55595],[-96.89573,19.55685]]}}
Línea 115.0 kV | LineString | 115.0 kV | 1 |  |  | CFE |  |  |  |  | OpenStreetMap | {"type":"Feature","properties":{},"geometry":{"type":"LineString","coordinates":[[-96.89573,19.55685],[-96.89621,19.55638]]}}
Línea 115.0 kV | LineString | 115.0 kV | 2 |  |  | CFE |  |  |  |  | OpenStreetMap | {"type":"Feature","properties":{},"geometry":{"type":"LineString","coordinates":[[-97.26626,19.78254],[-97.26617,19.78345],[-97.26661,19.78396]]}}
Línea 115.0 kV | LineString | 115.0 kV | 1 |  |  | CFE |  |  |  |  | OpenStreetMap | {"type":"Feature","properties":{},"geometry":{"type":"LineString","coordinates":[[-97.36355,19.7996],[-97.36197,19.79694],[-97.35925,19.79234],[-97.35579,19.78659],[-97.35484,19.78468],[-97.35349,19.78198],[-97.35188,19.77878],[-97.34595,19.77486],[-97.34287,19.77279],[-97.34129,19.77178],[-97.33894,19.77023],[-97.33488,19.77099],[-97.33236,19.77145],[-97.32897,19.77209],[-97.32603,19.77265],[-97.32252,19.77328],[-97.32062,19.77364],[-97.31607,19.77449],[-97.31276,19.77511],[-97.3109,19.77545],[-97.30797,19.77599],[-97.30538,19.77647],[-97.30174,19.77715],[-97.29965,19.77753],[-97.29737,19.77796],[-97.29275,19.77859],[-97.29105,19.77875],[-97.28706,19.77935],[-97.28385,19.77981],[-97.28069,19.78023],[-97.27726,19.78071],[-97.2747,19.78105],[-97.27159,19.78147],[-97.26781,19.78202],[-97.26626,19.78254]]}}
Línea 115.0 kV | LineString | 115.0 kV |  |  |  | CFE |  |  |  |  | OpenStreetMap | {"type":"Feature","properties":{},"geometry":{"type":"LineString","coordinates":[[-97.28242,19.74298],[-97.28221,19.74351],[-97.28215,19.7437]]}}
Línea 115.0 kV | LineString | 115.0 kV | 1 |  |  | CFE |  |  |  |  | OpenStreetMap | {"type":"Feature","properties":{},"geometry":{"type":"LineString","coordinates":[[-97.28215,19.7437],[-97.28117,19.7465],[-97.28027,19.7491],[-97.27916,19.75234],[-97.2783,19.75483],[-97.27725,19.75792],[-97.27558,19.76277],[-97.27497,19.76457],[-97.27406,19.76645],[-97.27296,19.76871],[-97.2717,19.77129],[-97.27017,19.77452],[-97.26847,19.7781],[-97.2673,19.78051],[-97.26626,19.78254]]}}
Línea 115.0 kV | LineString | 115.0 kV |  |  |  | CFE |  |  |  |  | OpenStreetMap | {"type":"Feature","properties":{},"geometry":{"type":"LineString","coordinates":[[-97.36355,19.7996],[-97.36537,19.80016],[-97.36585,19.80054],[-97.3662,19.80074]]}}
Línea 115.0 kV | LineString | 115.0 kV | 1 |  |  | CFE |  |  |  |  | OpenStreetMap | {"type":"Feature","properties":{},"geometry":{"type":"LineString","coordinates":[[-97.04923,20.0822],[-97.04846,20.08222]]}}
Línea 115.0 kV | LineString | 115.0 kV | 1 |  |  | CFE |  |  |  |  | OpenStreetMap | {"type":"Feature","properties":{},"geometry":{"type":"LineString","coordinates":[[-97.04923,20.0822],[-97.04846,20.08212]]}}
Línea 115.0 kV | LineString | 115.0 kV | 2 |  |  | CFE |  |  |  |  | OpenStreetMap | {"type":"Feature","properties":{},"geometry":{"type":"LineString","coordinates":[[-97.0606,20.09162],[-97.05854,20.09146],[-97.05637,20.09129],[-97.05414,20.08886],[-97.0519,20.08639],[-97.04927,20.08354],[-97.04923,20.0822]]}}
Línea 115.0 kV | LineString | 115.0 kV | 1 |  |  | CFE |  |  |  |  | OpenStreetMap | {"type":"Feature","properties":{},"geometry":{"type":"LineString","coordinates":[[-97.0606,20.09162],[-97.06233,20.08922],[-97.06351,20.08743],[-97.06507,20.08515],[-97.06649,20.08303],[-97.06823,20.08043],[-97.07266,20.07387],[-97.0742,20.07162],[-97.07592,20.06915],[-97.07649,20.06814]]}}
Línea 115.0 kV | LineString | 115.0 kV | 2 |  |  | CFE |  |  |  |  | OpenStreetMap | {"type":"Feature","properties":{},"geometry":{"type":"LineString","coordinates":[[-97.17568,19.98401],[-97.17738,19.9871],[-97.17896,19.98945],[-97.1808,19.99228]]}}
Línea 115.0 kV | LineString | 115.0 kV | 1 |  |  | CFE |  |  |  |  | OpenStreetMap | {"type":"Feature","properties":{},"geometry":{"type":"LineString","coordinates":[[-97.1808,19.99228],[-97.18101,19.99514],[-97.17941,19.99678],[-97.16836,20.0071],[-97.16656,20.00864],[-97.15648,20.01776],[-97.15262,20.02113],[-97.15184,20.02178],[-97.15111,20.02243],[-97.1484,20.02397],[-97.14716,20.02464],[-97.14322,20.02657],[-97.14131,20.02751],[-97.13962,20.02835],[-97.13778,20.02928],[-97.13548,20.03043],[-97.13353,20.03139],[-97.13084,20.03274],[-97.11975,20.03831],[-97.11796,20.03919],[-97.11626,20.04005],[-97.11415,20.04112],[-97.11113,20.04265],[-97.1081,20.04418],[-97.10639,20.04502],[-97.10295,20.04676],[-97.09961,20.04846],[-97.09543,20.05063],[-97.0941,20.05131],[-97.09185,20.05288],[-97.09101,20.05327],[-97.089,20.0543],[-97.08838,20.05538],[-97.08785,20.05726],[-97.0874,20.05892],[-97.08697,20.06041],[-97.0838,20.06237],[-97.07996,20.06401],[-97.07774,20.06222],[-97.07728,20.0613],[-97.07705,20.06082],[-97.07676,20.06027],[-97.07617,20.06021]]}}
Línea 115.0 kV | LineString | 115.0 kV | 1 |  |  | CFE |  |  |  |  | OpenStreetMap | {"type":"Feature","properties":{},"geometry":{"type":"LineString","coordinates":[[-97.17568,19.98401],[-97.17529,19.98299]]}}
Línea 115.0 kV | LineString | 115.0 kV | 1 |  |  | CFE |  |  |  |  | OpenStreetMap | {"type":"Feature","properties":{},"geometry":{"type":"LineString","coordinates":[[-97.17539,19.98292],[-97.17568,19.98401]]}}
Línea 115.0 kV | LineString | 115.0 kV | 1 |  |  | CFE |  |  |  |  | OpenStreetMap | {"type":"Feature","properties":{},"geometry":{"type":"LineString","coordinates":[[-97.1808,19.99228],[-97.18297,19.99094],[-97.18496,19.98761],[-97.18621,19.98521],[-97.18749,19.98282],[-97.1887,19.98046],[-97.19002,19.978],[-97.19127,19.97571],[-97.19253,19.97315],[-97.19466,19.96907],[-97.19713,19.96441],[-97.19889,19.96011],[-97.2014,19.95397],[-97.20201,19.95252],[-97.2029,19.9504],[-97.20402,19.94758],[-97.20626,19.94221],[-97.2067,19.94113],[-97.2071,19.93915],[-97.2074,19.93774],[-97.20798,19.93652],[-97.20838,19.93293],[-97.20868,19.93146],[-97.20955,19.92722],[-97.21034,19.92347],[-97.21132,19.91869],[-97.21208,19.915],[-97.21266,19.9122],[-97.21329,19.90916],[-97.21423,19.90453],[-97.21533,19.8992],[-97.21553,19.89818],[-97.2163,19.89452],[-97.21712,19.8919],[-97.21767,19.88771],[-97.21863,19.8831],[-97.21961,19.87833],[-97.22125,19.87038],[-97.22149,19.86926],[-97.22276,19.863],[-97.22333,19.86025],[-97.22404,19.85679],[-97.22545,19.84994],[-97.22566,19.84895],[-97.22628,19.84593],[-97.22667,19.84404],[-97.22699,19.84282],[-97.22721,19.84137],[-97.22793,19.83789],[-97.22881,19.8335],[-97.22921,19.83164],[-97.22987,19.82835],[-97.23071,19.82434],[-97.23189,19.82243],[-97.23463,19.81804],[-97.23632,19.81532],[-97.23727,19.81382],[-97.23856,19.81175],[-97.23994,19.80959],[-97.24264,19.80674],[-97.24635,19.80295],[-97.24814,19.80111],[-97.25054,19.79865],[-97.25236,19.79677],[-97.25522,19.79389],[-97.25803,19.79103],[-97.26115,19.78782],[-97.26421,19.7847],[-97.26539,19.7835],[-97.26609,19.78361]]}}
Línea 115.0 kV | LineString | 115.0 kV | 1 |  |  | CFE |  |  |  |  | OpenStreetMap | {"type":"Feature","properties":{},"geometry":{"type":"LineString","coordinates":[[-97.99675,22.20923],[-97.99483,22.20569],[-97.99512,22.20352],[-97.99016,22.20347],[-97.98691,22.20317],[-97.98371,22.20282],[-97.98054,22.20251],[-97.97472,22.20187],[-97.96977,22.20138],[-97.96612,22.20098],[-97.96444,22.2008],[-97.96121,22.20049],[-97.95798,22.20013],[-97.9548,22.19979],[-97.95162,22.19946],[-97.94922,22.19922],[-97.94576,22.19938],[-97.94315,22.19948],[-97.94229,22.20132],[-97.94207,22.20178],[-97.94087,22.20212],[-97.93972,22.20247],[-97.93864,22.20279],[-97.93751,22.2031],[-97.93622,22.20351],[-97.93591,22.20395],[-97.93477,22.20429],[-97.93359,22.20465],[-97.93242,22.20499],[-97.93123,22.20535],[-97.93004,22.2057],[-97.92886,22.20606],[-97.92777,22.20635],[-97.92661,22.20668],[-97.92535,22.20705],[-97.92414,22.20742],[-97.92291,22.20779],[-97.92175,22.20814],[-97.9205,22.20852],[-97.91926,22.20888],[-97.91821,22.20918],[-97.91697,22.20957],[-97.91582,22.2099],[-97.91463,22.21024],[-97.91345,22.2106],[-97.91226,22.21095],[-97.91104,22.21132],[-97.90987,22.21166],[-97.90881,22.212],[-97.90755,22.21236],[-97.90635,22.21272],[-97.90517,22.21307],[-97.90398,22.21341],[-97.90281,22.21376],[-97.90163,22.21411],[-97.90034,22.21449],[-97.89919,22.21482],[-97.89821,22.21471],[-97.89706,22.21434],[-97.89589,22.21396],[-97.8947,22.21357],[-97.8935,22.21316],[-97.89228,22.21279],[-97.89104,22.21238],[-97.88985,22.21198],[-97.88869,22.21161],[-97.88759,22.21124],[-97.88644,22.21089],[-97.88531,22.21052],[-97.88419,22.21014],[-97.88305,22.20978],[-97.88187,22.20939],[-97.88084,22.20912],[-97.87985,22.2089],[-97.87869,22.20864],[-97.87756,22.20837],[-97.87639,22.20811],[-97.87525,22.20787],[-97.87408,22.20761],[-97.87295,22.20737],[-97.87193,22.20714],[-97.87139,22.20678],[-97.87041,22.20673],[-97.86936,22.20669],[-97.86851,22.20671],[-97.86763,22.20688],[-97.86676,22.20712],[-97.86581,22.2074],[-97.8645,22.20706],[-97.86119,22.20591],[-97.8601,22.20554],[-97.85902,22.20516],[-97.85792,22.20478],[-97.85688,22.20442],[-97.85577,22.20401],[-97.85469,22.20365],[-97.85369,22.2033],[-97.85262,22.20295],[-97.85152,22.20256],[-97.85028,22.20191],[-97.84913,22.2015],[-97.8482,22.20146],[-97.84799,22.20229],[-97.84776,22.20315],[-97.8474,22.20434],[-97.84508,22.20389],[-97.84396,22.20367],[-97.84364,22.20335],[-97.84271,22.20238],[-97.84196,22.20159],[-97.84122,22.20082],[-97.83983,22.19938],[-97.83926,22.19879],[-97.83869,22.1982],[-97.83789,22.19737],[-97.83725,22.19737]]}}
Línea 115.0 kV | LineString | 115.0 kV | 2 |  |  | CFE |  |  |  |  | OpenStreetMap | {"type":"Feature","properties":{},"geometry":{"type":"LineString","coordinates":[[-97.9466,22.19956],[-97.9471,22.19959],[-97.95167,22.19985],[-97.95497,22.20021],[-97.95802,22.20051],[-97.9622,22.20097],[-97.96626,22.20139],[-97.96972,22.20176],[-97.97228,22.20199],[-97.97532,22.20232],[-97.97928,22.20272],[-97.98335,22.20316],[-97.98707,22.20355],[-97.99041,22.20388],[-97.99355,22.20651],[-97.99675,22.20923]]}}
Línea 115.0 kV | LineString | 115.0 kV | 1 |  |  | CFE |  |  |  |  | OpenStreetMap | {"type":"Feature","properties":{},"geometry":{"type":"LineString","coordinates":[[-97.9466,22.19956],[-97.94654,22.20044],[-97.9463,22.20411],[-97.94606,22.20798],[-97.94597,22.20921],[-97.9428,22.21138],[-97.94042,22.21301],[-97.9372,22.21519],[-97.93422,22.21735],[-97.93156,22.21902],[-97.93002,22.22006]]}}
Línea 115.0 kV | LineString | 115.0 kV | 1 |  |  | CFE |  |  |  |  | OpenStreetMap | {"type":"Feature","properties":{},"geometry":{"type":"LineString","coordinates":[[-98.00285,22.21135],[-98.00257,22.21166],[-98.00226,22.21285],[-98.00165,22.21528],[-98.00218,22.21668],[-98.00257,22.2177],[-98.00278,22.21855]]}}
Línea 115.0 kV | LineString | 115.0 kV | 1 |  |  | CFE |  |  |  |  | OpenStreetMap | {"type":"Feature","properties":{},"geometry":{"type":"LineString","coordinates":[[-98.00121,22.21546],[-98.00147,22.21599]]}}
Línea 115.0 kV | LineString | 115.0 kV | 2 |  |  | CFE |  |  |  |  | OpenStreetMap | {"type":"Feature","properties":{},"geometry":{"type":"LineString","coordinates":[[-97.99989,22.22038],[-97.99979,22.21983],[-98.00026,22.21913],[-98.00049,22.21849],[-98.00069,22.21767],[-98.00094,22.21656],[-98.00121,22.21546]]}}
Línea 115.0 kV | LineString | 115.0 kV | 3 |  |  | CFE |  |  |  |  | OpenStreetMap | {"type":"Feature","properties":{},"geometry":{"type":"LineString","coordinates":[[-98.00121,22.21546],[-98.0005,22.21377],[-97.99934,22.21125],[-97.99675,22.20923]]}}
Línea 115.0 kV | LineString | 115.0 kV | 1 |  |  | CFE |  |  |  |  | OpenStreetMap | {"type":"Feature","properties":{},"geometry":{"type":"LineString","coordinates":[[-98.00264,22.22267],[-98.00291,22.22282]]}}
Línea 115.0 kV | LineString | 115.0 kV | 1 |  |  | CFE |  |  |  |  | OpenStreetMap | {"type":"Feature","properties":{},"geometry":{"type":"LineString","coordinates":[[-98.00287,22.22288],[-98.00264,22.22267]]}}
Línea 115.0 kV | LineString | 115.0 kV | 2 |  |  | CFE |  |  |  |  | OpenStreetMap | {"type":"Feature","properties":{},"geometry":{"type":"LineString","coordinates":[[-97.87998,22.23696],[-97.87606,22.23721]]}}
Línea 115.0 kV | LineString | 115.0 kV |  |  |  | CFE |  |  |  |  | OpenStreetMap | {"type":"Feature","properties":{},"geometry":{"type":"LineString","coordinates":[[-97.88289,22.23677],[-97.87998,22.23696]]}}
Línea 115.0 kV | LineString | 115.0 kV | 1 |  |  | CFE |  |  |  |  | OpenStreetMap | {"type":"Feature","properties":{},"geometry":{"type":"LineString","coordinates":[[-97.87193,22.22693],[-97.87153,22.22616]]}}
Línea 115.0 kV | LineString | 115.0 kV | 1 |  |  | CFE |  |  |  |  | OpenStreetMap | {"type":"Feature","properties":{},"geometry":{"type":"LineString","coordinates":[[-97.87193,22.22693],[-97.87125,22.22694],[-97.87063,22.22612]]}}
Línea 115.0 kV | LineString | 115.0 kV | 1 |  |  | CFE |  |  |  |  | OpenStreetMap | {"type":"Feature","properties":{},"geometry":{"type":"LineString","coordinates":[[-97.84362,22.27141],[-97.84356,22.27127],[-97.84393,22.27113],[-97.8439,22.27105]]}}
Línea 115.0 kV | LineString | 115.0 kV | 1 |  |  | CFE |  |  |  |  | OpenStreetMap | {"type":"Feature","properties":{},"geometry":{"type":"LineString","coordinates":[[-97.84414,22.27161],[-97.84373,22.27176],[-97.84368,22.27159]]}}
Línea 115.0 kV | LineString | 115.0 kV | 2 |  |  | CFE |  |  |  |  | OpenStreetMap | {"type":"Feature","properties":{},"geometry":{"type":"LineString","coordinates":[[-97.84414,22.27161],[-97.84458,22.27253],[-97.84505,22.27368],[-97.84532,22.27434],[-97.84671,22.27766],[-97.84735,22.27924],[-97.8477,22.28009],[-97.84812,22.28115],[-97.84859,22.28226],[-97.84939,22.28418],[-97.85007,22.28586],[-97.85043,22.28671],[-97.8522,22.29101]]}}
Línea 115.0 kV | LineString | 115.0 kV | 1 |  |  | CFE |  |  |  |  | OpenStreetMap | {"type":"Feature","properties":{},"geometry":{"type":"LineString","coordinates":[[-97.85409,22.21959],[-97.85009,22.21784],[-97.84465,22.23243],[-97.84356,22.23529],[-97.84265,22.23775],[-97.84115,22.24035],[-97.84018,22.24194],[-97.84314,22.24352],[-97.8419,22.24556],[-97.84058,22.24769],[-97.83873,22.25065],[-97.83833,22.25111],[-97.83784,22.25166],[-97.83718,22.25221],[-97.84373,22.25884],[-97.843,22.25986],[-97.84125,22.26456],[-97.8417,22.26573],[-97.84219,22.2669],[-97.84275,22.26825],[-97.84301,22.26891],[-97.84343,22.26989],[-97.84393,22.27113],[-97.84404,22.27136],[-97.84378,22.27142]]}}
Línea 115.0 kV | LineString | 115.0 kV | 1 |  |  | CFE |  |  |  |  | OpenStreetMap | {"type":"Feature","properties":{},"geometry":{"type":"LineString","coordinates":[[-97.70723,20.94575],[-97.70613,20.94613],[-97.70439,20.94676],[-97.70095,20.94681]]}}
Línea 115.0 kV | LineString | 115.0 kV | 1 |  |  | CFE |  |  |  |  | OpenStreetMap | {"type":"Feature","properties":{},"geometry":{"type":"LineString","coordinates":[[-97.71037,20.94461],[-97.70873,20.94504],[-97.70723,20.94575]]}}
Línea 115.0 kV | LineString | 115.0 kV | 2 |  |  | CFE |  |  |  |  | OpenStreetMap | {"type":"Feature","properties":{},"geometry":{"type":"LineString","coordinates":[[-97.71128,20.94608],[-97.71028,20.94786],[-97.70889,20.95054]]}}
Línea 115.0 kV | LineString | 115.0 kV | 2 |  |  | CFE |  |  |  |  | OpenStreetMap | {"type":"Feature","properties":{},"geometry":{"type":"LineString","coordinates":[[-97.70889,20.95054],[-97.70789,20.94827],[-97.70723,20.94575]]}}
Línea 115.0 kV | LineString | 115.0 kV | 4 |  |  | CFE |  |  |  |  | OpenStreetMap | {"type":"Feature","properties":{},"geometry":{"type":"LineString","coordinates":[[-97.71906,20.98164],[-97.71815,20.97895],[-97.71695,20.97529],[-97.71592,20.97215],[-97.71506,20.96935],[-97.71392,20.96588],[-97.71277,20.9623],[-97.71168,20.95885],[-97.71041,20.95521],[-97.70923,20.95168],[-97.70889,20.95054]]}}
Línea 115.0 kV | LineString | 115.0 kV | 1 |  |  | CFE |  |  |  |  | OpenStreetMap | {"type":"Feature","properties":{},"geometry":{"type":"LineString","coordinates":[[-97.71906,20.98164],[-97.71938,20.98217]]}}
Línea 115.0 kV | LineString | 115.0 kV | 1 |  |  | CFE |  |  |  |  | OpenStreetMap | {"type":"Feature","properties":{},"geometry":{"type":"LineString","coordinates":[[-97.71906,20.98164],[-97.71906,20.98226]]}}
Línea 115.0 kV | LineString | 115.0 kV | 1 |  |  | CFE |  |  |  |  | OpenStreetMap | {"type":"Feature","properties":{},"geometry":{"type":"LineString","coordinates":[[-97.71913,20.98224],[-97.71906,20.98164]]}}
Línea 115.0 kV | LineString | 115.0 kV | 1 |  |  | CFE |  |  |  |  | OpenStreetMap | {"type":"Feature","properties":{},"geometry":{"type":"LineString","coordinates":[[-97.71946,20.98214],[-97.71906,20.98164]]}}
Línea 115.0 kV | LineString | 115.0 kV | 1 |  |  | CFE |  |  |  |  | OpenStreetMap | {"type":"Feature","properties":{},"geometry":{"type":"LineString","coordinates":[[-95.63945,18.72105],[-95.63851,18.7191],[-95.63889,18.71756],[-95.63902,18.71563],[-95.64184,18.71143],[-95.64396,18.70864],[-95.64349,18.70731],[-95.64303,18.70609],[-95.64264,18.70491],[-95.64169,18.70234],[-95.64118,18.70097],[-95.64065,18.69951],[-95.64014,18.69812],[-95.64084,18.69675],[-95.64149,18.69554],[-95.64214,18.69425],[-95.64479,18.68913],[-95.64537,18.68799],[-95.64604,18.68668],[-95.64666,18.68544],[-95.64737,18.68405],[-95.64788,18.68309],[-95.64842,18.68204],[-95.64895,18.68097],[-95.64947,18.67996],[-95.65002,18.67885],[-95.64966,18.67763],[-95.64926,18.67639],[-95.64886,18.67503],[-95.64842,18.67363],[-95.64763,18.6711],[-95.64656,18.67056],[-95.64545,18.67003],[-95.64419,18.66942],[-95.64281,18.66877],[-95.64147,18.66812],[-95.64049,18.66764],[-95.63677,18.66267],[-95.6373,18.65973],[-95.63773,18.65749],[-95.63825,18.65473],[-95.63849,18.65347],[-95.63875,18.65208],[-95.639,18.65063],[-95.63929,18.64922],[-95.63969,18.64697],[-95.63992,18.64564],[-95.64013,18.64451],[-95.64014,18.64296],[-95.64013,18.64151],[-95.64013,18.64004],[-95.64016,18.63859],[-95.64015,18.63701],[-95.63982,18.63413],[-95.63941,18.63054],[-95.63899,18.62694],[-95.63859,18.62331],[-95.64075,18.62089],[-95.64291,18.61843],[-95.64651,18.6186],[-95.64937,18.61873],[-95.65304,18.61891],[-95.65617,18.61889],[-95.65777,18.61897],[-95.6592,18.61903],[-95.66071,18.61912],[-95.66219,18.61918],[-95.66827,18.61944],[-95.66972,18.61949],[-95.67129,18.61958],[-95.67282,18.61964],[-95.67457,18.61974],[-95.67742,18.61985],[-95.67893,18.61994],[-95.68087,18.62011],[-95.6817,18.62009]]}}
Línea 115.0 kV | LineString | 115.0 kV | 2 |  |  | CFE |  |  |  |  | OpenStreetMap | {"type":"Feature","properties":{},"geometry":{"type":"LineString","coordinates":[[-95.78095,18.78299],[-95.7778,18.78396],[-95.77505,18.78482],[-95.77239,18.7848],[-95.76867,18.78438],[-95.76717,18.78196],[-95.76624,18.77958],[-95.76337,18.77803],[-95.76115,18.77683],[-95.75923,18.77581],[-95.75773,18.77521],[-95.75484,18.77506],[-95.74851,18.77376],[-95.74439,18.77292],[-95.73968,18.77173],[-95.73779,18.77122],[-95.7352,18.76943],[-95.73361,18.76832],[-95.73144,18.76681],[-95.72863,18.76484],[-95.72607,18.76252],[-95.72452,18.76109],[-95.72136,18.75819],[-95.71824,18.75533],[-95.71613,18.75337],[-95.71211,18.74967],[-95.70978,18.74876],[-95.7068,18.74765],[-95.70465,18.74686],[-95.70036,18.74528],[-95.69578,18.74359],[-95.69451,18.74312],[-95.69109,18.74185],[-95.68793,18.74069],[-95.68314,18.73881],[-95.67955,18.73624],[-95.67679,18.7352],[-95.67338,18.73388],[-95.66908,18.73221],[-95.66761,18.73166],[-95.66428,18.73037],[-95.66152,18.7293],[-95.65863,18.72817],[-95.65651,18.72833],[-95.65441,18.72745],[-95.651,18.72602],[-95.64903,18.7252],[-95.64579,18.72384],[-95.64274,18.72256],[-95.63945,18.72105]]}}
Línea 115.0 kV | LineString | 115.0 kV | 1 |  |  | CFE |  |  |  |  | OpenStreetMap | {"type":"Feature","properties":{},"geometry":{"type":"LineString","coordinates":[[-95.29537,18.4838],[-95.29671,18.48455],[-95.29802,18.48528],[-95.29907,18.48589],[-95.29935,18.48649],[-95.3001,18.48825],[-95.3008,18.48988],[-95.30145,18.49137],[-95.30209,18.49287],[-95.30272,18.49429],[-95.30364,18.49642],[-95.30424,18.49879],[-95.3057,18.50122],[-95.30735,18.5049],[-95.30851,18.50918],[-95.30884,18.51039],[-95.30894,18.51342],[-95.30904,18.51595],[-95.30924,18.52157],[-95.30932,18.52344],[-95.30953,18.52929],[-95.3096,18.53129],[-95.30965,18.53273],[-95.30976,18.53571],[-95.30981,18.53728],[-95.30986,18.53872],[-95.30992,18.54028],[-95.31005,18.54384],[-95.3105,18.54506],[-95.31118,18.54701],[-95.31221,18.54982],[-95.31264,18.55101],[-95.3132,18.55257],[-95.31385,18.55437],[-95.31469,18.5567],[-95.31504,18.55771],[-95.31595,18.5602],[-95.31912,18.56908],[-95.32028,18.57227],[-95.32091,18.57402],[-95.32284,18.57537],[-95.32428,18.57638],[-95.32548,18.57722],[-95.32941,18.57995],[-95.33176,18.5816],[-95.33305,18.58248],[-95.33524,18.58401],[-95.33759,18.58565],[-95.33953,18.58594],[-95.3429,18.58643],[-95.34467,18.58669],[-95.34627,18.58693],[-95.34777,18.58715],[-95.35387,18.58804],[-95.3577,18.5886],[-95.35948,18.58887],[-95.36118,18.58912],[-95.36287,18.58937],[-95.36451,18.5896],[-95.36574,18.58978],[-95.36743,18.59003],[-95.36912,18.59028],[-95.37133,18.5906],[-95.37942,18.59179],[-95.38334,18.59229],[-95.38443,18.59274],[-95.38736,18.59396],[-95.38989,18.595],[-95.39136,18.59562],[-95.39345,18.59649],[-95.39572,18.59743],[-95.39711,18.598],[-95.39853,18.59859],[-95.39992,18.59918],[-95.40133,18.59977],[-95.40255,18.60002],[-95.40464,18.60046],[-95.40649,18.60086],[-95.40826,18.60124],[-95.40974,18.60154],[-95.41121,18.60185],[-95.41278,18.6022],[-95.41445,18.60256],[-95.41609,18.6029],[-95.41748,18.6032],[-95.41897,18.60352],[-95.42042,18.60381],[-95.42542,18.60493],[-95.43033,18.60595],[-95.43215,18.60636],[-95.43422,18.60676],[-95.4358,18.6071],[-95.43719,18.60739],[-95.43858,18.60768],[-95.44017,18.60804],[-95.44173,18.60837],[-95.44328,18.60869],[-95.44487,18.60905],[-95.44626,18.60934],[-95.44715,18.60951],[-95.44904,18.60955],[-95.45084,18.60954],[-95.45205,18.60955],[-95.45404,18.60957],[-95.45732,18.6096],[-95.45909,18.60963],[-95.4605,18.60964],[-95.46191,18.60965],[-95.46353,18.60963],[-95.46523,18.60964],[-95.46673,18.60964],[-95.46844,18.60966],[-95.47004,18.60966],[-95.47597,18.60973],[-95.47834,18.60975],[-95.48009,18.60977],[-95.48227,18.60976],[-95.48927,18.60977],[-95.49379,18.60981],[-95.49673,18.60983],[-95.49976,18.60996],[-95.50157,18.61008],[-95.50298,18.61017],[-95.5049,18.6103],[-95.50751,18.61051],[-95.5107,18.61074],[-95.51351,18.61077],[-95.51501,18.61126]]}}
Línea 115.0 kV | LineString | 115.0 kV | 1 |  |  | CFE |  |  |  |  | OpenStreetMap | {"type":"Feature","properties":{},"geometry":{"type":"LineString","coordinates":[[-95.63945,18.72105],[-95.63893,18.72095],[-95.63606,18.71975],[-95.63046,18.7178],[-95.62709,18.71676],[-95.62506,18.71611],[-95.62245,18.71531],[-95.62029,18.71463],[-95.61737,18.7137],[-95.61446,18.71283],[-95.61265,18.71227],[-95.60953,18.7113],[-95.60374,18.7095],[-95.6012,18.70868],[-95.59787,18.70764],[-95.59495,18.70674],[-95.59239,18.70596],[-95.58868,18.70481],[-95.58562,18.70381],[-95.58352,18.70318],[-95.58176,18.70262],[-95.57661,18.70057],[-95.57445,18.69935],[-95.57166,18.69718],[-95.56861,18.69481],[-95.56565,18.69252],[-95.56361,18.6896],[-95.56184,18.68702],[-95.56004,18.68446],[-95.55774,18.68114],[-95.55556,18.67794],[-95.55282,18.6741],[-95.55092,18.67135],[-95.54905,18.66866],[-95.5476,18.66657],[-95.54831,18.66252],[-95.5488,18.65962],[-95.54748,18.65629],[-95.54625,18.65345],[-95.54495,18.65036],[-95.54356,18.64705],[-95.54215,18.64378],[-95.54075,18.64048],[-95.53935,18.63719],[-95.5379,18.6335],[-95.53665,18.63054],[-95.53511,18.62684],[-95.53357,18.62312],[-95.52823,18.61805],[-95.52649,18.61714],[-95.52321,18.61613],[-95.5218,18.61599],[-95.51903,18.61596],[-95.51756,18.61594],[-95.51558,18.61595],[-95.51527,18.61126]]}}
Línea 115.0 kV | LineString | 115.0 kV |  |  |  | CFE |  |  |  |  | OpenStreetMap | {"type":"Feature","properties":{},"geometry":{"type":"LineString","coordinates":[[-96.1658,18.25794],[-96.16614,18.2576],[-96.16671,18.25687]]}}
Línea 115.0 kV | LineString | 115.0 kV | 2 |  |  | CFE |  |  |  |  | OpenStreetMap | {"type":"Feature","properties":{},"geometry":{"type":"LineString","coordinates":[[-95.75943,18.37169],[-95.76089,18.37137],[-95.76229,18.37112],[-95.76369,18.37088],[-95.76517,18.37061],[-95.76648,18.37036],[-95.76797,18.37013],[-95.76932,18.37058],[-95.7705,18.37098]]}}
Línea 115.0 kV | LineString | 115.0 kV | 1 |  |  | CFE |  |  |  |  | OpenStreetMap | {"type":"Feature","properties":{},"geometry":{"type":"LineString","coordinates":[[-95.75943,18.37169],[-95.75907,18.37172]]}}
Línea 115.0 kV | LineString | 115.0 kV | 1 |  |  | CFE |  |  |  |  | OpenStreetMap | {"type":"Feature","properties":{},"geometry":{"type":"LineString","coordinates":[[-95.7591,18.37183],[-95.75943,18.37169]]}}
Línea 115.0 kV | LineString | 115.0 kV |  |  |  | Comisión Federal de Electricidad |  |  |  |  | OpenStreetMap | {"type":"Feature","properties":{},"geometry":{"type":"LineString","coordinates":[[-96.40624,18.23141],[-96.40295,18.23487],[-96.39922,18.23713],[-96.39484,18.23953],[-96.39302,18.24141],[-96.38727,18.24455],[-96.38239,18.24721],[-96.37915,18.2487],[-96.36663,18.23978],[-96.35121,18.22888],[-96.34364,18.22348],[-96.34367,18.22224]]}}
Línea 115.0 kV | LineString | 115.0 kV | 1 |  |  | CFE |  |  |  |  | OpenStreetMap | {"type":"Feature","properties":{},"geometry":{"type":"LineString","coordinates":[[-100.46411,21.06296],[-100.46526,21.0628],[-100.46645,21.06264],[-100.46766,21.06247],[-100.46879,21.06231],[-100.46994,21.06215],[-100.47041,21.06194],[-100.47051,21.06176],[-100.47041,21.06177]]}}
Línea 115.0 kV | LineString | 115.0 kV | 1 |  |  | CFE |  |  |  |  | OpenStreetMap | {"type":"Feature","properties":{},"geometry":{"type":"LineString","coordinates":[[-100.46411,21.06296],[-100.46429,21.06324],[-100.46482,21.06402],[-100.46537,21.06481],[-100.46568,21.06555],[-100.46594,21.06617],[-100.46541,21.06666],[-100.46473,21.06654],[-100.46331,21.06629],[-100.46188,21.06604],[-100.46047,21.0658],[-100.45904,21.06556],[-100.45756,21.06531],[-100.45653,21.06513],[-100.45653,21.06616],[-100.45656,21.06813],[-100.45662,21.07046],[-100.45666,21.07265],[-100.45633,21.07395],[-100.45639,21.07609],[-100.45448,21.07759],[-100.45285,21.07804],[-100.45183,21.08033],[-100.45078,21.08266],[-100.44972,21.08503],[-100.44918,21.08626],[-100.44929,21.08742],[-100.45077,21.08834],[-100.45105,21.08975],[-100.45154,21.09241],[-100.45205,21.09512],[-100.45282,21.09756],[-100.45355,21.09995],[-100.45396,21.10133],[-100.45479,21.10248],[-100.45562,21.10363],[-100.45645,21.10478],[-100.45704,21.10504],[-100.45725,21.10544]]}}
Línea 115.0 kV | LineString | 115.0 kV | 1 |  |  | CFE |  |  |  |  | OpenStreetMap | {"type":"Feature","properties":{},"geometry":{"type":"LineString","coordinates":[[-100.45308,21.02285],[-100.45361,21.02423],[-100.4542,21.02573],[-100.45489,21.02746],[-100.45549,21.02896],[-100.45564,21.03093],[-100.45567,21.03275],[-100.45571,21.03457],[-100.45575,21.03639],[-100.45579,21.03819],[-100.45583,21.04002],[-100.45586,21.04179],[-100.45591,21.0435],[-100.45594,21.0448],[-100.45597,21.04703],[-100.45509,21.04728],[-100.45419,21.04755],[-100.45328,21.0478],[-100.45235,21.04804],[-100.45282,21.04902],[-100.45324,21.04996],[-100.45366,21.05091],[-100.45408,21.05188],[-100.45449,21.05281],[-100.45491,21.05376],[-100.45532,21.0547],[-100.45464,21.0571],[-100.45503,21.05801],[-100.45543,21.05896],[-100.45585,21.05993],[-100.45628,21.06181],[-100.4566,21.06469],[-100.45635,21.06508],[-100.45636,21.06583],[-100.45637,21.06717],[-100.45641,21.0689],[-100.45645,21.07071],[-100.45648,21.07248],[-100.45651,21.07428],[-100.45656,21.07611],[-100.4566,21.07792],[-100.45678,21.08471],[-100.4568,21.08695],[-100.45684,21.09056],[-100.45693,21.09596],[-100.45698,21.09779],[-100.45701,21.09958],[-100.457,21.09994],[-100.45632,21.10044],[-100.45563,21.10093],[-100.45494,21.10142],[-100.45426,21.10194],[-100.45534,21.10343],[-100.45587,21.10416],[-100.45639,21.1049],[-100.45695,21.10515],[-100.45715,21.10548]]}}
Línea 115.0 kV | LineString | 115.0 kV | 1 |  |  | CFE |  |  |  |  | OpenStreetMap | {"type":"Feature","properties":{},"geometry":{"type":"LineString","coordinates":[[-100.43222,20.97229],[-100.43215,20.97208],[-100.43278,20.9717],[-100.43293,20.9719],[-100.4334,20.97309],[-100.43409,20.97482],[-100.43477,20.97657],[-100.43542,20.97825],[-100.43601,20.97975],[-100.4368,20.98168],[-100.43746,20.98336],[-100.43813,20.98506],[-100.43881,20.98675],[-100.4395,20.98851],[-100.44016,20.9902],[-100.44082,20.99189],[-100.44218,20.99534]]}}
Línea 115.0 kV | LineString | 115.0 kV | 1 |  |  | CFE |  |  |  |  | OpenStreetMap | {"type":"Feature","properties":{},"geometry":{"type":"LineString","coordinates":[[-100.43204,20.97235],[-100.43193,20.97216],[-100.43113,20.97177],[-100.43058,20.97137],[-100.43014,20.97022],[-100.42981,20.96933],[-100.42919,20.96773],[-100.42888,20.9669],[-100.42857,20.96606],[-100.42827,20.96525],[-100.42933,20.965],[-100.43026,20.96482],[-100.43066,20.96469],[-100.43158,20.96449],[-100.43204,20.96442],[-100.43292,20.96418],[-100.43378,20.96395],[-100.43484,20.96374],[-100.43555,20.9636],[-100.43553,20.9635],[-100.4354,20.96354]]}}
Línea 115.0 kV | LineString | 115.0 kV | 1 |  |  | CFE |  |  |  |  | OpenStreetMap | {"type":"Feature","properties":{},"geometry":{"type":"LineString","coordinates":[[-100.47038,21.0616],[-100.47065,21.06161],[-100.47059,21.06194],[-100.47103,21.06186],[-100.47159,21.06184],[-100.47263,21.06199],[-100.4737,21.06218],[-100.47472,21.06235],[-100.47573,21.06253],[-100.47673,21.06271],[-100.47718,21.06272],[-100.47763,21.06273]]}}
Línea 115.0 kV | LineString | 115.0 kV | 1 |  |  | CFE |  |  |  |  | OpenStreetMap | {"type":"Feature","properties":{},"geometry":{"type":"LineString","coordinates":[[-100.47039,21.06169],[-100.47065,21.06161],[-100.47055,21.06212],[-100.47034,21.06248],[-100.47023,21.06309],[-100.46997,21.0644],[-100.46971,21.0657],[-100.46945,21.06699],[-100.46806,21.06675],[-100.46666,21.06651],[-100.46528,21.06627],[-100.46391,21.06604],[-100.46252,21.06579],[-100.46224,21.06549],[-100.46215,21.06532]]}}
Línea 115.0 kV | LineString | 115.0 kV | 1 |  |  | CFE |  |  |  |  | OpenStreetMap | {"type":"Feature","properties":{},"geometry":{"type":"LineString","coordinates":[[-100.43232,20.97226],[-100.43215,20.97208],[-100.43245,20.972],[-100.43263,20.9729],[-100.43375,20.97467],[-100.43277,20.9757],[-100.43191,20.97658],[-100.43228,20.97756],[-100.43272,20.9787],[-100.43317,20.97987],[-100.43351,20.9808],[-100.43391,20.98187],[-100.4343,20.98283],[-100.43468,20.98383],[-100.43505,20.98481],[-100.43543,20.9858],[-100.43579,20.98672],[-100.43618,20.98776],[-100.43658,20.98881],[-100.437,20.98989],[-100.43739,20.99094],[-100.4378,20.99202],[-100.43819,20.99306],[-100.43863,20.99419],[-100.43903,20.99524],[-100.43939,20.99618],[-100.43967,20.99694],[-100.43999,20.99776],[-100.44037,20.99876],[-100.44074,20.99974],[-100.44117,21.00087],[-100.44165,21.00212],[-100.44208,21.00326],[-100.44248,21.00428],[-100.44285,21.00525],[-100.44325,21.00631],[-100.44363,21.00732],[-100.44406,21.00843],[-100.4445,21.00959],[-100.44493,21.01073],[-100.44536,21.01183],[-100.44579,21.01295],[-100.44622,21.0141],[-100.44662,21.01513],[-100.44704,21.01625],[-100.4475,21.01742],[-100.44785,21.01836],[-100.44824,21.01939],[-100.44842,21.01991],[-100.4488,21.02088],[-100.44924,21.02204],[-100.44962,21.02302],[-100.45006,21.02393],[-100.45074,21.02482],[-100.45165,21.0256],[-100.45253,21.02634],[-100.4534,21.02709],[-100.45427,21.02784],[-100.45514,21.02858],[-100.45571,21.02908],[-100.45671,21.02994],[-100.45768,21.03076],[-100.45863,21.03157],[-100.45956,21.03237],[-100.46042,21.03311],[-100.46132,21.03387],[-100.46231,21.03472],[-100.46328,21.03554],[-100.46428,21.0364],[-100.46405,21.03753],[-100.46382,21.03869],[-100.46488,21.03978],[-100.46559,21.04052],[-100.4663,21.04124],[-100.46705,21.04202],[-100.46774,21.04274],[-100.46731,21.0429],[-100.46661,21.04316],[-100.46517,21.04345],[-100.46394,21.04369],[-100.46235,21.04401],[-100.46086,21.0443],[-100.45959,21.04456],[-100.46023,21.04598],[-100.46086,21.04737],[-100.4599,21.04776],[-100.45865,21.04809],[-100.45758,21.04841],[-100.45649,21.04873],[-100.4568,21.05],[-100.4571,21.05123],[-100.45776,21.05252],[-100.45842,21.05378],[-100.45907,21.05506],[-100.45974,21.05635],[-100.46042,21.05766],[-100.46102,21.05864],[-100.46164,21.05965],[-100.46224,21.06064],[-100.46259,21.06077],[-100.46306,21.06146],[-100.46367,21.06234],[-100.46411,21.06296]]}}
Línea 115.0 kV | LineString | 115.0 kV | 1 |  |  | CFE |  |  |  |  | OpenStreetMap | {"type":"Feature","properties":{},"geometry":{"type":"LineString","coordinates":[[-100.4325,20.97238],[-100.43271,20.97285],[-100.43288,20.97358],[-100.43223,20.97402],[-100.43173,20.97436],[-100.43094,20.97489],[-100.43029,20.97504],[-100.42938,20.97505],[-100.42811,20.97561],[-100.42714,20.97605],[-100.42618,20.97652],[-100.42641,20.97735],[-100.42537,20.97787],[-100.42429,20.97837],[-100.42323,20.97889],[-100.42214,20.97938],[-100.42114,20.97941],[-100.42023,20.97976],[-100.41969,20.97997],[-100.41982,20.98021]]}}
Línea 115.0 kV | LineString | 115.0 kV | 1 |  |  | CFE |  |  |  |  | OpenStreetMap | {"type":"Feature","properties":{},"geometry":{"type":"LineString","coordinates":[[-100.45346,20.53544],[-100.45341,20.53562],[-100.45318,20.53555],[-100.45337,20.53492],[-100.45436,20.5352],[-100.45537,20.53547],[-100.45639,20.53575],[-100.4574,20.53601],[-100.45818,20.53624],[-100.45921,20.5365],[-100.46033,20.53681],[-100.46149,20.53713],[-100.46256,20.53738],[-100.46363,20.53772],[-100.46357,20.53797]]}}
Línea 115.0 kV | LineString | 115.0 kV | 1 |  |  | CFE |  |  |  |  | OpenStreetMap | {"type":"Feature","properties":{},"geometry":{"type":"LineString","coordinates":[[-99.75809,19.33816],[-99.75856,19.33803],[-99.75932,19.33735],[-99.76004,19.33668],[-99.76165,19.33672],[-99.76402,19.33678],[-99.76517,19.3368],[-99.76649,19.33682],[-99.76787,19.33686],[-99.76914,19.33689],[-99.77007,19.33691],[-99.77117,19.33695],[-99.77284,19.33665],[-99.77438,19.33653],[-99.7776,19.33628],[-99.77926,19.33621],[-99.78069,19.33614],[-99.78212,19.33607],[-99.78352,19.336],[-99.78496,19.33592],[-99.78663,19.33584],[-99.78763,19.33642],[-99.7886,19.33697],[-99.79074,19.33757],[-99.79169,19.33784],[-99.79254,19.33808],[-99.7938,19.33792],[-99.79509,19.33776],[-99.7965,19.33758],[-99.79811,19.33738],[-99.79985,19.33716],[-99.8008,19.33705],[-99.80206,19.33629],[-99.80355,19.33659],[-99.80504,19.33688],[-99.80596,19.33707],[-99.80551,19.33858],[-99.80534,19.33949],[-99.80516,19.3406],[-99.80475,19.3418],[-99.80482,19.3423]]}}
Línea 115.0 kV | LineString | 115.0 kV | 1 |  |  | CFE |  |  |  |  | OpenStreetMap | {"type":"Feature","properties":{},"geometry":{"type":"LineString","coordinates":[[-95.6817,18.62009],[-95.68287,18.6201],[-95.68914,18.61763],[-95.69053,18.61689],[-95.69166,18.61636],[-95.69259,18.61588],[-95.69393,18.61521],[-95.69527,18.61453],[-95.69659,18.61384],[-95.69787,18.6132],[-95.6991,18.61259],[-95.70019,18.61203],[-95.70133,18.61146],[-95.70206,18.61045],[-95.70384,18.60804],[-95.70669,18.60414],[-95.70774,18.60136],[-95.70869,18.59872],[-95.70953,18.59642],[-95.70998,18.59518],[-95.7104,18.59402],[-95.71152,18.59104],[-95.71258,18.58814],[-95.71364,18.58523],[-95.71475,18.58226],[-95.71576,18.57906],[-95.71661,18.57627],[-95.71756,18.57334],[-95.71848,18.5704],[-95.71943,18.56737],[-95.72036,18.56441],[-95.72262,18.56226],[-95.72484,18.56015],[-95.72695,18.55817],[-95.72886,18.55632],[-95.73086,18.55447],[-95.73078,18.55197],[-95.7307,18.5497],[-95.73059,18.54699],[-95.7305,18.54405],[-95.73034,18.54051],[-95.7303,18.53806],[-95.73018,18.53496],[-95.72859,18.5326],[-95.72721,18.53058],[-95.72588,18.52861],[-95.72415,18.52608],[-95.7227,18.52394],[-95.7207,18.52102],[-95.71897,18.51849],[-95.71722,18.51588],[-95.71545,18.51329],[-95.71374,18.51075],[-95.71196,18.50859],[-95.71045,18.50675],[-95.70886,18.50483],[-95.70688,18.5024],[-95.70487,18.49996],[-95.70849,18.49241],[-95.71062,18.4909],[-95.71321,18.48907],[-95.71573,18.4873],[-95.71831,18.48547],[-95.72106,18.48353],[-95.72365,18.48091],[-95.72599,18.47854],[-95.72814,18.47634],[-95.73072,18.47429],[-95.73305,18.4724],[-95.73542,18.47048],[-95.73761,18.46873],[-95.74016,18.46666],[-95.73993,18.46373],[-95.73971,18.46065],[-95.73949,18.45801],[-95.73927,18.45491],[-95.73905,18.45189],[-95.73878,18.44886],[-95.73856,18.44579],[-95.73834,18.44291],[-95.7381,18.43985],[-95.73792,18.43708],[-95.73768,18.43411],[-95.73739,18.43032],[-95.73715,18.42715],[-95.73695,18.42471],[-95.73874,18.42187],[-95.74059,18.41889],[-95.74222,18.41627],[-95.74367,18.41391],[-95.74489,18.41195],[-95.74624,18.40977],[-95.74756,18.40765],[-95.74903,18.40526],[-95.75065,18.40267],[-95.75238,18.39989],[-95.7541,18.39711],[-95.75574,18.39446],[-95.75738,18.3918],[-95.75868,18.3897],[-95.75991,18.38773],[-95.75977,18.38619],[-95.75761,18.38376],[-95.75764,18.38042],[-95.75778,18.37646],[-95.75786,18.37597],[-95.75846,18.37579],[-95.75912,18.3756],[-95.75944,18.37507],[-95.7589,18.37335],[-95.7586,18.37235],[-95.75933,18.37213],[-95.75925,18.37188],[-95.75913,18.37193]]}}
Línea 115.0 kV | LineString | 115.0 kV | 2 |  |  | CFE |  |  |  |  | OpenStreetMap | {"type":"Feature","properties":{},"geometry":{"type":"LineString","coordinates":[[-95.6817,18.62009],[-95.68169,18.61992]]}}
Línea 115.0 kV | LineString | 115.0 kV | 1 |  |  | CFE |  |  |  |  | OpenStreetMap | {"type":"Feature","properties":{},"geometry":{"type":"LineString","coordinates":[[-96.16858,18.03367],[-96.16765,18.03414],[-96.16668,18.03463],[-96.16606,18.03494],[-96.16551,18.03539],[-96.16478,18.03747],[-96.16424,18.03858],[-96.16354,18.0395],[-96.16277,18.04054],[-96.16197,18.04156],[-96.16122,18.04251],[-96.16041,18.04355],[-96.1596,18.0446],[-96.15874,18.04563],[-96.15803,18.04676],[-96.15725,18.04722],[-96.15667,18.04766],[-96.15586,18.0478],[-96.15483,18.04786],[-96.15352,18.0479],[-96.15237,18.04799],[-96.15155,18.04847],[-96.1509,18.04914],[-96.15139,18.04995],[-96.15142,18.05026],[-96.15144,18.05042]]}}
Línea 115.0 kV | LineString | 115.0 kV | 3 |  |  | CFE |  |  |  |  | OpenStreetMap | {"type":"Feature","properties":{},"geometry":{"type":"LineString","coordinates":[[-96.35158,18.21711],[-96.35108,18.21662],[-96.3502,18.21655]]}}
Línea 115.0 kV | LineString | 115.0 kV | 1 |  |  | CFE |  |  |  |  | OpenStreetMap | {"type":"Feature","properties":{},"geometry":{"type":"LineString","coordinates":[[-96.3502,18.21655],[-96.34972,18.21677],[-96.34923,18.21711],[-96.34864,18.21768],[-96.34797,18.21824],[-96.34745,18.21873],[-96.34674,18.21937]]}}
Línea 115.0 kV | LineString | 115.0 kV | 1 |  |  | CFE |  |  |  |  | OpenStreetMap | {"type":"Feature","properties":{},"geometry":{"type":"LineString","coordinates":[[-96.34674,18.21937],[-96.34741,18.21916],[-96.34808,18.21856],[-96.34875,18.21797],[-96.34945,18.21732],[-96.34986,18.21694],[-96.3502,18.21655]]}}
Línea 115.0 kV | LineString | 115.0 kV | 3 |  |  | CFE |  |  |  |  | OpenStreetMap | {"type":"Feature","properties":{},"geometry":{"type":"LineString","coordinates":[[-96.34223,18.22214],[-96.34467,18.22066],[-96.34674,18.21937]]}}
Línea 115.0 kV | LineString | 115.0 kV | 1 |  |  | CFE |  |  |  |  | OpenStreetMap | {"type":"Feature","properties":{},"geometry":{"type":"LineString","coordinates":[[-96.1126,18.16871],[-96.11103,18.16937],[-96.1094,18.17009],[-96.10799,18.17067],[-96.1063,18.17136],[-96.10465,18.17208],[-96.10302,18.17279],[-96.1014,18.17348],[-96.09956,18.17382],[-96.09859,18.17412],[-96.09621,18.17488],[-96.09507,18.17509]]}}
Línea 115.0 kV | LineString | 115.0 kV | 1 |  |  | CFE |  |  |  |  | OpenStreetMap | {"type":"Feature","properties":{},"geometry":{"type":"LineString","coordinates":[[-96.0935,18.17477],[-96.09479,18.17533],[-96.09767,18.17547],[-96.10039,18.1756],[-96.10382,18.17576],[-96.10703,18.17591],[-96.11019,18.17607],[-96.11341,18.17623],[-96.11635,18.17637],[-96.11955,18.17653],[-96.12244,18.17737],[-96.12586,18.17835],[-96.12936,18.17937],[-96.13273,18.18034],[-96.13622,18.18135],[-96.13961,18.18233],[-96.1433,18.18338],[-96.14663,18.18435],[-96.14947,18.18518],[-96.15181,18.18586],[-96.15477,18.18672],[-96.15769,18.18755],[-96.16121,18.18857],[-96.16574,18.18987],[-96.16889,18.19078],[-96.17422,18.19233],[-96.17822,18.19348],[-96.18163,18.19446],[-96.18561,18.19562],[-96.18887,18.19656],[-96.19195,18.19745],[-96.195,18.19833],[-96.19869,18.1994],[-96.20257,18.20052],[-96.20586,18.20146],[-96.20906,18.20239],[-96.21256,18.2034],[-96.21574,18.20433],[-96.21888,18.20523],[-96.22397,18.20575],[-96.22687,18.20605],[-96.22972,18.20632],[-96.2329,18.20665],[-96.23652,18.20702],[-96.24058,18.20743],[-96.24391,18.20778],[-96.24787,18.20817],[-96.25085,18.20846],[-96.25245,18.20651],[-96.25569,18.20634],[-96.25852,18.20618],[-96.26162,18.20599],[-96.26484,18.2058],[-96.26829,18.20559],[-96.27106,18.20634],[-96.27433,18.20721],[-96.27805,18.2082],[-96.28115,18.20903],[-96.28479,18.21],[-96.28779,18.21079],[-96.29162,18.21183],[-96.29443,18.21257],[-96.29798,18.21351],[-96.30126,18.21439],[-96.30399,18.21511],[-96.30664,18.21583],[-96.3099,18.2167],[-96.31336,18.21762],[-96.31659,18.21848],[-96.31983,18.21934],[-96.32311,18.22021],[-96.32674,18.22119],[-96.33048,18.22218],[-96.3344,18.22323],[-96.33726,18.22398],[-96.33794,18.2238],[-96.33865,18.22361],[-96.33934,18.22341],[-96.33994,18.22325],[-96.34078,18.22303],[-96.34133,18.22268],[-96.34223,18.22214]]}}
Línea 115.0 kV | LineString | 115.0 kV | 1 |  |  | CFE |  |  |  |  | OpenStreetMap | {"type":"Feature","properties":{},"geometry":{"type":"LineString","coordinates":[[-96.09507,18.17509],[-96.09641,18.17443],[-96.09846,18.17279],[-96.10064,18.17098],[-96.10039,18.16908],[-96.09943,18.16457],[-96.09886,18.16086],[-96.09843,18.1585],[-96.09722,18.15628],[-96.09582,18.15375],[-96.09448,18.15131],[-96.09312,18.14882],[-96.09179,18.14638],[-96.09037,18.14381],[-96.08887,18.14109],[-96.08764,18.13881],[-96.08605,18.13711],[-96.08469,18.13561],[-96.0824,18.13318],[-96.08135,18.13203],[-96.08036,18.13097],[-96.07934,18.1299],[-96.07599,18.1263],[-96.07476,18.12496],[-96.06913,18.1189],[-96.06742,18.11707],[-96.06558,18.11508],[-96.06388,18.11328],[-96.06226,18.113],[-96.06025,18.11262],[-96.05916,18.11242],[-96.05775,18.11218],[-96.05609,18.11188],[-96.05469,18.11162],[-96.05312,18.11135],[-96.05125,18.111],[-96.04948,18.11066],[-96.04715,18.11025],[-96.04456,18.10976],[-96.04076,18.10905],[-96.03955,18.10885],[-96.03862,18.10905],[-96.0341,18.11004],[-96.03175,18.11056],[-96.03028,18.11089],[-96.02826,18.11133],[-96.02611,18.11179],[-96.02352,18.11239],[-96.02197,18.1127],[-96.02033,18.11307],[-96.01849,18.1135],[-96.01369,18.11453],[-95.9974,18.10857],[-95.99685,18.10835],[-95.99467,18.10745],[-95.99323,18.10688],[-95.99208,18.10535],[-95.9913,18.10433],[-95.99035,18.10309],[-95.98964,18.10214],[-95.98875,18.10097],[-95.98774,18.09962],[-95.98662,18.09817],[-95.98582,18.0971],[-95.98463,18.09552],[-95.98346,18.09417],[-95.98251,18.09291],[-95.98123,18.09125],[-95.98007,18.08971],[-95.9788,18.08802],[-95.97781,18.08669],[-95.97704,18.08567],[-95.97621,18.08457],[-95.97545,18.08357],[-95.97516,18.0822],[-95.97492,18.08104],[-95.9745,18.07898],[-95.97389,18.07618],[-95.97329,18.07322],[-95.97258,18.0725],[-95.96527,18.0652],[-95.95455,18.05434],[-95.94794,18.05461],[-95.945,18.05473],[-95.93981,18.05495],[-95.93037,18.0553],[-95.91437,18.06708],[-95.91289,18.06818],[-95.91199,18.06883],[-95.91042,18.06999],[-95.90906,18.071],[-95.90729,18.0723],[-95.90683,18.07264],[-95.90427,18.07454],[-95.9029,18.07554],[-95.90136,18.07666],[-95.89969,18.0779],[-95.89839,18.07883],[-95.89546,18.081],[-95.89357,18.08236],[-95.89137,18.08386]]}}
Línea 115.0 kV | LineString | 115.0 kV | 1 |  |  | CFE |  |  |  |  | OpenStreetMap | {"type":"Feature","properties":{},"geometry":{"type":"LineString","coordinates":[[-94.64031,17.98416],[-94.63981,17.98406]]}}
Línea 115.0 kV | LineString | 115.0 kV | 1 |  |  | CFE |  |  |  |  | OpenStreetMap | {"type":"Feature","properties":{},"geometry":{"type":"LineString","coordinates":[[-94.63979,17.98415],[-94.64031,17.98416]]}}
Línea 115.0 kV | LineString | 115.0 kV | 2 |  |  | CFE |  |  |  |  | OpenStreetMap | {"type":"Feature","properties":{},"geometry":{"type":"LineString","coordinates":[[-94.65618,17.9846],[-94.65643,17.98531],[-94.65919,17.9863],[-94.66305,17.98762],[-94.66589,17.98749],[-94.66916,17.98732],[-94.67231,17.98719],[-94.67571,17.987],[-94.67909,17.98675],[-94.68031,17.98956],[-94.68163,17.99244],[-94.68316,17.996],[-94.68444,17.99889],[-94.68567,18.00172],[-94.68658,18.00377],[-94.68792,18.00686],[-94.68883,18.00806],[-94.68967,18.011],[-94.69004,18.01246],[-94.68936,18.01334],[-94.68934,18.01396]]}}
Línea 115.0 kV | LineString | 115.0 kV | 1 |  |  | CFE |  |  |  |  | OpenStreetMap | {"type":"Feature","properties":{},"geometry":{"type":"LineString","coordinates":[[-94.68934,18.01396],[-94.68984,18.01312],[-94.69017,18.01253],[-94.69031,18.01164],[-94.6922,18.00974],[-94.69305,18.00888],[-94.69332,18.00816],[-94.69391,18.00554],[-94.69521,18.00403],[-94.69757,18.00094],[-94.69888,17.99905],[-94.6995,17.99721],[-94.69984,17.99633],[-94.70231,17.99164],[-94.70476,17.98711],[-94.70524,17.98731]]}}
Línea 115.0 kV | LineString | 115.0 kV | 1 |  |  | CFE |  |  |  |  | OpenStreetMap | {"type":"Feature","properties":{},"geometry":{"type":"LineString","coordinates":[[-92.9658,17.58178],[-92.96569,17.58206],[-92.96535,17.58194],[-92.96576,17.58083],[-92.96729,17.57991],[-92.96934,17.5762],[-92.97075,17.57218],[-92.97323,17.57109],[-92.97623,17.56978],[-92.98075,17.5678],[-92.98393,17.56642],[-92.98808,17.56461],[-92.99171,17.563],[-92.99463,17.56173],[-92.99977,17.55948],[-93.00336,17.55791],[-93.00858,17.55562],[-93.01028,17.55487],[-93.01339,17.55351],[-93.01804,17.55147],[-93.02274,17.54941],[-93.02584,17.54805],[-93.02691,17.54756],[-93.03095,17.54678],[-93.03201,17.54659],[-93.03804,17.54542],[-93.04195,17.54466],[-93.04872,17.54335],[-93.05537,17.54206],[-93.0582,17.54151],[-93.06059,17.54102],[-93.06185,17.53957],[-93.06357,17.53757],[-93.06782,17.53259],[-93.07233,17.52733],[-93.07514,17.52403],[-93.07617,17.52065],[-93.07728,17.517],[-93.07822,17.51387],[-93.0792,17.51066],[-93.08038,17.50676],[-93.08151,17.50301],[-93.08268,17.49918],[-93.08337,17.49694],[-93.08405,17.49565],[-93.08595,17.49207],[-93.08676,17.49058],[-93.09215,17.48994],[-93.09531,17.48955],[-93.09843,17.48917],[-93.10157,17.49031],[-93.10493,17.49152],[-93.10846,17.49277],[-93.11277,17.49432],[-93.11506,17.49512],[-93.11513,17.4955],[-93.11475,17.49558],[-93.11449,17.49564]]}}
Línea 115.0 kV | LineString | 115.0 kV |  |  |  | CFE |  |  |  |  | OpenStreetMap | {"type":"Feature","properties":{},"geometry":{"type":"LineString","coordinates":[[-96.09663,18.17641],[-96.16671,18.25687],[-96.26148,18.35427]]}}
Línea 115.0 kV | LineString | 115.0 kV |  |  |  | CFE |  |  |  |  | OpenStreetMap | {"type":"Feature","properties":{},"geometry":{"type":"LineString","coordinates":[[-95.12128,18.42491],[-95.12114,18.42511]]}}
Línea 115.0 kV | LineString | 115.0 kV |  |  |  | CFE |  |  |  |  | OpenStreetMap | {"type":"Feature","properties":{},"geometry":{"type":"LineString","coordinates":[[-95.12124,18.42517],[-95.12128,18.42491]]}}
Línea 115.0 kV | LineString | 115.0 kV | 2 |  |  | CFE |  |  |  |  | OpenStreetMap | {"type":"Feature","properties":{},"geometry":{"type":"LineString","coordinates":[[-95.12128,18.42491],[-95.12164,18.42515],[-95.12197,18.42429],[-95.12363,18.42427],[-95.12958,18.42578],[-95.13152,18.42378],[-95.13505,18.4202],[-95.13921,18.41761],[-95.1444,18.41342],[-95.14621,18.41323],[-95.14901,18.41361],[-95.15299,18.41442]]}}
Línea 115.0 kV | LineString | 115.0 kV | 1 |  |  | CFE |  |  |  |  | OpenStreetMap | {"type":"Feature","properties":{},"geometry":{"type":"LineString","coordinates":[[-98.17791,19.1299],[-98.17813,19.12925],[-98.18046,19.1254],[-98.18182,19.12314],[-98.18264,19.12175],[-98.18486,19.11799],[-98.18629,19.11565],[-98.18775,19.11328],[-98.18852,19.11193],[-98.18943,19.11039],[-98.19002,19.1094],[-98.19064,19.10842],[-98.19088,19.10742],[-98.19098,19.107],[-98.19125,19.10587],[-98.19157,19.1045],[-98.19227,19.10163],[-98.19273,19.09948],[-98.19336,19.09676],[-98.1939,19.09449],[-98.1944,19.09236],[-98.19481,19.09066],[-98.19516,19.08914],[-98.19544,19.08798],[-98.19604,19.08572]]}}
Línea 115.0 kV | LineString | 115.0 kV | 1 |  |  | CFE |  |  |  |  | OpenStreetMap | {"type":"Feature","properties":{},"geometry":{"type":"LineString","coordinates":[[-98.15553,19.07084],[-98.15543,19.0712]]}}
Línea 115.0 kV | LineString | 115.0 kV | 1 |  |  | CFE |  |  |  |  | OpenStreetMap | {"type":"Feature","properties":{},"geometry":{"type":"LineString","coordinates":[[-98.15542,19.07081],[-98.15543,19.0712]]}}
Línea 115.0 kV | LineString | 115.0 kV | 2 |  |  | CFE |  |  |  |  | OpenStreetMap | {"type":"Feature","properties":{},"geometry":{"type":"LineString","coordinates":[[-98.18041,19.06454],[-98.18107,19.06462],[-98.18192,19.06474],[-98.18271,19.0648],[-98.18358,19.06483],[-98.18441,19.06487],[-98.18534,19.06493],[-98.18626,19.06497],[-98.18735,19.06503],[-98.18844,19.06507],[-98.18958,19.06508],[-98.18985,19.06506],[-98.19073,19.065],[-98.19182,19.06487],[-98.19213,19.06482],[-98.19252,19.06476],[-98.19341,19.06457],[-98.19447,19.0643],[-98.19551,19.06402],[-98.19626,19.06381],[-98.19702,19.0636],[-98.19806,19.0633],[-98.19909,19.06304],[-98.20021,19.06279],[-98.20123,19.06248],[-98.20196,19.06227],[-98.20296,19.06195],[-98.20401,19.06153],[-98.2049,19.06107],[-98.20569,19.06065],[-98.20647,19.06023]]}}
Línea 115.0 kV | LineString | 115.0 kV | 2 |  |  | CFE |  |  |  |  | OpenStreetMap | {"type":"Feature","properties":{},"geometry":{"type":"LineString","coordinates":[[-98.17943,19.06442],[-98.17832,19.06431],[-98.17718,19.06416],[-98.17606,19.06404],[-98.17491,19.0639],[-98.17379,19.06376],[-98.17271,19.06362],[-98.17163,19.06347],[-98.17148,19.06319],[-98.17162,19.06219],[-98.17159,19.06141],[-98.17194,19.06133],[-98.17254,19.06172]]}}
Línea 115.0 kV | LineString | 115.0 kV | 1 |  |  | CFE |  |  |  |  | OpenStreetMap | {"type":"Feature","properties":{},"geometry":{"type":"LineString","coordinates":[[-98.24929,19.02173],[-98.24911,19.0218]]}}
Línea 115.0 kV | LineString | 115.0 kV | 1 |  |  | CFE |  |  |  |  | OpenStreetMap | {"type":"Feature","properties":{},"geometry":{"type":"LineString","coordinates":[[-98.24929,19.02173],[-98.24912,19.02168]]}}
Línea 115.0 kV | LineString | 115.0 kV | 1 |  |  | CFE |  |  |  |  | OpenStreetMap | {"type":"Feature","properties":{},"geometry":{"type":"LineString","coordinates":[[-98.20647,19.06023],[-98.20705,19.05978]]}}
Línea 115.0 kV | LineString | 115.0 kV | 1 |  |  | CFE |  |  |  |  | OpenStreetMap | {"type":"Feature","properties":{},"geometry":{"type":"LineString","coordinates":[[-96.17858,18.75907],[-96.30251,18.79015]]}}
Línea 115.0 kV | LineString | 115.0 kV | 2 |  |  | CFE |  |  |  |  | OpenStreetMap | {"type":"Feature","properties":{},"geometry":{"type":"LineString","coordinates":[[-97.6808,19.48264],[-97.68216,19.48402],[-97.68297,19.48484]]}}
Línea 115.0 kV | LineString | 115.0 kV | 2 |  |  | CFE |  |  |  |  | OpenStreetMap | {"type":"Feature","properties":{},"geometry":{"type":"LineString","coordinates":[[-97.67664,19.4784],[-97.67705,19.47882],[-97.67854,19.48036]]}}
Línea 115.0 kV | LineString | 115.0 kV | 1 |  |  | CFE |  |  |  |  | OpenStreetMap | {"type":"Feature","properties":{},"geometry":{"type":"LineString","coordinates":[[-97.67854,19.48036],[-97.6797,19.48165],[-97.6808,19.48264]]}}
Línea 115.0 kV | LineString | 115.0 kV | 1 |  |  | CFE |  |  |  |  | OpenStreetMap | {"type":"Feature","properties":{},"geometry":{"type":"LineString","coordinates":[[-97.67854,19.48036],[-97.6798,19.48156],[-97.6808,19.48264]]}}
Línea 115.0 kV | LineString | 115.0 kV | 1 |  |  | CFE |  |  |  |  | OpenStreetMap | {"type":"Feature","properties":{},"geometry":{"type":"LineString","coordinates":[[-97.68297,19.48484],[-97.68189,19.48608]]}}
Línea 115.0 kV | LineString | 115.0 kV | 1 |  |  | CFE |  |  |  |  | OpenStreetMap | {"type":"Feature","properties":{},"geometry":{"type":"LineString","coordinates":[[-98.09416,19.38662],[-98.09465,19.38688]]}}
Línea 115.0 kV | LineString | 115.0 kV | 1 |  |  | CFE |  |  |  |  | OpenStreetMap | {"type":"Feature","properties":{},"geometry":{"type":"LineString","coordinates":[[-98.09465,19.38688],[-98.09412,19.38669]]}}
Línea 115.0 kV | LineString | 115.0 kV | 1 |  |  | CFE |  |  |  |  | OpenStreetMap | {"type":"Feature","properties":{},"geometry":{"type":"LineString","coordinates":[[-98.10877,19.3967],[-98.11045,19.39596],[-98.11223,19.39518],[-98.11412,19.39436],[-98.11643,19.39336],[-98.11823,19.39258],[-98.11971,19.39194],[-98.12178,19.39104],[-98.12372,19.3902],[-98.1247,19.38977],[-98.1264,19.38903],[-98.12838,19.38814],[-98.12995,19.38748],[-98.13131,19.38689],[-98.13462,19.38549],[-98.13652,19.3846],[-98.13701,19.38442],[-98.13687,19.38385],[-98.1372,19.38375]]}}
Línea 115.0 kV | LineString | 115.0 kV | 2 |  |  | CFE |  |  |  |  | OpenStreetMap | {"type":"Feature","properties":{},"geometry":{"type":"LineString","coordinates":[[-98.09465,19.38688],[-98.09559,19.38927],[-98.09642,19.39138],[-98.09874,19.39253],[-98.10298,19.39229],[-98.10724,19.39552],[-98.10842,19.39577],[-98.10866,19.39643],[-98.10877,19.3967]]}}
Línea 115.0 kV | LineString | 115.0 kV | 1 |  |  | CFE |  |  |  |  | OpenStreetMap | {"type":"Feature","properties":{},"geometry":{"type":"LineString","coordinates":[[-97.93112,19.32742],[-97.93083,19.32695]]}}
Línea 115.0 kV | LineString | 115.0 kV | 1 |  |  | CFE |  |  |  |  | OpenStreetMap | {"type":"Feature","properties":{},"geometry":{"type":"LineString","coordinates":[[-97.93084,19.32679],[-97.93112,19.32742]]}}
Línea 115.0 kV | LineString | 115.0 kV | 1 |  |  | CFE |  |  |  |  | OpenStreetMap | {"type":"Feature","properties":{},"geometry":{"type":"LineString","coordinates":[[-97.9309,19.32673],[-97.93136,19.3272],[-97.93282,19.32852],[-97.93632,19.32948],[-97.94053,19.33062],[-97.94445,19.33165],[-97.94854,19.33275],[-97.9526,19.33382],[-97.96021,19.33586],[-97.96349,19.33674],[-97.96627,19.33747],[-97.96949,19.33835],[-97.97333,19.33938],[-97.97678,19.34017],[-97.97742,19.34071],[-97.97906,19.34042],[-97.98174,19.34244],[-97.98489,19.34479],[-97.98815,19.34726],[-97.99081,19.34923],[-97.99463,19.34989],[-97.99889,19.35064],[-98.00297,19.35132],[-98.00714,19.35203],[-98.011,19.35271],[-98.01539,19.35345],[-98.01928,19.35414],[-98.02169,19.35352],[-98.02319,19.35363],[-98.02639,19.35475],[-98.0299,19.35597],[-98.03218,19.35636],[-98.03559,19.35695],[-98.04052,19.3578],[-98.0433,19.35829],[-98.04732,19.35898],[-98.05004,19.35945],[-98.05365,19.35947],[-98.05729,19.35949],[-98.06067,19.36117],[-98.06381,19.36274],[-98.06787,19.36478],[-98.07133,19.36649],[-98.07288,19.36877],[-98.07442,19.37106],[-98.0759,19.37326],[-98.07685,19.37382],[-98.07803,19.37508],[-98.08292,19.37759],[-98.08409,19.37893],[-98.08582,19.38095],[-98.08741,19.38177],[-98.09067,19.38284],[-98.0946,19.38414],[-98.09539,19.38587],[-98.09477,19.38657],[-98.09426,19.38638]]}}
Línea 115.0 kV | LineString | 115.0 kV | 1 |  |  | CFE |  |  |  |  | OpenStreetMap | {"type":"Feature","properties":{},"geometry":{"type":"LineString","coordinates":[[-97.9472,19.34123],[-97.94815,19.34106],[-97.94941,19.34053],[-97.95094,19.33989],[-97.95228,19.33933],[-97.95346,19.33883],[-97.9544,19.33845],[-97.95568,19.33792],[-97.95713,19.33729],[-97.95979,19.3362],[-97.96105,19.33566],[-97.96224,19.33517],[-97.96342,19.33467],[-97.96523,19.33391],[-97.96648,19.33344],[-97.96672,19.33334]]}}
Línea 115.0 kV | LineString | 115.0 kV | 1 |  |  | CFE |  |  |  |  | OpenStreetMap | {"type":"Feature","properties":{},"geometry":{"type":"LineString","coordinates":[[-98.19303,19.36542],[-98.19324,19.36554],[-98.19342,19.36525],[-98.19257,19.36474],[-98.19105,19.36385],[-98.18986,19.36315],[-98.18756,19.36179],[-98.18622,19.361],[-98.18502,19.36157],[-98.1838,19.36215],[-98.18001,19.36397],[-98.1774,19.36523],[-98.17569,19.36604],[-98.17392,19.36689],[-98.17138,19.36812],[-98.16999,19.36878],[-98.16864,19.36942],[-98.16618,19.37059],[-98.16454,19.37138],[-98.16294,19.37214],[-98.16119,19.37298],[-98.15929,19.37391],[-98.15772,19.37465],[-98.15608,19.37546],[-98.15448,19.37622],[-98.1526,19.37708],[-98.15078,19.37796],[-98.14897,19.37885],[-98.14756,19.3795],[-98.14544,19.38055],[-98.14434,19.38105],[-98.14328,19.38157],[-98.14178,19.3823],[-98.14014,19.38307],[-98.13701,19.38442],[-98.13698,19.38393],[-98.13723,19.38384]]}}
Línea 115.0 kV | LineString | 115.0 kV | 1 |  |  | CFE |  |  |  |  | OpenStreetMap | {"type":"Feature","properties":{},"geometry":{"type":"LineString","coordinates":[[-98.07964,19.5025],[-98.0796,19.50265],[-98.07955,19.50305],[-98.0793,19.50448],[-98.07815,19.50437],[-98.07692,19.50423],[-98.0757,19.5041],[-98.07448,19.50395],[-98.07352,19.50379],[-98.07252,19.50348],[-98.07156,19.50303],[-98.0704,19.50213],[-98.06941,19.50135],[-98.06841,19.50045],[-98.0674,19.49954],[-98.0664,19.49867],[-98.06582,19.49886]]}}
Línea 115.0 kV | LineString | 115.0 kV | 1 |  |  | CFE |  |  |  |  | OpenStreetMap | {"type":"Feature","properties":{},"geometry":{"type":"LineString","coordinates":[[-98.0704,19.50213],[-98.07053,19.50133],[-98.07097,19.50139]]}}
Línea 115.0 kV | LineString | 115.0 kV | 1 |  |  | CFE |  |  |  |  | OpenStreetMap | {"type":"Feature","properties":{},"geometry":{"type":"LineString","coordinates":[[-97.3527,19.84629],[-97.35273,19.84597]]}}
Línea 115.0 kV | LineString | 115.0 kV | 1 |  |  | CFE |  |  |  |  | OpenStreetMap | {"type":"Feature","properties":{},"geometry":{"type":"LineString","coordinates":[[-97.35273,19.84597],[-97.35262,19.84627]]}}
Línea 115.0 kV | LineString | 115.0 kV | 1 |  |  | CFE |  |  |  |  | OpenStreetMap | {"type":"Feature","properties":{},"geometry":{"type":"LineString","coordinates":[[-97.34468,19.83961],[-97.34625,19.83538],[-97.34973,19.83072],[-97.35352,19.82049],[-97.35481,19.81696],[-97.35613,19.81465],[-97.35763,19.81208],[-97.35985,19.8084],[-97.36138,19.80441],[-97.3619,19.80202],[-97.36293,19.80083],[-97.36355,19.7996]]}}
Línea 115.0 kV | LineString | 115.0 kV | 2 |  |  | CFE |  |  |  |  | OpenStreetMap | {"type":"Feature","properties":{},"geometry":{"type":"LineString","coordinates":[[-97.35273,19.84597],[-97.34848,19.84544],[-97.34749,19.84502],[-97.34496,19.84153],[-97.34468,19.83961]]}}
Línea 115.0 kV | LineString | 115.0 kV | 2 |  |  | CFE |  |  |  |  | OpenStreetMap | {"type":"Feature","properties":{},"geometry":{"type":"LineString","coordinates":[[-97.2473,19.58214],[-97.24428,19.58198],[-97.2426,19.58402],[-97.24065,19.58634],[-97.23849,19.58891],[-97.23676,19.59095],[-97.23445,19.59365],[-97.23222,19.59636],[-97.22981,19.59922],[-97.22748,19.60199],[-97.22646,19.60327],[-97.22548,19.60445],[-97.22325,19.60712],[-97.221,19.6097],[-97.21861,19.61254],[-97.21664,19.61489],[-97.21448,19.61745],[-97.21218,19.62019],[-97.20991,19.62288],[-97.20789,19.62527],[-97.20569,19.62791],[-97.20323,19.6308],[-97.20104,19.63343],[-97.19916,19.63567],[-97.197,19.63824],[-97.19485,19.64079],[-97.1927,19.64335],[-97.19062,19.64582],[-97.18871,19.64809],[-97.18684,19.6503],[-97.18426,19.6534],[-97.18197,19.65607],[-97.17981,19.65865],[-97.17775,19.66116],[-97.17592,19.6641]]}}
Línea 115.0 kV | LineString | 115.0 kV | 1 |  |  | CFE |  |  |  |  | OpenStreetMap | {"type":"Feature","properties":{},"geometry":{"type":"LineString","coordinates":[[-97.17592,19.6641],[-97.17653,19.66462],[-97.17783,19.66559],[-97.18141,19.66827],[-97.18421,19.67024],[-97.18682,19.67213],[-97.1891,19.67378],[-97.19137,19.67544],[-97.20756,19.68226],[-97.20984,19.68316],[-97.21254,19.68425],[-97.21518,19.68539],[-97.21883,19.68695],[-97.22229,19.68837],[-97.22488,19.68937],[-97.2291,19.69135],[-97.23022,19.69364],[-97.2314,19.69588],[-97.23346,19.69994],[-97.2341,19.70132],[-97.23586,19.70471],[-97.23781,19.70851],[-97.2385,19.70991],[-97.23969,19.71085],[-97.24396,19.71405],[-97.24831,19.71732],[-97.24992,19.71852],[-97.25215,19.72021],[-97.25545,19.72263],[-97.25746,19.72418],[-97.25983,19.72596],[-97.26238,19.72788],[-97.26574,19.73039],[-97.26886,19.73274],[-97.2713,19.73456],[-97.27447,19.73695],[-97.27733,19.73911],[-97.2812,19.74197],[-97.28215,19.7437]]}}
Línea 115.0 kV | LineString | 115.0 kV | 1 |  |  | CFE |  |  |  |  | OpenStreetMap | {"type":"Feature","properties":{},"geometry":{"type":"LineString","coordinates":[[-97.24809,19.58222],[-97.2473,19.58214]]}}
Línea 115.0 kV | LineString | 115.0 kV | 1 |  |  | CFE |  |  |  |  | OpenStreetMap | {"type":"Feature","properties":{},"geometry":{"type":"LineString","coordinates":[[-97.24809,19.58206],[-97.2473,19.58214]]}}
Línea 115.0 kV | LineString | 115.0 kV | 2 |  |  | CFE |  |  |  |  | OpenStreetMap | {"type":"Feature","properties":{},"geometry":{"type":"LineString","coordinates":[[-97.13609,19.63997],[-97.13585,19.64125]]}}
Línea 115.0 kV | LineString | 115.0 kV | 1 |  |  | CFE |  |  |  |  | OpenStreetMap | {"type":"Feature","properties":{},"geometry":{"type":"LineString","coordinates":[[-97.13609,19.63997],[-97.13647,19.63997]]}}
Línea 115.0 kV | LineString | 115.0 kV | 1 |  |  | CFE |  |  |  |  | OpenStreetMap | {"type":"Feature","properties":{},"geometry":{"type":"LineString","coordinates":[[-97.13645,19.64007],[-97.13609,19.63997]]}}
Línea 115.0 kV | LineString | 115.0 kV | 1 |  |  | CFE |  |  |  |  | OpenStreetMap | {"type":"Feature","properties":{},"geometry":{"type":"LineString","coordinates":[[-97.20029,19.97895],[-97.19947,19.97825],[-97.20022,19.97903]]}}
Línea 115.0 kV | LineString | 115.0 kV | 2 |  |  | CFE |  |  |  |  | OpenStreetMap | {"type":"Feature","properties":{},"geometry":{"type":"LineString","coordinates":[[-97.19127,19.97571],[-97.19445,19.9762],[-97.1972,19.97644],[-97.19947,19.97825]]}}
Línea 115.0 kV | LineString | 115.0 kV | 3 |  |  | CFE |  |  |  |  | OpenStreetMap | {"type":"Feature","properties":{},"geometry":{"type":"LineString","coordinates":[[-98.41188,19.29303],[-98.4115,19.29268]]}}
Línea 115.0 kV | LineString | 115.0 kV | 2 |  |  | CFE |  |  |  |  | OpenStreetMap | {"type":"Feature","properties":{},"geometry":{"type":"LineString","coordinates":[[-98.41848,19.302],[-98.41754,19.30199]]}}
Línea 115.0 kV | LineString | 115.0 kV | 1 |  |  | CFE |  |  |  |  | OpenStreetMap | {"type":"Feature","properties":{},"geometry":{"type":"LineString","coordinates":[[-98.41901,19.30195],[-98.41848,19.302]]}}
Línea 115.0 kV | LineString | 115.0 kV | 1 |  |  | CFE |  |  |  |  | OpenStreetMap | {"type":"Feature","properties":{},"geometry":{"type":"LineString","coordinates":[[-98.41901,19.302],[-98.41848,19.302]]}}
Línea 115.0 kV | LineString | 115.0 kV | 1 |  |  | CFE |  |  |  |  | OpenStreetMap | {"type":"Feature","properties":{},"geometry":{"type":"LineString","coordinates":[[-98.41848,19.30234],[-98.41902,19.30228]]}}
Línea 115.0 kV | LineString | 115.0 kV | 1 |  |  | CFE |  |  |  |  | OpenStreetMap | {"type":"Feature","properties":{},"geometry":{"type":"LineString","coordinates":[[-98.41902,19.30234],[-98.41848,19.30234]]}}
Línea 115.0 kV | LineString | 115.0 kV | 2 |  |  | CFE |  |  |  |  | OpenStreetMap | {"type":"Feature","properties":{},"geometry":{"type":"LineString","coordinates":[[-98.41754,19.30199],[-98.41848,19.30234]]}}
Línea 115.0 kV | LineString | 115.0 kV | 1 |  |  | CFE |  |  |  |  | OpenStreetMap | {"type":"Feature","properties":{},"geometry":{"type":"LineString","coordinates":[[-98.38529,19.16347],[-98.38525,19.16361],[-98.38564,19.16354],[-98.38558,19.16287],[-98.38549,19.16224],[-98.38544,19.16167],[-98.38627,19.16159],[-98.38657,19.16124],[-98.38641,19.1599],[-98.38645,19.15911],[-98.3865,19.15832]]}}
Línea 115.0 kV | LineString | 115.0 kV | 1 |  |  | CFE |  |  |  |  | OpenStreetMap | {"type":"Feature","properties":{},"geometry":{"type":"LineString","coordinates":[[-98.22282,19.16375],[-98.22281,19.16353],[-98.22259,19.16353]]}}
Línea 115.0 kV | LineString | 115.0 kV | 1 |  |  | CFE |  |  |  |  | OpenStreetMap | {"type":"Feature","properties":{},"geometry":{"type":"LineString","coordinates":[[-98.22282,19.16375],[-98.22259,19.16377]]}}
Línea 115.0 kV | LineString | 115.0 kV | 1 |  |  | CFE |  |  |  |  | OpenStreetMap | {"type":"Feature","properties":{},"geometry":{"type":"LineString","coordinates":[[-97.37893,18.44028],[-97.37889,18.44048]]}}
Línea 115.0 kV | LineString | 115.0 kV | 1 |  |  | CFE |  |  |  |  | OpenStreetMap | {"type":"Feature","properties":{},"geometry":{"type":"LineString","coordinates":[[-97.37899,18.44049],[-97.37893,18.44028]]}}
Línea 115.0 kV | LineString | 115.0 kV | 2 |  |  | CFE |  |  |  |  | OpenStreetMap | {"type":"Feature","properties":{},"geometry":{"type":"LineString","coordinates":[[-97.37893,18.44028],[-97.37867,18.44019],[-97.37765,18.4414],[-97.37603,18.44311],[-97.37473,18.44458],[-97.37134,18.44537],[-97.36654,18.44654],[-97.36247,18.44754]]}}
Línea 115.0 kV | LineString | 115.0 kV | 1 |  |  | CFE |  |  |  |  | OpenStreetMap | {"type":"Feature","properties":{},"geometry":{"type":"LineString","coordinates":[[-97.36247,18.44754],[-97.36104,18.44805],[-97.36224,18.45178],[-97.36346,18.45579],[-97.36457,18.45947],[-97.36565,18.46303],[-97.36633,18.46507],[-97.36959,18.46806],[-97.37622,18.47401],[-97.3797,18.47714],[-97.38453,18.47709],[-97.38459,18.48667],[-97.38577,18.48739],[-97.38717,18.48828],[-97.38854,18.48914],[-97.39076,18.49052],[-97.39248,18.49159],[-97.39311,18.49201],[-97.39402,18.49257],[-97.39563,18.4936],[-97.39724,18.49457],[-97.39889,18.49563],[-97.40078,18.49681],[-97.40248,18.49786],[-97.40457,18.49886]]}}
Línea 115.0 kV | LineString | 115.0 kV | 1 |  |  | CFE |  |  |  |  | OpenStreetMap | {"type":"Feature","properties":{},"geometry":{"type":"LineString","coordinates":[[-98.15427,19.06463],[-98.15469,19.0635],[-98.15513,19.06229],[-98.15553,19.06117],[-98.15582,19.06121],[-98.15599,19.06125]]}}
Línea 115.0 kV | LineString | 115.0 kV | 2 |  |  | CFE |  |  |  |  | OpenStreetMap | {"type":"Feature","properties":{},"geometry":{"type":"LineString","coordinates":[[-98.25388,18.98589],[-98.25596,18.98722],[-98.257,18.98787],[-98.25953,18.98946],[-98.26164,18.99077],[-98.26215,18.99164],[-98.26271,18.99187],[-98.26487,18.99261]]}}
Línea 115.0 kV | LineString | 115.0 kV | 1 |  |  | CFE |  |  |  |  | OpenStreetMap | {"type":"Feature","properties":{},"geometry":{"type":"LineString","coordinates":[[-98.24909,18.98602],[-98.24929,18.98593],[-98.25004,18.98581],[-98.25173,18.98692],[-98.25252,18.98736],[-98.25311,18.98656],[-98.25356,18.98593],[-98.25388,18.98589]]}}
Línea 115.0 kV | LineString | 115.0 kV | 1 |  |  | CFE |  |  |  |  | OpenStreetMap | {"type":"Feature","properties":{},"geometry":{"type":"LineString","coordinates":[[-98.25388,18.98589],[-98.25364,18.986],[-98.25319,18.98663],[-98.25255,18.9875],[-98.25173,18.98704],[-98.25087,18.98646],[-98.24997,18.98588],[-98.24932,18.98601],[-98.24913,18.98611]]}}
Línea 115.0 kV | LineString | 115.0 kV | 1 |  |  | CFE |  |  |  |  | OpenStreetMap | {"type":"Feature","properties":{},"geometry":{"type":"LineString","coordinates":[[-97.03204,19.06974],[-97.03071,19.0721],[-97.02914,19.07464],[-97.02822,19.07617],[-97.02738,19.07763],[-97.02581,19.0803],[-97.02535,19.081],[-97.01818,19.09412],[-97.01577,19.09695],[-97.01382,19.1003],[-97.01268,19.10214],[-97.01113,19.10475],[-97.00923,19.10794],[-97.00672,19.11215],[-97.00545,19.11429],[-96.9979,19.11956],[-96.99433,19.12206],[-96.99088,19.12448],[-96.98863,19.12607],[-96.98374,19.12957],[-96.98336,19.13167],[-96.98267,19.13613],[-96.98214,19.13893],[-96.98133,19.14064],[-96.98017,19.14315],[-96.97891,19.14588],[-96.97844,19.14615]]}}
Línea 115.0 kV | LineString | 115.0 kV | 1 |  |  | CFE |  |  |  |  | OpenStreetMap | {"type":"Feature","properties":{},"geometry":{"type":"LineString","coordinates":[[-97.03204,19.06974],[-97.03183,19.0677],[-97.03174,19.06582],[-97.03159,19.06373],[-97.03142,19.06052],[-97.03127,19.05796],[-97.03118,19.05648],[-97.03106,19.05433],[-97.03096,19.05263],[-97.03086,19.05067],[-97.03073,19.04851],[-97.03053,19.04495],[-97.03027,19.04083],[-97.02886,19.03107],[-97.02837,19.028],[-97.02809,19.02659],[-97.02766,19.02419],[-97.02608,19.0175],[-97.02571,19.01584],[-97.02502,19.01318],[-97.02248,19.00365],[-97.02165,19.00077],[-97.02118,18.99914],[-97.01991,18.9947],[-97.01606,18.98629],[-97.01559,18.98525],[-97.01462,18.98314],[-97.01279,18.97911],[-97.01091,18.97499],[-97.0105,18.97409],[-97.00983,18.97265],[-97.00939,18.97168],[-97.00891,18.9706],[-97.00935,18.96182],[-97.0097,18.95759],[-97.00929,18.94814],[-97.00859,18.94075],[-97.00774,18.93461],[-97.00671,18.93078],[-97.00379,18.92205],[-97.00274,18.91897],[-97.0022,18.91741],[-97.0019,18.91632],[-97.00171,18.91568],[-97.00125,18.91455],[-97.00143,18.91441]]}}
Línea 115.0 kV | LineString | 115.0 kV | 1 |  |  | CFE |  |  |  |  | OpenStreetMap | {"type":"Feature","properties":{},"geometry":{"type":"LineString","coordinates":[[-97.99249,22.44219],[-97.99231,22.44341],[-97.99207,22.445],[-97.99182,22.44657],[-97.99158,22.44816],[-97.99134,22.44973],[-97.9911,22.45131],[-97.99101,22.45159]]}}
Línea 115.0 kV | LineString | 115.0 kV | 1 |  |  | CFE |  |  |  |  | OpenStreetMap | {"type":"Feature","properties":{},"geometry":{"type":"LineString","coordinates":[[-97.99229,22.44215],[-97.99188,22.44499],[-97.99164,22.44656],[-97.9914,22.44815],[-97.99116,22.44971],[-97.9909,22.45128],[-97.9909,22.45158]]}}
Línea 115.0 kV | LineString | 115.0 kV | 2 |  |  | CFE |  |  |  |  | OpenStreetMap | {"type":"Feature","properties":{},"geometry":{"type":"LineString","coordinates":[[-99.88872,16.8727],[-99.88863,16.87254]]}}
Línea 115.0 kV | LineString | 115.0 kV | 1 |  |  | CFE |  |  |  |  | OpenStreetMap | {"type":"Feature","properties":{},"geometry":{"type":"LineString","coordinates":[[-99.86074,16.87769],[-99.86079,16.87778],[-99.86155,16.87738],[-99.86241,16.87778],[-99.86324,16.87822],[-99.86422,16.87842],[-99.86532,16.8783],[-99.86608,16.87823],[-99.86755,16.87801],[-99.86829,16.8779],[-99.86908,16.87774],[-99.86947,16.87759],[-99.86992,16.87722],[-99.87022,16.8768],[-99.87058,16.87654],[-99.87138,16.87641],[-99.87197,16.87656],[-99.87274,16.87683],[-99.87331,16.87684],[-99.87382,16.8767],[-99.87428,16.87629],[-99.87468,16.87569],[-99.87511,16.87529],[-99.87571,16.87512],[-99.8767,16.87523],[-99.87747,16.87528],[-99.87828,16.87536],[-99.87945,16.87547],[-99.88013,16.87538],[-99.88052,16.87513],[-99.88149,16.87448],[-99.88194,16.87431],[-99.88235,16.8743],[-99.88279,16.87444],[-99.88342,16.87473],[-99.88384,16.87479],[-99.88451,16.87465],[-99.88545,16.87423],[-99.88567,16.87414],[-99.88586,16.87404],[-99.88597,16.87401],[-99.88631,16.87384],[-99.88637,16.87381],[-99.88688,16.87354],[-99.88776,16.8731],[-99.88872,16.8727]]}}
Línea 115.0 kV | LineString | 115.0 kV | 2 |  |  | Comisión Federal de Electricidad |  |  |  |  | OpenStreetMap | {"type":"Feature","properties":{},"geometry":{"type":"LineString","coordinates":[[-99.85962,16.88426],[-99.85969,16.88432],[-99.86105,16.88569],[-99.8621,16.88761],[-99.86334,16.88992],[-99.86531,16.89098],[-99.8703,16.89343],[-99.8717,16.89414],[-99.87182,16.89727],[-99.872,16.90631],[-99.87623,16.91019],[-99.87795,16.91174],[-99.88186,16.91528],[-99.88515,16.91832],[-99.88954,16.92229],[-99.89197,16.92451],[-99.8936,16.92562],[-99.89729,16.92812],[-99.9011,16.93064],[-99.90477,16.93308],[-99.90687,16.93448],[-99.90817,16.9354],[-99.91349,16.93894],[-99.9152,16.94007],[-99.91904,16.94261],[-99.92141,16.94423],[-99.92513,16.9467],[-99.92771,16.94837],[-99.92987,16.94983],[-99.93257,16.95167],[-99.93556,16.95365],[-99.93815,16.95538],[-99.9405,16.95693],[-99.94306,16.95861],[-99.94576,16.96039],[-99.94872,16.96237],[-99.95162,16.96432],[-99.95409,16.96599],[-99.95688,16.96781],[-99.95958,16.96962],[-99.96209,16.9713],[-99.96461,16.97306]]}}
Línea 115.0 kV | LineString | 115.0 kV | 1 |  |  | CFE |  |  |  |  | OpenStreetMap | {"type":"Feature","properties":{},"geometry":{"type":"LineString","coordinates":[[-99.84409,16.89602],[-99.84405,16.89554],[-99.84395,16.89457],[-99.84376,16.89275],[-99.84595,16.89003],[-99.84814,16.88733],[-99.8508,16.88413],[-99.85215,16.88251],[-99.85424,16.88109],[-99.85644,16.87957],[-99.85903,16.87821],[-99.86069,16.8778],[-99.86065,16.87772]]}}
Línea 115.0 kV | LineString | 115.0 kV | 2 |  |  | CFE |  |  |  |  | OpenStreetMap | {"type":"Feature","properties":{},"geometry":{"type":"LineString","coordinates":[[-99.92597,16.87175],[-99.92663,16.87177],[-99.92847,16.87182],[-99.92897,16.87391],[-99.92982,16.87778],[-99.93147,16.88022],[-99.93259,16.88146],[-99.9342,16.88331],[-99.93631,16.88579],[-99.9387,16.88901],[-99.94117,16.89182],[-99.94187,16.89316],[-99.94344,16.89626],[-99.94449,16.90062],[-99.94477,16.90195],[-99.94529,16.90453],[-99.94579,16.90747],[-99.94763,16.91179],[-99.94829,16.91597],[-99.94822,16.91926],[-99.94878,16.92211],[-99.94914,16.92398],[-99.95032,16.92944],[-99.95067,16.93128],[-99.95179,16.93673],[-99.95201,16.93775],[-99.9548,16.9415],[-99.95704,16.94464],[-99.95585,16.94842],[-99.95722,16.95218],[-99.95814,16.95478],[-99.95894,16.9568],[-99.9594,16.95835],[-99.96047,16.96134],[-99.96154,16.96432],[-99.96257,16.96723],[-99.96354,16.96995],[-99.96461,16.97306]]}}
Línea 115.0 kV | LineString | 115.0 kV | 4 |  |  | Comisión Federal de Electricidad |  |  |  |  | OpenStreetMap | {"type":"Feature","properties":{},"geometry":{"type":"LineString","coordinates":[[-99.96461,16.97306],[-99.97062,16.97356],[-99.97215,16.97367],[-99.97599,16.97398],[-99.98192,16.97451],[-99.98323,16.97461],[-99.98732,16.97495],[-99.99041,16.97525],[-99.99306,16.97542],[-99.99733,16.97573],[-99.99986,16.97592],[-100.00093,16.97742]]}}
Línea 115.0 kV | LineString | 115.0 kV | 2 |  |  | CFE |  |  |  |  | OpenStreetMap | {"type":"Feature","properties":{},"geometry":{"type":"LineString","coordinates":[[-100.00042,16.97971],[-100.0005,16.97912],[-100.00093,16.97742]]}}
Línea 115.0 kV | LineString | 115.0 kV | 2 |  |  | CFE |  |  |  |  | OpenStreetMap | {"type":"Feature","properties":{},"geometry":{"type":"LineString","coordinates":[[-100.00077,16.97974],[-100.00084,16.97916],[-100.00093,16.97742]]}}
Línea 115.0 kV | LineString | 115.0 kV | 2 |  |  | CFE |  |  |  |  | OpenStreetMap | {"type":"Feature","properties":{},"geometry":{"type":"LineString","coordinates":[[-100.00092,16.97975],[-100.00099,16.97921],[-100.00132,16.97714],[-100.00103,16.97343],[-100.00066,16.96952]]}}
Línea 115.0 kV | LineString | 115.0 kV | 1 |  |  | CFE |  |  |  |  | OpenStreetMap | {"type":"Feature","properties":{},"geometry":{"type":"LineString","coordinates":[[-100.00066,16.96952],[-100.00397,16.97019],[-100.00723,16.97092],[-100.01029,16.97159],[-100.01404,16.97246],[-100.01911,16.97358],[-100.02298,16.97444],[-100.02602,16.97515],[-100.02857,16.97575],[-100.03093,16.97623],[-100.03437,16.97703],[-100.03762,16.97777],[-100.03861,16.97799],[-100.04139,16.97862],[-100.04484,16.97936],[-100.04718,16.9799],[-100.05032,16.98055],[-100.05457,16.98152],[-100.05509,16.9812],[-100.0553,16.98081]]}}
Línea 115.0 kV | LineString | 115.0 kV | 1 |  |  | CFE |  |  |  |  | OpenStreetMap | {"type":"Feature","properties":{},"geometry":{"type":"LineString","coordinates":[[-100.05538,16.98084],[-100.05518,16.98124],[-100.05567,16.98159],[-100.06054,16.98268],[-100.06448,16.98353],[-100.06808,16.98649],[-100.07189,16.98953],[-100.07575,16.99269],[-100.0779,16.9944],[-100.08008,16.99616],[-100.0823,16.99798],[-100.08514,17.00027],[-100.08798,17.00258],[-100.09088,17.00265],[-100.09441,17.00274],[-100.09804,17.00286],[-100.1017,17.00298],[-100.10547,17.00314],[-100.10937,17.00325],[-100.11291,17.00333],[-100.11643,17.00343],[-100.11998,17.00358],[-100.12492,17.00375],[-100.12771,17.00382],[-100.13145,17.00392],[-100.13505,17.00403],[-100.13877,17.00414],[-100.14187,17.00425],[-100.14554,17.00435],[-100.14904,17.00444],[-100.1527,17.00457],[-100.15617,17.00466],[-100.16013,17.00478],[-100.16329,17.00487],[-100.16778,17.005],[-100.17139,17.00512],[-100.17478,17.00518],[-100.17806,17.00522],[-100.18055,17.00521],[-100.18346,17.00519],[-100.18643,17.00518],[-100.18873,17.00519],[-100.19197,17.00522],[-100.196,17.00525],[-100.19958,17.00525],[-100.20301,17.00526],[-100.20526,17.00635],[-100.20959,17.00861],[-100.21245,17.01011],[-100.21555,17.01171],[-100.22143,17.01475],[-100.22369,17.01593],[-100.22809,17.01822],[-100.22992,17.01917],[-100.23291,17.02072],[-100.23634,17.02254],[-100.23923,17.02402],[-100.24247,17.02569],[-100.24542,17.02769],[-100.24847,17.02974],[-100.25152,17.03185],[-100.25429,17.03373],[-100.25692,17.03551],[-100.2597,17.0374],[-100.26244,17.03925],[-100.26517,17.0411],[-100.26797,17.04299],[-100.27072,17.04485],[-100.27354,17.04679],[-100.27613,17.04852],[-100.27898,17.05045],[-100.28176,17.05231],[-100.28519,17.05467],[-100.28746,17.05618],[-100.28949,17.05758],[-100.29242,17.05956],[-100.29406,17.06072],[-100.29683,17.06376],[-100.29886,17.06606],[-100.30138,17.06883],[-100.30354,17.07123],[-100.30565,17.07362],[-100.30731,17.07546],[-100.31018,17.07865],[-100.31307,17.08189],[-100.3157,17.08481],[-100.31802,17.0874],[-100.32037,17.09003],[-100.32271,17.09261],[-100.32518,17.09538],[-100.32742,17.09789],[-100.32977,17.10052],[-100.33197,17.10299],[-100.33416,17.10541],[-100.33667,17.10822],[-100.33913,17.11094],[-100.34161,17.11371],[-100.34405,17.11644],[-100.34683,17.11776],[-100.35002,17.11934],[-100.35373,17.12114],[-100.35638,17.12245],[-100.35956,17.12398],[-100.36257,17.12547],[-100.36568,17.127],[-100.36918,17.12871],[-100.37264,17.13044],[-100.37539,17.13172],[-100.37867,17.13333],[-100.38176,17.13486],[-100.38473,17.13633],[-100.38769,17.13776],[-100.39082,17.13928],[-100.39359,17.14068],[-100.39636,17.14202],[-100.39816,17.14288],[-100.40145,17.14449],[-100.40472,17.1461],[-100.40772,17.14754],[-100.41134,17.14937],[-100.41429,17.15076],[-100.41744,17.15232],[-100.42149,17.15436],[-100.42508,17.15384],[-100.4288,17.15337],[-100.43197,17.15295],[-100.43515,17.15253],[-100.43851,17.15213],[-100.44203,17.15166],[-100.4454,17.15122],[-100.44745,17.15083],[-100.44762,17.15104]]}}
Línea 115.0 kV | LineString | 115.0 kV | 1 |  |  | CFE |  |  |  |  | OpenStreetMap | {"type":"Feature","properties":{},"geometry":{"type":"LineString","coordinates":[[-100.4477,17.15099],[-100.44759,17.15085],[-100.44785,17.1506],[-100.44994,17.15066],[-100.45334,17.15022],[-100.45633,17.14982],[-100.45892,17.14952],[-100.46314,17.149],[-100.4666,17.14855],[-100.4704,17.14807],[-100.47382,17.14757],[-100.47731,17.1484],[-100.48012,17.14907],[-100.48419,17.15005],[-100.48727,17.15076],[-100.49138,17.15177],[-100.49464,17.1525],[-100.49786,17.15328],[-100.50048,17.1539],[-100.50496,17.15496],[-100.50775,17.15562],[-100.51099,17.15638],[-100.51429,17.15718],[-100.51733,17.15789],[-100.52028,17.15858],[-100.5226,17.15912],[-100.5263,17.16],[-100.52995,17.16086],[-100.53335,17.1617],[-100.53652,17.16245],[-100.53951,17.16316],[-100.54274,17.16391],[-100.54566,17.16462],[-100.54921,17.16547],[-100.55205,17.16615],[-100.5556,17.16699],[-100.55991,17.16803],[-100.56226,17.16861],[-100.56793,17.16995],[-100.57132,17.17078],[-100.57653,17.17199],[-100.57979,17.1728],[-100.58237,17.17528],[-100.58486,17.17774],[-100.58718,17.17998],[-100.5896,17.18233],[-100.59171,17.18443],[-100.59393,17.18658],[-100.59608,17.18869],[-100.59828,17.19082],[-100.60143,17.19093],[-100.60377,17.19101],[-100.6076,17.19116],[-100.61119,17.19138],[-100.61504,17.19153],[-100.61713,17.19153],[-100.61909,17.19217],[-100.62049,17.19263],[-100.62316,17.1935],[-100.626,17.19443],[-100.62872,17.19531],[-100.6314,17.19616],[-100.6342,17.19706],[-100.63725,17.19807],[-100.64034,17.19901],[-100.64354,17.20004],[-100.64665,17.20105],[-100.64947,17.20196],[-100.65282,17.20304],[-100.65604,17.20413],[-100.6592,17.20513],[-100.66221,17.20527],[-100.66567,17.20542],[-100.66936,17.20559],[-100.67249,17.20573],[-100.67624,17.20583],[-100.67999,17.20601],[-100.68291,17.20613],[-100.68634,17.20627],[-100.68964,17.20642],[-100.69408,17.20662],[-100.6949,17.2067],[-100.69571,17.20675],[-100.69658,17.20682],[-100.69733,17.20688],[-100.69817,17.20694],[-100.69879,17.20697],[-100.69978,17.207],[-100.70072,17.20702],[-100.70151,17.20706],[-100.7024,17.20711],[-100.70331,17.20715],[-100.70386,17.20708],[-100.70388,17.20679],[-100.70409,17.20683]]}}
Línea 115.0 kV | LineString | 115.0 kV | 1 |  |  | CFE |  |  |  |  | OpenStreetMap | {"type":"Feature","properties":{},"geometry":{"type":"LineString","coordinates":[[-101.04723,17.33486],[-101.04685,17.33508],[-101.04611,17.33455],[-101.0437,17.33283],[-101.04277,17.33217],[-101.03903,17.33019],[-101.03486,17.32803],[-101.03324,17.32715],[-101.03016,17.3233],[-101.0302,17.32235],[-101.03328,17.3205],[-101.03682,17.31838],[-101.03879,17.31717],[-101.04202,17.31524],[-101.04425,17.31387],[-101.04461,17.31289],[-101.04524,17.30965],[-101.04609,17.30521],[-101.0466,17.30252],[-101.04706,17.29972],[-101.04709,17.29622],[-101.04712,17.29484],[-101.04759,17.29092],[-101.04782,17.28924],[-101.04471,17.28556],[-101.04042,17.28037],[-101.03887,17.27852],[-101.03387,17.27664],[-101.03053,17.27538],[-101.02829,17.27536],[-101.02436,17.27518],[-101.02052,17.27505],[-101.01682,17.27464],[-101.0133,17.27427],[-101.00964,17.27389],[-101.00624,17.27354],[-101.00222,17.27311],[-100.99994,17.27288],[-100.99668,17.27254],[-100.99413,17.27314],[-100.99085,17.27387],[-100.98717,17.27381],[-100.98363,17.27371],[-100.97937,17.27362],[-100.97604,17.27354],[-100.97207,17.27343],[-100.96884,17.27336],[-100.96544,17.27329],[-100.96221,17.27322],[-100.95855,17.27314],[-100.95568,17.27298],[-100.95248,17.27299],[-100.94933,17.27291],[-100.9461,17.27285],[-100.94254,17.27282],[-100.93958,17.27283],[-100.93681,17.2727],[-100.93405,17.27258],[-100.93122,17.27247],[-100.92794,17.2724],[-100.92462,17.27232],[-100.92117,17.27222],[-100.91802,17.27216],[-100.91462,17.27207],[-100.91133,17.272],[-100.90795,17.27192],[-100.90465,17.27183],[-100.90283,17.27256],[-100.89956,17.27388],[-100.89588,17.27533],[-100.89357,17.27625],[-100.8927,17.27711],[-100.89243,17.27786],[-100.89224,17.27888],[-100.891,17.28003],[-100.88875,17.28004],[-100.88538,17.28006],[-100.88396,17.27872],[-100.88187,17.27676],[-100.87894,17.274],[-100.87627,17.27147],[-100.87586,17.26891],[-100.87551,17.26667],[-100.87519,17.26433],[-100.87304,17.26303],[-100.86981,17.26108],[-100.8667,17.25921],[-100.86348,17.25725],[-100.86039,17.25539],[-100.85718,17.25347],[-100.85418,17.25165],[-100.8508,17.24965],[-100.84788,17.24787],[-100.84453,17.24585],[-100.84136,17.24392],[-100.83789,17.24184],[-100.83493,17.24005],[-100.83174,17.23812],[-100.82864,17.23626],[-100.82549,17.23435],[-100.8224,17.23247],[-100.82004,17.23106],[-100.81695,17.2292],[-100.81392,17.22737],[-100.81108,17.22567],[-100.80829,17.22395],[-100.80516,17.2221],[-100.80169,17.22085],[-100.7981,17.21956],[-100.79534,17.21943],[-100.79218,17.2193],[-100.78871,17.21919],[-100.785,17.21613],[-100.78358,17.21496],[-100.78205,17.21373],[-100.77879,17.21256],[-100.7754,17.21133],[-100.77171,17.20999],[-100.76821,17.20871],[-100.76489,17.20752],[-100.76147,17.20624],[-100.75883,17.20588],[-100.75581,17.20546],[-100.75416,17.20647],[-100.74978,17.20916],[-100.74625,17.209],[-100.74232,17.20881],[-100.73893,17.20865],[-100.73512,17.20847],[-100.73214,17.20836],[-100.72872,17.20818],[-100.72559,17.20804],[-100.7228,17.20791],[-100.71965,17.20777],[-100.71717,17.20766],[-100.71401,17.20752],[-100.71049,17.20737],[-100.7082,17.20725],[-100.70542,17.20714],[-100.70464,17.20711],[-100.70392,17.20708],[-100.70393,17.20689],[-100.70409,17.20691]]}}
Línea 115.0 kV | LineString | 115.0 kV | 1 |  |  | CFE |  |  |  |  | OpenStreetMap | {"type":"Feature","properties":{},"geometry":{"type":"LineString","coordinates":[[-100.8508,17.24965],[-100.85049,17.24936]]}}
Línea 115.0 kV | LineString | 115.0 kV | 1 |  |  | CFE |  |  |  |  | OpenStreetMap | {"type":"Feature","properties":{},"geometry":{"type":"LineString","coordinates":[[-101.47726,17.65989],[-101.47549,17.65753],[-101.47312,17.6544],[-101.47075,17.65125],[-101.46841,17.64817],[-101.46638,17.64547],[-101.46471,17.64324],[-101.46311,17.64114],[-101.46173,17.63929],[-101.45993,17.63877],[-101.45774,17.63812],[-101.45476,17.63724],[-101.45166,17.63625],[-101.44986,17.63572],[-101.44774,17.63507],[-101.44391,17.6339],[-101.44172,17.63324],[-101.44001,17.63272],[-101.4386,17.63276],[-101.43731,17.63284],[-101.43466,17.63219],[-101.43202,17.63154],[-101.43047,17.63119],[-101.42636,17.63025],[-101.42478,17.63001],[-101.4229,17.62977],[-101.42132,17.62712],[-101.41994,17.62483],[-101.41877,17.62288],[-101.41735,17.62051],[-101.41617,17.61852],[-101.41479,17.61623],[-101.41373,17.61447],[-101.41286,17.61301],[-101.41131,17.61042],[-101.40948,17.6085],[-101.40676,17.60566],[-101.40407,17.60284],[-101.4026,17.6013],[-101.40063,17.59938],[-101.39929,17.59809],[-101.39824,17.59707],[-101.39588,17.59477],[-101.39396,17.59291],[-101.39153,17.59053],[-101.39032,17.59001],[-101.38796,17.58895],[-101.38593,17.58802],[-101.38448,17.58734],[-101.3822,17.58636],[-101.38036,17.58551],[-101.37947,17.58511],[-101.37859,17.58471],[-101.37559,17.58337],[-101.37419,17.58277],[-101.36767,17.58079],[-101.36271,17.57931],[-101.36017,17.57896],[-101.35864,17.57871],[-101.35677,17.57843],[-101.35221,17.57782],[-101.35044,17.57756],[-101.34766,17.57663],[-101.34518,17.57587],[-101.34336,17.5753],[-101.33975,17.57421],[-101.33894,17.5725],[-101.33781,17.57017],[-101.33608,17.56836],[-101.3342,17.56638],[-101.33126,17.5634],[-101.33052,17.56274],[-101.32589,17.55867],[-101.32259,17.55781],[-101.31865,17.55686],[-101.31571,17.55668],[-101.31238,17.55649],[-101.31071,17.55641],[-101.30745,17.55618],[-101.30524,17.55608],[-101.30214,17.55596],[-101.29935,17.55594],[-101.29742,17.55597],[-101.29456,17.55607],[-101.29231,17.55585],[-101.28998,17.55565],[-101.28812,17.55552],[-101.28517,17.55522],[-101.2816,17.55495],[-101.27897,17.5547],[-101.27688,17.55454],[-101.27542,17.55441],[-101.27267,17.55419],[-101.27106,17.55404],[-101.26905,17.55391],[-101.26714,17.55281],[-101.26415,17.55109],[-101.26283,17.55072],[-101.26031,17.55001],[-101.25868,17.55016],[-101.25407,17.55064],[-101.2524,17.55083],[-101.25233,17.54967],[-101.25222,17.54779],[-101.25213,17.54606],[-101.25199,17.54372],[-101.25188,17.54192],[-101.25176,17.53983],[-101.25165,17.53818],[-101.25149,17.53514],[-101.25128,17.53206],[-101.25112,17.52819],[-101.25102,17.52591],[-101.25093,17.5241],[-101.25081,17.52204],[-101.2507,17.51949],[-101.25048,17.51552],[-101.25035,17.51183],[-101.2503,17.51063],[-101.25022,17.50885],[-101.2501,17.50643],[-101.25,17.50478],[-101.24994,17.50291],[-101.2499,17.50189],[-101.24932,17.49916],[-101.24869,17.49619],[-101.24742,17.49518],[-101.24603,17.49408],[-101.24458,17.49293],[-101.24275,17.49147],[-101.24088,17.49001],[-101.23833,17.48797],[-101.23478,17.48514],[-101.23418,17.48428],[-101.2328,17.48228],[-101.23106,17.47974],[-101.22989,17.47804],[-101.22805,17.47538],[-101.22684,17.47354],[-101.22495,17.47085],[-101.22232,17.46702],[-101.22086,17.46488],[-101.2199,17.4635],[-101.21823,17.46109],[-101.21609,17.45795],[-101.21448,17.45654],[-101.21215,17.45454],[-101.21039,17.45297],[-101.20775,17.45073],[-101.20452,17.4479],[-101.20123,17.4451],[-101.19955,17.44365],[-101.19684,17.44129],[-101.19582,17.44102],[-101.19257,17.44015],[-101.19019,17.43951],[-101.18844,17.43904],[-101.18844,17.43762],[-101.18842,17.43422],[-101.18844,17.43252],[-101.18838,17.42844],[-101.18839,17.42736],[-101.18733,17.42581],[-101.18627,17.42424],[-101.18496,17.42236],[-101.18397,17.42091],[-101.18284,17.41926],[-101.18084,17.41635],[-101.18065,17.41606],[-101.17863,17.41377],[-101.1779,17.41293],[-101.17749,17.41247],[-101.17657,17.41142],[-101.17483,17.40944],[-101.17389,17.40854],[-101.17104,17.40582],[-101.16959,17.40442],[-101.16766,17.40263],[-101.16536,17.40176],[-101.16143,17.40022],[-101.15793,17.39876],[-101.15312,17.39681],[-101.14833,17.39134],[-101.14682,17.38954],[-101.14053,17.38803],[-101.13891,17.38763],[-101.13659,17.38705],[-101.13048,17.38562],[-101.12896,17.38526],[-101.1255,17.3845],[-101.12006,17.38312],[-101.11787,17.38258],[-101.1151,17.38195],[-101.10233,17.37893],[-101.09842,17.37794],[-101.09586,17.37732],[-101.09441,17.37693],[-101.09058,17.37606],[-101.08569,17.37486],[-101.08363,17.37436],[-101.08159,17.37386],[-101.07945,17.37336],[-101.07899,17.37282],[-101.07544,17.36874],[-101.07313,17.36609],[-101.07213,17.36494],[-101.06952,17.36193],[-101.06741,17.35949],[-101.06664,17.35859],[-101.06575,17.35757],[-101.0625,17.35382],[-101.06134,17.35246],[-101.05928,17.34915],[-101.05824,17.34744],[-101.05748,17.34618],[-101.05651,17.34461],[-101.05487,17.34421],[-101.05241,17.3436],[-101.0504,17.34309],[-101.04985,17.34297],[-101.04919,17.34181],[-101.0484,17.34042],[-101.04752,17.33886],[-101.0467,17.33741],[-101.04692,17.33517],[-101.04729,17.33495]]}}
Línea 115.0 kV | LineString | 115.0 kV | 1 |  |  | CFE |  |  |  |  | OpenStreetMap | {"type":"Feature","properties":{},"geometry":{"type":"LineString","coordinates":[[-101.58948,17.66324],[-101.58937,17.66366],[-101.58886,17.66478],[-101.58834,17.6659],[-101.58709,17.66704],[-101.58588,17.66833],[-101.58522,17.66971],[-101.58474,17.67059],[-101.58341,17.67315],[-101.58125,17.6728],[-101.57675,17.67217],[-101.57447,17.67165],[-101.57186,17.67108],[-101.56767,17.67022],[-101.5653,17.6693],[-101.55966,17.66717],[-101.55615,17.6657],[-101.55334,17.66471],[-101.54973,17.66328],[-101.54376,17.66094],[-101.54083,17.66119],[-101.53855,17.66149],[-101.53277,17.66199],[-101.53062,17.66235],[-101.5235,17.66306],[-101.52153,17.66294],[-101.51975,17.66284],[-101.51698,17.66265],[-101.51365,17.66241],[-101.51061,17.66215],[-101.50782,17.662],[-101.503,17.66165],[-101.49859,17.66133],[-101.49349,17.66103],[-101.48916,17.66073],[-101.48745,17.66064],[-101.48505,17.66041],[-101.47963,17.66012],[-101.47736,17.65995],[-101.47726,17.65989]]}}
Línea 115.0 kV | LineString | 115.0 kV | 2 |  |  | CFE |  |  |  |  | OpenStreetMap | {"type":"Feature","properties":{},"geometry":{"type":"LineString","coordinates":[[-101.50786,17.647],[-101.50776,17.64729],[-101.50705,17.64755],[-101.50483,17.6485],[-101.50124,17.65001],[-101.49694,17.65188],[-101.49345,17.65321],[-101.48874,17.65524],[-101.48476,17.65691],[-101.47857,17.65936],[-101.47726,17.65989]]}}
Línea 115.0 kV | LineString | 115.0 kV | 1 |  |  | CFE |  |  |  |  | OpenStreetMap | {"type":"Feature","properties":{},"geometry":{"type":"LineString","coordinates":[[-101.60645,17.68467],[-101.60617,17.68436],[-101.60536,17.68266],[-101.60474,17.68215],[-101.59879,17.67717],[-101.59685,17.67611],[-101.59504,17.67513],[-101.59255,17.67374],[-101.58943,17.67212],[-101.58751,17.671],[-101.58692,17.67023],[-101.5858,17.66874],[-101.58686,17.66747],[-101.58807,17.66654],[-101.5894,17.66368],[-101.58959,17.66329]]}}
Línea 115.0 kV | LineString | 115.0 kV | 1 |  |  | CFE |  |  |  |  | OpenStreetMap | {"type":"Feature","properties":{},"geometry":{"type":"LineString","coordinates":[[-101.60163,17.73923],[-101.59903,17.73336],[-101.59797,17.73083],[-101.59696,17.72861],[-101.59373,17.72105],[-101.59212,17.71769],[-101.58843,17.70899],[-101.5868,17.70542],[-101.58558,17.70266],[-101.58363,17.69822],[-101.58193,17.69435],[-101.58062,17.69142],[-101.57977,17.68947],[-101.57842,17.68623],[-101.57748,17.68425],[-101.57478,17.68341],[-101.57118,17.68229],[-101.56735,17.68106],[-101.56252,17.67956],[-101.559,17.67843],[-101.55159,17.67603],[-101.54626,17.67447],[-101.53987,17.67233],[-101.53402,17.67053],[-101.52826,17.66869],[-101.52283,17.66701],[-101.51727,17.66527],[-101.5149,17.66155],[-101.51081,17.65521],[-101.50867,17.65191],[-101.50754,17.65016],[-101.50784,17.6473],[-101.50801,17.64706]]}}
Línea 115.0 kV | LineString | 115.0 kV | 1 |  |  | CFE |  |  |  |  | OpenStreetMap | {"type":"Feature","properties":{},"geometry":{"type":"LineString","coordinates":[[-97.42772,20.53511],[-97.42785,20.53476],[-97.42666,20.53486],[-97.42382,20.53778],[-97.42181,20.53984],[-97.42064,20.54105],[-97.42081,20.5443],[-97.42103,20.5484],[-97.42109,20.54988],[-97.42102,20.55112],[-97.42125,20.55558],[-97.42132,20.55901],[-97.42362,20.56026],[-97.4269,20.56208],[-97.42964,20.56248],[-97.43524,20.56327],[-97.43754,20.56435],[-97.43734,20.56526]]}}
Línea 115.0 kV | LineString | 115.0 kV | 2 |  |  | CFE |  |  |  |  | OpenStreetMap | {"type":"Feature","properties":{},"geometry":{"type":"LineString","coordinates":[[-97.43734,20.56526],[-97.43642,20.56583],[-97.43568,20.56636],[-97.43483,20.56743],[-97.43407,20.56875],[-97.43358,20.56964],[-97.43299,20.57084],[-97.43246,20.5719],[-97.43187,20.5731],[-97.43156,20.57373],[-97.431,20.57481],[-97.4304,20.57601],[-97.4298,20.57719],[-97.42919,20.5784],[-97.42867,20.57945],[-97.42814,20.58047],[-97.42763,20.58163],[-97.42716,20.58257],[-97.42657,20.58371],[-97.426,20.58485],[-97.42541,20.58604],[-97.42494,20.58697],[-97.42437,20.58813],[-97.4238,20.58926],[-97.42321,20.59045],[-97.42261,20.59162],[-97.42216,20.59254],[-97.4216,20.59354],[-97.42151,20.59362]]}}
Línea 115.0 kV | LineString | 115.0 kV | 1 |  |  | CFE |  |  |  |  | OpenStreetMap | {"type":"Feature","properties":{},"geometry":{"type":"LineString","coordinates":[[-97.4821,20.54387],[-97.48366,20.54241],[-97.48533,20.53922],[-97.48678,20.53631],[-97.48901,20.53303],[-97.48987,20.53086],[-97.49004,20.53046]]}}
Línea 115.0 kV | LineString | 115.0 kV | 1 |  |  | CFE |  |  |  |  | OpenStreetMap | {"type":"Feature","properties":{},"geometry":{"type":"LineString","coordinates":[[-98.42084,21.11759],[-98.42046,21.11678]]}}
Línea 115.0 kV | LineString | 115.0 kV | 1 |  |  | CFE |  |  |  |  | OpenStreetMap | {"type":"Feature","properties":{},"geometry":{"type":"LineString","coordinates":[[-98.42046,21.11678],[-98.42074,21.11763]]}}
Línea 115.0 kV | LineString | 115.0 kV | 1 |  |  | CFE |  |  |  |  | OpenStreetMap | {"type":"Feature","properties":{},"geometry":{"type":"LineString","coordinates":[[-98.34264,21.02512],[-98.34251,21.02464],[-98.34163,21.02143],[-98.33485,21.0227],[-98.33266,21.02354],[-98.32028,21.02891],[-98.31817,21.02985],[-98.31374,21.03173],[-98.30998,21.03334],[-98.30552,21.03369],[-98.30079,21.03408],[-98.29833,21.03425],[-98.29489,21.03534],[-98.28394,21.03895],[-98.27174,21.03955],[-98.2678,21.03977],[-98.26454,21.03991],[-98.2521,21.0406],[-98.24899,21.04075],[-98.24534,21.04092],[-98.24103,21.04113],[-98.23744,21.04132],[-98.2329,21.04154],[-98.22809,21.04177],[-98.22423,21.04196],[-98.21778,21.04228],[-98.21598,21.0413],[-98.20824,21.03719],[-98.20697,21.03651],[-98.2044,21.03517],[-98.19761,21.03147],[-98.1912,21.02806],[-98.18823,21.02645],[-98.18508,21.02479],[-98.17605,21.01999],[-98.17278,21.01823],[-98.16914,21.01628],[-98.16704,21.01513],[-98.16521,21.01418],[-98.16162,21.01226],[-98.15735,21.01001],[-98.15346,21.00786],[-98.1527,21.0075],[-98.15138,21.00674],[-98.14914,21.00554],[-98.14711,21.00444],[-98.14223,21.00191],[-98.13994,21.0007],[-98.13654,20.99888],[-98.12825,21.00102],[-98.124,21.00214],[-98.1185,21.00357],[-98.1137,21.00484],[-98.10916,21.00355],[-98.10603,21.00266],[-98.10128,21.00134],[-98.09692,21.00015],[-98.09436,20.99981],[-98.09226,20.99953],[-98.08807,20.99898],[-98.08464,20.99854],[-98.08045,20.99801],[-98.07325,20.99709],[-98.06416,20.99588],[-98.06037,20.9954],[-98.05685,20.99496],[-98.0545,20.99464],[-98.05059,20.99313],[-98.04707,20.99168],[-98.04327,20.99017],[-98.03861,20.98834],[-98.03465,20.98668],[-98.02859,20.98433],[-98.02249,20.9819],[-98.01919,20.98059],[-98.01257,20.978],[-98.00965,20.97682],[-98.00518,20.97505],[-98.00043,20.97316],[-97.99696,20.97175],[-97.99374,20.97048],[-97.99072,20.96923],[-97.98729,20.96789],[-97.98147,20.96557],[-97.97925,20.9647],[-97.97383,20.96557],[-97.96775,20.96658],[-97.96342,20.96732],[-97.95968,20.96796],[-97.95512,20.96875],[-97.94992,20.96961],[-97.94549,20.97192],[-97.94195,20.97093],[-97.93694,20.97178],[-97.93229,20.97259],[-97.92753,20.97337],[-97.92271,20.97415],[-97.91896,20.97441],[-97.91666,20.97447],[-97.9152,20.97458],[-97.91335,20.97468],[-97.91173,20.97483],[-97.91011,20.9749],[-97.90829,20.97498],[-97.9064,20.97512],[-97.90468,20.97526],[-97.90317,20.97536],[-97.90173,20.97543],[-97.89158,20.97602],[-97.8902,20.97539],[-97.88862,20.97465],[-97.88748,20.97413],[-97.88639,20.97362],[-97.88461,20.9728],[-97.88137,20.97129],[-97.87895,20.9702],[-97.87625,20.96894],[-97.87488,20.96827],[-97.87299,20.96741],[-97.87144,20.96666],[-97.86965,20.96591],[-97.86795,20.9651],[-97.86617,20.96429],[-97.86464,20.96358],[-97.86303,20.96282],[-97.86,20.96137],[-97.85818,20.96056],[-97.85124,20.95869],[-97.8475,20.95767],[-97.84412,20.95679],[-97.84138,20.95601],[-97.83986,20.95563],[-97.83851,20.95525],[-97.83663,20.95569]]}}
Línea 115.0 kV | LineString | 115.0 kV | 1 |  |  | CFE |  |  |  |  | OpenStreetMap | {"type":"Feature","properties":{},"geometry":{"type":"LineString","coordinates":[[-97.74969,21.17764],[-97.74933,21.17761],[-97.74937,21.17686]]}}
Línea 115.0 kV | LineString | 115.0 kV | 1 |  |  | CFE |  |  |  |  | OpenStreetMap | {"type":"Feature","properties":{},"geometry":{"type":"LineString","coordinates":[[-97.74937,21.17686],[-97.74938,21.17788],[-97.74968,21.17775]]}}
Línea 115.0 kV | LineString | 115.0 kV | 2 |  |  | CFE |  |  |  |  | OpenStreetMap | {"type":"Feature","properties":{},"geometry":{"type":"LineString","coordinates":[[-97.74937,21.17686],[-97.75072,21.17331],[-97.75226,21.16939],[-97.75272,21.1682],[-97.75564,21.16586],[-97.75676,21.16554],[-97.76044,21.16456],[-97.76438,21.16347],[-97.76758,21.16256],[-97.771,21.16162],[-97.77397,21.1608]]}}
Línea 115.0 kV | LineString | 115.0 kV | 2 |  |  | CFE |  |  |  |  | OpenStreetMap | {"type":"Feature","properties":{},"geometry":{"type":"LineString","coordinates":[[-94.19457,17.8948],[-94.19648,17.89642],[-94.20041,17.89953],[-94.20289,17.90161],[-94.20635,17.90446],[-94.21144,17.90865],[-94.21429,17.91092],[-94.21646,17.91268],[-94.22001,17.91564],[-94.22244,17.91766],[-94.22684,17.92119],[-94.23067,17.92438],[-94.23416,17.92728],[-94.23789,17.93038],[-94.24199,17.93373],[-94.24604,17.93708],[-94.24884,17.93931],[-94.25254,17.94136],[-94.2558,17.94324],[-94.25941,17.94528],[-94.26304,17.94726],[-94.26542,17.9486],[-94.26808,17.95013],[-94.2705,17.95145],[-94.27606,17.95041],[-94.28056,17.9496],[-94.28535,17.94874],[-94.29021,17.94784],[-94.29417,17.94717],[-94.29745,17.94451],[-94.30086,17.9418]]}}
Línea 115.0 kV | LineString | 115.0 kV | 1 |  |  | CFE |  |  |  |  | OpenStreetMap | {"type":"Feature","properties":{},"geometry":{"type":"LineString","coordinates":[[-94.3234,18.00841],[-94.32319,18.00857],[-94.32274,18.00801],[-94.32116,18.00629],[-94.32072,18.0031],[-94.32032,18.00011],[-94.32015,17.99885],[-94.31993,17.9973],[-94.31657,17.99435],[-94.31354,17.9917],[-94.30752,17.9864],[-94.30488,17.98408],[-94.30071,17.9805],[-94.29898,17.97898],[-94.29666,17.97698],[-94.29384,17.97452],[-94.29479,17.96646],[-94.29595,17.95701],[-94.29833,17.95093],[-94.29952,17.94705],[-94.30069,17.94395],[-94.30086,17.9418],[-94.30114,17.94145]]}}
Línea 115.0 kV | LineString | 115.0 kV |  |  |  | CFE |  |  |  |  | OpenStreetMap | {"type":"Feature","properties":{},"geometry":{"type":"LineString","coordinates":[[-94.13414,18.11935],[-94.13566,18.12311],[-94.13649,18.12518],[-94.13685,18.1266],[-94.13751,18.12833],[-94.13856,18.13106]]}}
Línea 115.0 kV | LineString | 115.0 kV |  |  |  | CFE |  |  |  |  | OpenStreetMap | {"type":"Feature","properties":{},"geometry":{"type":"LineString","coordinates":[[-95.08232,17.5246],[-95.08224,17.52457],[-95.08165,17.52438]]}}
Línea 115.0 kV | LineString | 115.0 kV | 1 |  |  | CFE |  |  |  |  | OpenStreetMap | {"type":"Feature","properties":{},"geometry":{"type":"LineString","coordinates":[[-94.38657,18.10671],[-94.38629,18.10763],[-94.38718,18.10763],[-94.38799,18.10763],[-94.38881,18.10763],[-94.38957,18.10763],[-94.39022,18.10764],[-94.39024,18.10742]]}}
Línea 115.0 kV | LineString | 115.0 kV | 1 |  |  | CFE |  |  |  |  | OpenStreetMap | {"type":"Feature","properties":{},"geometry":{"type":"LineString","coordinates":[[-94.40328,18.1076],[-94.40545,18.10822],[-94.40651,18.1093],[-94.40812,18.11064]]}}
Línea 115.0 kV | LineString | 115.0 kV | 1 |  |  | CFE |  |  |  |  | OpenStreetMap | {"type":"Feature","properties":{},"geometry":{"type":"LineString","coordinates":[[-94.40328,18.1076],[-94.40055,18.10852],[-94.40328,18.10771],[-94.40547,18.10844],[-94.40645,18.10938],[-94.40812,18.11064]]}}
Línea 115.0 kV | LineString | 115.0 kV | 2 |  |  | CFE |  |  |  |  | OpenStreetMap | {"type":"Feature","properties":{},"geometry":{"type":"LineString","coordinates":[[-94.39155,18.10765],[-94.39359,18.10765],[-94.39614,18.10794],[-94.3985,18.10824],[-94.40055,18.10852]]}}
Línea 115.0 kV | LineString | 115.0 kV | 1 |  |  | CFE |  |  |  |  | OpenStreetMap | {"type":"Feature","properties":{},"geometry":{"type":"LineString","coordinates":[[-94.39087,18.1074],[-94.39088,18.10763],[-94.39155,18.10765]]}}
Línea 115.0 kV | LineString | 115.0 kV | 1 |  |  | CFE |  |  |  |  | OpenStreetMap | {"type":"Feature","properties":{},"geometry":{"type":"LineString","coordinates":[[-94.39075,18.10764],[-94.39155,18.10765]]}}
Línea 115.0 kV | LineString | 115.0 kV | 1 |  |  | CFE |  |  |  |  | OpenStreetMap | {"type":"Feature","properties":{},"geometry":{"type":"LineString","coordinates":[[-94.39029,18.10765],[-94.3903,18.10742]]}}
Línea 115.0 kV | LineString | 115.0 kV | 1 |  |  | CFE |  |  |  |  | OpenStreetMap | {"type":"Feature","properties":{},"geometry":{"type":"LineString","coordinates":[[-94.38657,18.10671],[-94.38623,18.10765],[-94.38719,18.10765],[-94.38803,18.10765],[-94.38884,18.10765],[-94.38961,18.10765],[-94.39029,18.10765],[-94.39075,18.10764],[-94.39081,18.10741]]}}
Línea 115.0 kV | LineString | 115.0 kV | 1 |  |  | CFE |  |  |  |  | OpenStreetMap | {"type":"Feature","properties":{},"geometry":{"type":"LineString","coordinates":[[-94.42178,18.03419],[-94.42226,18.03476],[-94.42323,18.03396],[-94.42593,18.03181],[-94.42739,18.03067],[-94.42849,18.02864],[-94.43006,18.02677]]}}
Línea 115.0 kV | LineString | 115.0 kV | 1 |  |  | CFE |  |  |  |  | OpenStreetMap | {"type":"Feature","properties":{},"geometry":{"type":"LineString","coordinates":[[-95.15691,18.42026],[-95.1535,18.41994]]}}
Línea 115.0 kV | LineString | 115.0 kV | 1 |  |  | CFE |  |  |  |  | OpenStreetMap | {"type":"Feature","properties":{},"geometry":{"type":"LineString","coordinates":[[-95.22586,18.4407],[-95.15691,18.42026]]}}
Línea 115.0 kV | LineString | 115.0 kV | 1 |  |  | CFE |  |  |  |  | OpenStreetMap | {"type":"Feature","properties":{},"geometry":{"type":"LineString","coordinates":[[-95.22586,18.4407],[-95.22817,18.44393],[-95.23007,18.44691]]}}
Línea 115.0 kV | LineString | 115.0 kV | 1 |  |  | CFE |  |  |  |  | OpenStreetMap | {"type":"Feature","properties":{},"geometry":{"type":"LineString","coordinates":[[-95.23007,18.44691],[-95.29537,18.4838]]}}
Línea 115.0 kV | LineString | 115.0 kV | 2 |  |  | CFE |  |  |  |  | OpenStreetMap | {"type":"Feature","properties":{},"geometry":{"type":"LineString","coordinates":[[-99.83824,16.89168],[-99.83828,16.89158]]}}
Línea 115.0 kV | LineString | 115.0 kV | 2 |  |  | CFE |  |  |  |  | OpenStreetMap | {"type":"Feature","properties":{},"geometry":{"type":"LineString","coordinates":[[-99.83467,16.9103],[-99.83491,16.90994],[-99.83535,16.90914],[-99.83756,16.90578],[-99.83936,16.90307],[-99.84078,16.90081],[-99.83997,16.89751],[-99.83947,16.89515],[-99.83891,16.89291],[-99.83877,16.89207],[-99.83824,16.89168]]}}
Línea 115.0 kV | LineString | 115.0 kV | 2 |  |  | CFE |  |  |  |  | OpenStreetMap | {"type":"Feature","properties":{},"geometry":{"type":"LineString","coordinates":[[-99.83485,16.91038],[-99.83565,16.90916],[-99.83659,16.90771],[-99.83773,16.90592],[-99.83952,16.90315],[-99.841,16.90087],[-99.84233,16.89877],[-99.84409,16.89602]]}}
Línea 115.0 kV | LineString | 115.0 kV | 1 |  |  | CFE |  |  |  |  | OpenStreetMap | {"type":"Feature","properties":{},"geometry":{"type":"LineString","coordinates":[[-99.88872,16.8727],[-99.88926,16.87259],[-99.88981,16.87266],[-99.89038,16.87296],[-99.89127,16.87344],[-99.89214,16.87391],[-99.89274,16.87404],[-99.8934,16.87398],[-99.89407,16.87383],[-99.89463,16.87368],[-99.89558,16.87368],[-99.89614,16.87389],[-99.89705,16.87429],[-99.89785,16.87468],[-99.89816,16.87495],[-99.8983,16.87507]]}}
Línea 115.0 kV | LineString | 115.0 kV | 1 |  |  | CFE |  |  |  |  | OpenStreetMap | {"type":"Feature","properties":{},"geometry":{"type":"LineString","coordinates":[[-96.14223,18.1258],[-96.13692,18.13533]]}}
Línea 115.0 kV | LineString | 115.0 kV | 1 |  |  | CFE |  |  |  |  | OpenStreetMap | {"type":"Feature","properties":{},"geometry":{"type":"LineString","coordinates":[[-94.68924,18.01412],[-94.68924,18.01479],[-94.68965,18.01547],[-94.69294,18.02604],[-94.6935,18.02783],[-94.69394,18.02927],[-94.69301,18.0302],[-94.6925,18.03074],[-94.69114,18.03213],[-94.68699,18.03635],[-94.6907,18.04272],[-94.68691,18.04598],[-94.6817,18.04761],[-94.68044,18.04799],[-94.67885,18.04847],[-94.67717,18.04899],[-94.67592,18.04815],[-94.6749,18.04335],[-94.67318,18.04323],[-94.67121,18.0431],[-94.6637,18.04256],[-94.65927,18.03932],[-94.65199,18.03555],[-94.65024,18.03578],[-94.6485,18.03607],[-94.64674,18.03636],[-94.6247,18.03986],[-94.61756,18.03935],[-94.61588,18.03923],[-94.61403,18.0391],[-94.60785,18.03865],[-94.60427,18.03839],[-94.60236,18.03825],[-94.60088,18.03876],[-94.59851,18.03972],[-94.59825,18.03946],[-94.59779,18.03903]]}}
Línea 115.0 kV | LineString | 115.0 kV |  |  |  | CFE |  |  |  |  | OpenStreetMap | {"type":"Feature","properties":{},"geometry":{"type":"LineString","coordinates":[[-96.48343,19.33926],[-96.4834,19.33882]]}}
Línea 115.0 kV | LineString | 115.0 kV | 1 |  |  | CFE |  |  |  |  | OpenStreetMap | {"type":"Feature","properties":{},"geometry":{"type":"LineString","coordinates":[[-105.94494,30.07325],[-105.94543,30.07322],[-105.94558,30.07754],[-105.97836,30.07652],[-105.98497,30.07268],[-105.99032,30.07253],[-105.99525,30.076],[-106.06227,30.11657],[-106.09213,30.13453],[-106.13334,30.14557],[-106.18733,30.17256],[-106.20681,30.16514],[-106.20727,30.16505],[-106.21415,30.16594],[-106.21493,30.166],[-106.21569,30.1661],[-106.21646,30.1662],[-106.21722,30.1663],[-106.21798,30.16639],[-106.21876,30.1665],[-106.21941,30.16656],[-106.22013,30.16661],[-106.22085,30.16666],[-106.22155,30.16671],[-106.22227,30.16678],[-106.22298,30.16682],[-106.2237,30.16687],[-106.22442,30.16691],[-106.22513,30.16696],[-106.22585,30.167],[-106.22656,30.16706],[-106.22727,30.1671],[-106.228,30.16714],[-106.2287,30.16719],[-106.22941,30.16723],[-106.23014,30.16727],[-106.23085,30.16732],[-106.23161,30.16737],[-106.23239,30.16739],[-106.23316,30.16744],[-106.23393,30.1675],[-106.23471,30.16753],[-106.23547,30.16758],[-106.23625,30.16763],[-106.23702,30.16766],[-106.23779,30.1677],[-106.23857,30.16776],[-106.23935,30.1678],[-106.24011,30.16786],[-106.24088,30.16789],[-106.24166,30.16794],[-106.24242,30.16798],[-106.24313,30.16804],[-106.24395,30.16808],[-106.24474,30.16813],[-106.24551,30.16815],[-106.24629,30.1682],[-106.24705,30.16824],[-106.24784,30.16829],[-106.24858,30.16833],[-106.24937,30.16838],[-106.25012,30.16843],[-106.25087,30.16848],[-106.25162,30.16851],[-106.25237,30.16855],[-106.25312,30.16859],[-106.25388,30.16863],[-106.25464,30.16869],[-106.25536,30.16872],[-106.25612,30.16877],[-106.25685,30.16882],[-106.25761,30.16887],[-106.25836,30.16889],[-106.2591,30.16894],[-106.25984,30.16897],[-106.2606,30.16901],[-106.26134,30.16906],[-106.26208,30.16912],[-106.26282,30.16917],[-106.26357,30.1692],[-106.26433,30.16924],[-106.26506,30.16928],[-106.26582,30.16932],[-106.26657,30.16937],[-106.26731,30.16941],[-106.26805,30.16946],[-106.26879,30.1695],[-106.26955,30.16955],[-106.27029,30.16959],[-106.27103,30.16962],[-106.27178,30.16967],[-106.27253,30.16971],[-106.2725,30.16983],[-106.27323,30.16986],[-106.27395,30.16992],[-106.27468,30.16995],[-106.27541,30.17],[-106.27612,30.17004],[-106.27685,30.17009],[-106.27758,30.17013],[-106.2783,30.17017],[-106.27903,30.1702],[-106.27976,30.17024],[-106.28049,30.1703],[-106.28121,30.17032],[-106.28194,30.17037],[-106.28267,30.17041],[-106.28339,30.17045],[-106.28412,30.17049],[-106.28484,30.17053],[-106.28557,30.17058],[-106.2863,30.17061],[-106.28689,30.17064],[-106.28761,30.17069],[-106.28837,30.17073],[-106.28913,30.17079],[-106.28987,30.17081],[-106.29063,30.17087],[-106.29138,30.17091],[-106.29213,30.17095],[-106.2929,30.171],[-106.29364,30.17104],[-106.29441,30.1711],[-106.29516,30.17114],[-106.29594,30.17119],[-106.29671,30.17124],[-106.29753,30.17129],[-106.29836,30.17133],[-106.2992,30.17138],[-106.29997,30.17143],[-106.30069,30.17147],[-106.30141,30.17151],[-106.30205,30.17155],[-106.30288,30.17159],[-106.30359,30.17165],[-106.30436,30.17169],[-106.30499,30.17173],[-106.30577,30.17177],[-106.30654,30.17181],[-106.30732,30.17186],[-106.30809,30.17191],[-106.30887,30.17195],[-106.30965,30.172],[-106.31041,30.17205],[-106.3112,30.1721],[-106.31196,30.17213],[-106.31272,30.17218],[-106.31348,30.17222],[-106.31423,30.17228],[-106.31499,30.17232],[-106.31574,30.17236],[-106.31651,30.17241],[-106.31726,30.17246],[-106.31792,30.1725],[-106.31857,30.17254],[-106.31883,30.1726],[-106.3206,30.1727],[-106.32227,30.17279],[-106.32403,30.1729],[-106.32578,30.173],[-106.32756,30.17311],[-106.33003,30.17326],[-106.33232,30.1734],[-106.33283,30.17342],[-106.33576,30.17387],[-106.33716,30.1741],[-106.33904,30.1744],[-106.34262,30.17497],[-106.3445,30.17528],[-106.34624,30.17553],[-106.34797,30.1758],[-106.35003,30.17614],[-106.35157,30.17684],[-106.35416,30.17802],[-106.3554,30.17859],[-106.35678,30.17922],[-106.35822,30.17988],[-106.35974,30.18055],[-106.36114,30.18121],[-106.36253,30.18183],[-106.36391,30.18246],[-106.36529,30.18308],[-106.36667,30.18372],[-106.36804,30.18436],[-106.36975,30.18515],[-106.37167,30.18545],[-106.37331,30.18572],[-106.37476,30.18591],[-106.37613,30.18614],[-106.37791,30.18642],[-106.37922,30.18661],[-106.38077,30.18687],[-106.38207,30.18706],[-106.38408,30.18737],[-106.38522,30.18756],[-106.38691,30.18782],[-106.3889,30.18814],[-106.3899,30.1884],[-106.39066,30.18864],[-106.39223,30.1891],[-106.39392,30.18959],[-106.39499,30.1899],[-106.39647,30.19034],[-106.39838,30.19088],[-106.39994,30.19134],[-106.40121,30.19171],[-106.40286,30.19219],[-106.40435,30.19263],[-106.40582,30.19305],[-106.40738,30.1935],[-106.40895,30.19396],[-106.41035,30.19437],[-106.41212,30.19488],[-106.41358,30.19531],[-106.41512,30.19576],[-106.4166,30.19618],[-106.41806,30.19661],[-106.41949,30.19703],[-106.42127,30.19755],[-106.42168,30.19786],[-106.42239,30.19778],[-106.42313,30.19767],[-106.42389,30.19756],[-106.42463,30.19742],[-106.42538,30.1973],[-106.42614,30.19718],[-106.42688,30.19706],[-106.42763,30.19693],[-106.42839,30.1968],[-106.42914,30.19669],[-106.42988,30.19657],[-106.43064,30.19646],[-106.43138,30.19628],[-106.43213,30.19615],[-106.43288,30.19603],[-106.43363,30.1959],[-106.43438,30.19579],[-106.43505,30.19569],[-106.43586,30.19555],[-106.43632,30.19547],[-106.43702,30.19534],[-106.43758,30.19528],[-106.43807,30.19482],[-106.43944,30.19361],[-106.44076,30.19228],[-106.4418,30.19116],[-106.44291,30.19001],[-106.44302,30.1899],[-106.44331,30.18969],[-106.44358,30.18933],[-106.44395,30.18895],[-106.44497,30.18787],[-106.44603,30.18676],[-106.44707,30.18568],[-106.44815,30.1846],[-106.44916,30.18356],[-106.45015,30.18253],[-106.45126,30.18137]]}}
Línea 115.0 kV | LineString | 115.0 kV | 1 |  |  | CFE |  |  |  |  | OpenStreetMap | {"type":"Feature","properties":{},"geometry":{"type":"LineString","coordinates":[[-106.45219,30.1793],[-106.45166,30.17857],[-106.44968,30.17544],[-106.44771,30.17228],[-106.44609,30.1696],[-106.44448,30.16694],[-106.44298,30.1645],[-106.44159,30.1622],[-106.44021,30.15994],[-106.44004,30.15856],[-106.43858,30.15724],[-106.43688,30.15442],[-106.43504,30.15132],[-106.43321,30.14828],[-106.43126,30.14503],[-106.42943,30.14198],[-106.42736,30.14169],[-106.42626,30.13989],[-106.42491,30.13725],[-106.42365,30.13426],[-106.42258,30.13169],[-106.42118,30.12829],[-106.41976,30.1249],[-106.41861,30.12213],[-106.41731,30.11893],[-106.41605,30.11581],[-106.41487,30.11289],[-106.41364,30.10985],[-106.41235,30.10667],[-106.41112,30.10363],[-106.40995,30.10076],[-106.40873,30.09772],[-106.40528,30.09876],[-106.40196,30.09978],[-106.39924,30.10059],[-106.39587,30.10162],[-106.39237,30.10271],[-106.39274,30.10364],[-106.38915,30.10474],[-106.38533,30.10588],[-106.38217,30.10684],[-106.38092,30.10403],[-106.37788,30.10401],[-106.37422,30.10393],[-106.37058,30.10389],[-106.36688,30.10382],[-106.36306,30.1037],[-106.35945,30.10361],[-106.35582,30.10357],[-106.35216,30.10354],[-106.349,30.10349],[-106.34536,30.10342],[-106.3416,30.10337],[-106.33829,30.10332],[-106.33465,30.10327],[-106.33098,30.10322],[-106.32758,30.10315],[-106.32408,30.1031],[-106.32029,30.10304],[-106.31927,30.09996],[-106.31826,30.09684],[-106.3172,30.09369],[-106.31617,30.09053],[-106.31515,30.08742],[-106.31412,30.08425],[-106.31301,30.08088],[-106.3123,30.07874],[-106.3112,30.07539],[-106.31011,30.07197],[-106.3102,30.06561],[-106.31026,30.06245],[-106.31032,30.0591],[-106.31037,30.0562],[-106.3104,30.05298],[-106.31048,30.04979],[-106.31051,30.04665],[-106.31056,30.04353],[-106.31062,30.04035],[-106.31068,30.03704],[-106.31075,30.03371],[-106.31081,30.03048],[-106.31086,30.02726],[-106.31092,30.02405],[-106.31097,30.0205],[-106.31102,30.01739],[-106.31107,30.01429],[-106.30969,30.01164],[-106.30814,30.00863],[-106.30676,30.00594],[-106.3053,30.00315],[-106.30379,30.00023],[-106.30225,29.99723],[-106.29642,29.99445],[-106.29292,29.99273],[-106.28961,29.99059],[-106.28726,29.98904],[-106.28465,29.98738],[-106.2816,29.98659],[-106.27874,29.98583],[-106.27515,29.98493],[-106.27218,29.98387],[-106.26912,29.98279],[-106.26577,29.98179],[-106.26266,29.98087],[-106.25952,29.97993],[-106.25622,29.97889],[-106.2532,29.97799],[-106.24992,29.97707],[-106.24818,29.975],[-106.24568,29.97202],[-106.2433,29.96919],[-106.23901,29.96773],[-106.23814,29.96585],[-106.236,29.96136],[-106.23323,29.95957],[-106.2299,29.95744],[-106.22685,29.95547],[-106.22609,29.95318],[-106.22496,29.9497],[-106.22384,29.94639],[-106.22299,29.94329],[-106.2222,29.94025],[-106.22061,29.93431],[-106.2198,29.93125],[-106.21892,29.92803],[-106.21806,29.92476],[-106.21752,29.92147],[-106.21698,29.91828],[-106.21646,29.91502],[-106.21593,29.9118],[-106.2154,29.90855],[-106.21486,29.90535],[-106.21434,29.90218],[-106.21379,29.89885],[-106.21329,29.89575],[-106.21263,29.89236],[-106.21205,29.88889],[-106.21148,29.88264],[-106.21147,29.88008],[-106.21146,29.87778],[-106.21042,29.8745],[-106.20931,29.87098],[-106.20825,29.86764],[-106.20716,29.8642],[-106.20605,29.86089],[-106.20503,29.85771],[-106.20131,29.85768],[-106.19774,29.85765],[-106.19414,29.85763],[-106.1909,29.8576],[-106.18745,29.85757],[-106.18046,29.85751],[-106.18011,29.85754],[-106.18015,29.85725]]}}
Línea 115.0 kV | LineString | 115.0 kV | 1 |  |  | CFE |  |  |  |  | OpenStreetMap | {"type":"Feature","properties":{},"geometry":{"type":"LineString","coordinates":[[-94.51942,18.01417],[-94.52169,18.01449]]}}
Línea 115.0 kV | LineString | 115.0 kV | 1 |  |  | CFE |  |  |  |  | OpenStreetMap | {"type":"Feature","properties":{},"geometry":{"type":"LineString","coordinates":[[-94.52181,18.01414],[-94.51942,18.01417]]}}
Línea 115.0 kV | LineString | 115.0 kV | 1 |  |  | CFE |  |  |  |  | OpenStreetMap | {"type":"Feature","properties":{},"geometry":{"type":"LineString","coordinates":[[-95.07993,18.1003],[-95.07719,18.09994]]}}
Línea 115.0 kV | LineString | 115.0 kV | 1 |  |  | CFE |  |  |  |  | OpenStreetMap | {"type":"Feature","properties":{},"geometry":{"type":"LineString","coordinates":[[-95.26074,18.12851],[-95.26073,18.12861],[-95.26073,18.12873],[-95.26024,18.12943],[-95.25974,18.13011],[-95.25969,18.13022],[-95.25539,18.12954],[-95.25088,18.12884],[-95.24698,18.12824],[-95.24405,18.12776],[-95.24021,18.12716],[-95.23606,18.12649],[-95.23182,18.12583],[-95.22787,18.12506],[-95.22467,18.12442],[-95.22069,18.12362],[-95.21638,18.12279],[-95.21309,18.12213],[-95.20899,18.12132],[-95.20529,18.12074],[-95.20118,18.12014],[-95.19705,18.11947],[-95.19245,18.11868],[-95.18886,18.11813],[-95.18493,18.11754],[-95.18071,18.11689],[-95.17635,18.11619],[-95.17211,18.11552],[-95.16814,18.11489],[-95.16368,18.11416],[-95.15978,18.11355],[-95.15569,18.11283],[-95.15135,18.11215],[-95.14735,18.11152],[-95.14229,18.11069],[-95.1379,18.11006],[-95.13363,18.10937],[-95.12892,18.1087],[-95.12428,18.10794],[-95.12014,18.10728],[-95.11632,18.10669],[-95.11099,18.10584],[-95.10708,18.10521],[-95.10393,18.10469],[-95.10394,18.10471],[-95.0994,18.10401],[-95.09492,18.10328],[-95.09019,18.10234],[-95.08472,18.10125],[-95.07993,18.1003]]}}
Línea 115.0 kV | LineString | 115.0 kV | 1 |  |  | CFE |  |  |  |  | OpenStreetMap | {"type":"Feature","properties":{},"geometry":{"type":"LineString","coordinates":[[-95.16117,18.14958],[-95.16154,18.1493],[-95.14989,18.13343],[-95.14749,18.13231],[-95.14502,18.13111],[-95.14282,18.13009],[-95.14034,18.12899],[-95.13744,18.12767],[-95.13376,18.12598],[-95.1311,18.12478],[-95.12863,18.12362],[-95.12706,18.1229],[-95.12522,18.12204],[-95.12288,18.12095],[-95.12025,18.11973],[-95.10958,18.11476],[-95.10667,18.11341],[-95.10388,18.11211],[-95.10133,18.11092],[-95.09913,18.10992],[-95.09575,18.10834],[-95.09347,18.10729],[-95.09092,18.10608],[-95.08784,18.10464],[-95.08401,18.10286],[-95.07977,18.10088],[-95.07659,18.0994],[-95.07287,18.09762],[-95.07024,18.09637],[-95.06803,18.09535],[-95.06532,18.0941],[-95.06288,18.09293],[-95.05959,18.08958],[-95.05689,18.08683],[-95.05508,18.08499],[-95.05313,18.08302],[-95.0511,18.08099],[-95.04819,18.078],[-95.04576,18.07553],[-95.04303,18.07277],[-95.04096,18.07067],[-95.03928,18.06895],[-95.03437,18.06902],[-95.03052,18.06906],[-95.02786,18.06909],[-95.02531,18.06914],[-95.0225,18.06916],[-95.01979,18.06922],[-95.01703,18.06925],[-95.01378,18.0693],[-95.01141,18.06933],[-95.00829,18.06937],[-95.00426,18.06941],[-95.00069,18.06946],[-94.99589,18.06953],[-94.99257,18.06958],[-94.98093,18.06974],[-94.97817,18.06976],[-94.97485,18.0698],[-94.97104,18.06986],[-94.96848,18.06989],[-94.96508,18.06993],[-94.96218,18.06997],[-94.95722,18.07003],[-94.95192,18.0701],[-94.94721,18.07015],[-94.94547,18.06773],[-94.94342,18.06486],[-94.94179,18.0626],[-94.94005,18.06018],[-94.9325,18.04964],[-94.93096,18.04751],[-94.92949,18.04546],[-94.92884,18.04177],[-94.92833,18.039],[-94.92784,18.03634],[-94.92737,18.03376],[-94.92687,18.0311],[-94.92588,18.02565],[-94.9254,18.02302],[-94.92491,18.02034],[-94.92442,18.01766],[-94.9239,18.01483],[-94.92345,18.01233],[-94.92296,18.00964],[-94.9225,18.00713],[-94.92197,18.00425],[-94.92142,18.00111],[-94.92076,17.99754],[-94.92028,17.99503],[-94.91983,17.99251],[-94.91483,17.97885],[-94.9139,17.97632],[-94.91256,17.97265],[-94.91125,17.96911],[-94.91047,17.96693],[-94.90976,17.96499]]}}
Línea 115.0 kV | LineString | 115.0 kV | 1 |  |  | CFE |  |  |  |  | OpenStreetMap | {"type":"Feature","properties":{},"geometry":{"type":"LineString","coordinates":[[-97.71592,18.87503],[-97.71621,18.87509]]}}
Línea 115.0 kV | LineString | 115.0 kV | 1 |  |  | CFE |  |  |  |  | OpenStreetMap | {"type":"Feature","properties":{},"geometry":{"type":"LineString","coordinates":[[-97.71598,18.87485],[-97.71625,18.875]]}}
Línea 115.0 kV | LineString | 115.0 kV | 1 |  |  | CFE |  |  |  |  | OpenStreetMap | {"type":"Feature","properties":{},"geometry":{"type":"LineString","coordinates":[[-97.71598,18.87485],[-97.71629,18.8749]]}}
Línea 115.0 kV | LineString | 115.0 kV | 1 |  |  | CFE |  |  |  |  | OpenStreetMap | {"type":"Feature","properties":{},"geometry":{"type":"LineString","coordinates":[[-97.71592,18.87503],[-97.71618,18.87517]]}}
Línea 115.0 kV | LineString | 115.0 kV | 2 |  |  | CFE |  |  |  |  | OpenStreetMap | {"type":"Feature","properties":{},"geometry":{"type":"LineString","coordinates":[[-97.71125,18.87074],[-97.71195,18.87333],[-97.71592,18.87503]]}}
Línea 115.0 kV | LineString | 115.0 kV | 1 |  |  | CFE |  |  |  |  | OpenStreetMap | {"type":"Feature","properties":{},"geometry":{"type":"LineString","coordinates":[[-99.83511,16.91051],[-99.83529,16.91035],[-99.83701,16.90998],[-99.83773,16.91071],[-99.83727,16.91219],[-99.83621,16.91544],[-99.83502,16.91908],[-99.83371,16.92321],[-99.83259,16.9269],[-99.83104,16.93182],[-99.82998,16.93523],[-99.82928,16.93735],[-99.82661,16.9416],[-99.82387,16.94603],[-99.82209,16.94885],[-99.81953,16.95289],[-99.81791,16.95544],[-99.81402,16.96159],[-99.81058,16.96698],[-99.80879,16.96978],[-99.80752,16.97189],[-99.80524,16.97555],[-99.80291,16.97929],[-99.80108,16.98066],[-99.80049,16.98249],[-99.7983,16.98882],[-99.79672,16.99339],[-99.79619,16.99489],[-99.79365,17.00211],[-99.79257,17.00525],[-99.78997,17.0128],[-99.78767,17.0196],[-99.78649,17.02297],[-99.78486,17.02787],[-99.78424,17.02961],[-99.78023,17.03327],[-99.77605,17.03709],[-99.77429,17.03873],[-99.77281,17.04011],[-99.76953,17.04313],[-99.76535,17.047],[-99.76042,17.05151],[-99.75882,17.05301],[-99.75715,17.05456],[-99.75278,17.05846],[-99.7507,17.06051],[-99.74852,17.06246],[-99.74511,17.06561],[-99.7421,17.06834],[-99.73948,17.07083],[-99.73665,17.07342],[-99.73173,17.07793],[-99.73041,17.07917],[-99.72902,17.08048],[-99.72512,17.084],[-99.72308,17.08585],[-99.72144,17.08736],[-99.71819,17.09075],[-99.7161,17.09294],[-99.71361,17.09551],[-99.71093,17.09774],[-99.70799,17.10015],[-99.70585,17.10189],[-99.70165,17.10555],[-99.69791,17.10904],[-99.69457,17.1121],[-99.69391,17.1127],[-99.68726,17.11518],[-99.68138,17.11732],[-99.67785,17.11868],[-99.67539,17.11963],[-99.67434,17.12003],[-99.66676,17.12286],[-99.66253,17.12443],[-99.65955,17.12554],[-99.65372,17.12777],[-99.64976,17.12924],[-99.64546,17.13084],[-99.64268,17.1319],[-99.6422,17.13234],[-99.63082,17.14186],[-99.62865,17.14367],[-99.62481,17.14691],[-99.62185,17.1494],[-99.61981,17.15111],[-99.61724,17.15325],[-99.60998,17.15933],[-99.60172,17.16637],[-99.5901,17.17603],[-99.58534,17.18004],[-99.58145,17.18339],[-99.57772,17.1865],[-99.57495,17.18878],[-99.57403,17.18955]]}}
Línea 115.0 kV | LineString | 115.0 kV |  |  |  | CFE |  |  |  |  | OpenStreetMap | {"type":"Feature","properties":{},"geometry":{"type":"LineString","coordinates":[[-99.54647,17.17137],[-99.54676,17.17132],[-99.54658,17.17034],[-99.54312,17.16751],[-99.53987,17.16453],[-99.53753,17.1624],[-99.53651,17.16145],[-99.53549,17.15824],[-99.53421,17.15429],[-99.53114,17.15284],[-99.52556,17.1532],[-99.52306,17.15333],[-99.52072,17.15348],[-99.5193,17.15157],[-99.51769,17.14937],[-99.51536,17.14605],[-99.51208,17.14177],[-99.50998,17.13889],[-99.50664,17.13421],[-99.50275,17.12878],[-99.49903,17.129],[-99.49458,17.12924],[-99.49146,17.13001],[-99.48944,17.13054],[-99.48228,17.1324],[-99.47742,17.13367],[-99.47338,17.13477],[-99.46983,17.13565],[-99.4674,17.13629],[-99.46647,17.1365],[-99.46516,17.1379],[-99.46333,17.13976],[-99.46145,17.14177],[-99.45712,17.14609],[-99.45623,17.14674],[-99.44892,17.15067],[-99.44599,17.15093],[-99.44171,17.15139],[-99.44013,17.15146],[-99.43683,17.15178],[-99.43098,17.1523],[-99.42876,17.15251],[-99.42407,17.15295],[-99.42213,17.15239],[-99.41789,17.15118],[-99.4144,17.15019],[-99.41212,17.14618],[-99.41041,17.14319],[-99.40874,17.14022],[-99.40627,17.13579],[-99.40388,17.13159],[-99.40216,17.12858],[-99.40176,17.12505],[-99.40141,17.12193],[-99.4012,17.11974],[-99.40075,17.11568],[-99.40015,17.10995],[-99.39995,17.10824],[-99.39792,17.1063],[-99.39411,17.10271],[-99.39135,17.10016],[-99.38805,17.09702],[-99.38571,17.09475],[-99.38123,17.09054],[-99.37872,17.08794],[-99.37621,17.08535],[-99.37002,17.07885],[-99.36722,17.07593],[-99.36627,17.07493],[-99.36316,17.07175],[-99.36003,17.06853],[-99.35843,17.06685],[-99.35298,17.06119]]}}
Línea 115.0 kV | LineString | 115.0 kV | 1 |  |  | CFE |  |  |  |  | OpenStreetMap | {"type":"Feature","properties":{},"geometry":{"type":"LineString","coordinates":[[-99.57403,17.18955],[-99.57311,17.19033],[-99.57051,17.19252],[-99.56819,17.19447],[-99.56429,17.19776],[-99.56143,17.20004],[-99.55815,17.20272],[-99.55466,17.20554],[-99.55115,17.20832],[-99.54697,17.21165],[-99.54438,17.21372],[-99.54129,17.2162],[-99.53847,17.21846],[-99.53665,17.21993],[-99.53173,17.22385],[-99.5291,17.22593],[-99.52738,17.22733],[-99.52618,17.23012],[-99.52497,17.23283],[-99.52189,17.23989],[-99.52086,17.24218],[-99.51558,17.25425],[-99.51437,17.25702],[-99.51314,17.25983],[-99.51218,17.26203],[-99.51043,17.26603],[-99.5085,17.27052],[-99.50708,17.27377],[-99.50587,17.2765],[-99.50475,17.27904],[-99.50351,17.28187],[-99.50219,17.28494],[-99.50102,17.28765],[-99.49934,17.29141],[-99.49816,17.29411],[-99.49673,17.29737],[-99.49542,17.30041],[-99.4941,17.30341],[-99.49198,17.30829],[-99.48928,17.3144],[-99.48894,17.3152],[-99.48732,17.31893],[-99.48505,17.32397],[-99.48482,17.32467],[-99.48336,17.32923],[-99.48255,17.33151],[-99.47872,17.34313],[-99.47826,17.3445],[-99.47775,17.34612],[-99.47663,17.34947],[-99.47597,17.35441],[-99.47568,17.35678],[-99.4751,17.36092],[-99.47477,17.36353],[-99.47442,17.36618],[-99.47361,17.37194],[-99.47349,17.37292],[-99.47318,17.37511],[-99.47253,17.38035],[-99.47138,17.38861],[-99.47073,17.39339],[-99.4702,17.39715],[-99.4698,17.40046],[-99.46799,17.41242],[-99.46732,17.41665],[-99.46657,17.42142],[-99.46855,17.4285],[-99.46989,17.43329],[-99.47064,17.43601],[-99.47128,17.43821],[-99.47136,17.44698],[-99.47084,17.44948],[-99.47009,17.45313],[-99.46869,17.45981],[-99.46851,17.46064],[-99.46722,17.46687],[-99.46582,17.47366],[-99.46486,17.47827],[-99.46634,17.48023],[-99.46902,17.48382],[-99.47136,17.48693],[-99.47277,17.4888],[-99.47505,17.49184],[-99.47646,17.4937],[-99.48057,17.49922],[-99.48214,17.50132]]}}
Línea 115.0 kV | LineString | 115.0 kV | 2 |  |  | CFE |  |  |  |  | OpenStreetMap | {"type":"Feature","properties":{},"geometry":{"type":"LineString","coordinates":[[-99.50064,17.53077],[-99.50075,17.52928]]}}
Línea 115.0 kV | LineString | 115.0 kV | 2 |  |  | CFE |  |  |  |  | OpenStreetMap | {"type":"Feature","properties":{},"geometry":{"type":"LineString","coordinates":[[-99.50075,17.52928],[-99.50047,17.53079]]}}
Línea 115.0 kV | LineString | 115.0 kV | 2 |  |  | CFE |  |  |  |  | OpenStreetMap | {"type":"Feature","properties":{},"geometry":{"type":"LineString","coordinates":[[-99.48214,17.50132],[-99.48142,17.50105],[-99.47899,17.50154],[-99.47548,17.50227],[-99.4732,17.50275],[-99.47135,17.50515],[-99.46844,17.50889],[-99.46626,17.51183],[-99.46265,17.51649],[-99.4607,17.51903],[-99.45675,17.52421],[-99.45507,17.52636],[-99.45336,17.52862],[-99.45015,17.53279],[-99.44513,17.53935],[-99.44481,17.54022]]}}
Línea 115.0 kV | LineString | 115.0 kV | 3 |  |  | CFE |  |  |  |  | OpenStreetMap | {"type":"Feature","properties":{},"geometry":{"type":"LineString","coordinates":[[-99.48214,17.50132],[-99.48397,17.50371],[-99.48597,17.50632],[-99.48888,17.51022],[-99.49045,17.51232],[-99.4929,17.51542],[-99.49552,17.51902],[-99.49722,17.52126],[-99.49853,17.52301],[-99.50103,17.52628]]}}
Línea 115.0 kV | LineString | 115.0 kV | 1 |  |  | CFE |  |  |  |  | OpenStreetMap | {"type":"Feature","properties":{},"geometry":{"type":"LineString","coordinates":[[-99.54682,17.17155],[-99.54652,17.17153]]}}
Línea 115.0 kV | LineString | 115.0 kV | 1 |  |  | CFE |  |  |  |  | OpenStreetMap | {"type":"Feature","properties":{},"geometry":{"type":"LineString","coordinates":[[-99.54682,17.17155],[-99.54657,17.17168]]}}
Línea 115.0 kV | LineString | 115.0 kV | 2 |  |  | CFE |  |  |  |  | OpenStreetMap | {"type":"Feature","properties":{},"geometry":{"type":"LineString","coordinates":[[-99.57403,17.18955],[-99.56925,17.18659],[-99.56599,17.18375],[-99.56223,17.1805],[-99.55939,17.17802],[-99.55673,17.17625],[-99.55411,17.175],[-99.54977,17.17294],[-99.54773,17.17199],[-99.54682,17.17155]]}}
Línea 115.0 kV | LineString | 115.0 kV | 1 |  |  | CFE |  |  |  |  | OpenStreetMap | {"type":"Feature","properties":{},"geometry":{"type":"LineString","coordinates":[[-99.83502,16.91046],[-99.83542,16.91],[-99.83987,16.90808],[-99.84451,16.91101],[-99.8458,16.91181],[-99.84872,16.91357],[-99.85104,16.91501],[-99.85323,16.91639],[-99.85598,16.91809],[-99.85917,16.92007],[-99.86263,16.92166],[-99.86499,16.92241],[-99.86866,16.92448],[-99.87134,16.92584],[-99.87839,16.92904],[-99.88206,16.93076],[-99.88684,16.93301],[-99.89037,16.9347],[-99.89501,16.93561],[-99.90005,16.93648],[-99.90581,16.93744],[-99.90939,16.93803],[-99.9135,16.93872],[-99.91938,16.93968],[-99.92579,16.94079],[-99.92865,16.94133],[-99.93162,16.94252],[-99.9352,16.94399],[-99.93825,16.94526],[-99.94131,16.94647],[-99.9447,16.94787],[-99.94841,16.94937],[-99.95198,16.95082],[-99.95543,16.95226],[-99.9614,16.95471],[-99.96463,16.95605],[-99.96684,16.95693],[-99.97421,16.95993],[-99.97709,16.96117],[-99.97972,16.96221],[-99.98261,16.96338],[-99.98559,16.96458],[-99.98997,16.96636],[-99.99211,16.96725],[-99.99372,16.96791],[-100.00066,16.96952]]}}
Línea 115.0 kV | LineString | 115.0 kV | 2 |  |  | CFE |  |  |  |  | OpenStreetMap | {"type":"Feature","properties":{},"geometry":{"type":"LineString","coordinates":[[-99.81213,16.83916],[-99.81195,16.83846],[-99.81167,16.83849]]}}
Línea 115.0 kV | LineString | 115.0 kV | 2 |  |  | CFE |  |  |  |  | OpenStreetMap | {"type":"Feature","properties":{},"geometry":{"type":"LineString","coordinates":[[-99.81213,16.83916],[-99.81196,16.83886],[-99.81165,16.83887]]}}
Línea 115.0 kV | LineString | 115.0 kV | 2 |  |  | CFE |  |  |  |  | OpenStreetMap | {"type":"Feature","properties":{},"geometry":{"type":"LineString","coordinates":[[-99.81213,16.83916],[-99.81196,16.83918],[-99.81167,16.83922]]}}
Línea 115.0 kV | LineString | 115.0 kV | 6 |  |  | CFE |  |  |  |  | OpenStreetMap | {"type":"Feature","properties":{},"geometry":{"type":"LineString","coordinates":[[-99.81358,16.83975],[-99.81227,16.8396],[-99.81213,16.83916]]}}
Línea 115.0 kV | LineString | 115.0 kV | 2 |  |  | CFE |  |  |  |  | OpenStreetMap | {"type":"Feature","properties":{},"geometry":{"type":"LineString","coordinates":[[-99.81216,16.861],[-99.81244,16.85814],[-99.81278,16.8556],[-99.81303,16.85398],[-99.81315,16.85321],[-99.81317,16.85241],[-99.81355,16.84901],[-99.81397,16.84556],[-99.81432,16.84261],[-99.81465,16.84018],[-99.81358,16.83975]]}}
Línea 115.0 kV | LineString | 115.0 kV | 2 |  |  | CFE |  |  |  |  | OpenStreetMap | {"type":"Feature","properties":{},"geometry":{"type":"LineString","coordinates":[[-99.81216,16.861],[-99.81116,16.86083],[-99.81084,16.86079]]}}
Línea 115.0 kV | LineString | 115.0 kV | 2 |  |  | CFE |  |  |  |  | OpenStreetMap | {"type":"Feature","properties":{},"geometry":{"type":"LineString","coordinates":[[-99.83314,16.88711],[-99.83264,16.88511],[-99.83251,16.88455],[-99.83241,16.88414],[-99.83213,16.88302],[-99.82969,16.88211],[-99.8271,16.88112],[-99.82462,16.87848],[-99.8231,16.87692],[-99.82082,16.87442],[-99.82001,16.87338],[-99.81873,16.87131],[-99.8168,16.86846],[-99.81497,16.86569],[-99.81354,16.86345],[-99.8121,16.86126],[-99.81216,16.861]]}}
Línea 115.0 kV | LineString | 115.0 kV | 1 |  |  | CFE |  |  |  |  | OpenStreetMap | {"type":"Feature","properties":{},"geometry":{"type":"LineString","coordinates":[[-99.83359,16.88921],[-99.83314,16.88711]]}}
Línea 115.0 kV | LineString | 115.0 kV | 1 |  |  | CFE |  |  |  |  | OpenStreetMap | {"type":"Feature","properties":{},"geometry":{"type":"LineString","coordinates":[[-99.83314,16.88711],[-99.8333,16.88767],[-99.83356,16.88768]]}}
Línea 115.0 kV | LineString | 115.0 kV | 1 |  |  | CFE |  |  |  |  | OpenStreetMap | {"type":"Feature","properties":{},"geometry":{"type":"LineString","coordinates":[[-99.83359,16.88921],[-99.83332,16.88776],[-99.83359,16.88779]]}}
Línea 115.0 kV | LineString | 115.0 kV | 2 |  |  | CFE |  |  |  |  | OpenStreetMap | {"type":"Feature","properties":{},"geometry":{"type":"LineString","coordinates":[[-99.83824,16.89168],[-99.83781,16.89141],[-99.83724,16.89105],[-99.8367,16.89073],[-99.83612,16.89037],[-99.83544,16.89028],[-99.83359,16.88921]]}}
Línea 115.0 kV | LineString | 115.0 kV | 1 |  |  | CFE |  |  |  |  | OpenStreetMap | {"type":"Feature","properties":{},"geometry":{"type":"LineString","coordinates":[[-99.79911,16.78937],[-99.80021,16.789]]}}
Línea 115.0 kV | LineString | 115.0 kV | 1 |  |  | CFE |  |  |  |  | OpenStreetMap | {"type":"Feature","properties":{},"geometry":{"type":"LineString","coordinates":[[-99.79911,16.78937],[-99.80027,16.78889]]}}
Línea 115.0 kV | LineString | 115.0 kV | 2 |  |  | CFE |  |  |  |  | OpenStreetMap | {"type":"Feature","properties":{},"geometry":{"type":"LineString","coordinates":[[-99.81166,16.83824],[-99.81201,16.83821],[-99.81201,16.83795],[-99.81065,16.8377],[-99.80778,16.83721],[-99.80477,16.83667],[-99.80151,16.83609],[-99.79831,16.83552],[-99.79558,16.83504],[-99.79307,16.8346],[-99.79019,16.83408],[-99.78859,16.83083],[-99.78686,16.82733],[-99.78548,16.82454],[-99.78407,16.8217],[-99.78259,16.81867],[-99.78154,16.81653],[-99.78176,16.81369],[-99.78198,16.811],[-99.78224,16.80801],[-99.78339,16.80683],[-99.78428,16.80605],[-99.78516,16.80528],[-99.78604,16.80452],[-99.78691,16.80372],[-99.78782,16.80293],[-99.78872,16.80214],[-99.78962,16.80135],[-99.79056,16.80052],[-99.79125,16.79992],[-99.79189,16.79936],[-99.79321,16.79816],[-99.79368,16.79773],[-99.79465,16.79658],[-99.79527,16.79572],[-99.79596,16.79464],[-99.79656,16.79356],[-99.79715,16.7926],[-99.7976,16.79185],[-99.79834,16.79059],[-99.79911,16.78937]]}}
Línea 115.0 kV | LineString | 115.0 kV | 2 |  |  | CFE |  |  |  |  | OpenStreetMap | {"type":"Feature","properties":{},"geometry":{"type":"LineString","coordinates":[[-99.81358,16.83975],[-99.8147,16.83962],[-99.81476,16.83895],[-99.81495,16.83699],[-99.81565,16.83135],[-99.81565,16.83074],[-99.81643,16.82471],[-99.81706,16.81949],[-99.81736,16.81652],[-99.82279,16.81233],[-99.82284,16.81149],[-99.82309,16.80799],[-99.82286,16.80762]]}}
Línea 115.0 kV | LineString | 115.0 kV | 1 |  |  | CFE |  |  |  |  | OpenStreetMap | {"type":"Feature","properties":{},"geometry":{"type":"LineString","coordinates":[[-99.84439,16.83907],[-99.84577,16.83843]]}}
Línea 115.0 kV | LineString | 115.0 kV | 1 |  |  | CFE |  |  |  |  | OpenStreetMap | {"type":"Feature","properties":{},"geometry":{"type":"LineString","coordinates":[[-99.84577,16.83843],[-99.84619,16.83836],[-99.84668,16.83843]]}}
Línea 115.0 kV | LineString | 115.0 kV | 1 |  |  | CFE |  |  |  |  | OpenStreetMap | {"type":"Feature","properties":{},"geometry":{"type":"LineString","coordinates":[[-99.84439,16.83907],[-99.84575,16.83833],[-99.84619,16.83836],[-99.84668,16.83835]]}}
Línea 115.0 kV | LineString | 115.0 kV | 2 |  |  | CFE |  |  |  |  | OpenStreetMap | {"type":"Feature","properties":{},"geometry":{"type":"LineString","coordinates":[[-99.81358,16.83975],[-99.81487,16.83995],[-99.81701,16.84329],[-99.81887,16.84605],[-99.82002,16.84783],[-99.82206,16.84843],[-99.82379,16.84842],[-99.82585,16.84761],[-99.82992,16.846],[-99.8348,16.84406],[-99.83644,16.84342],[-99.83779,16.84267],[-99.84113,16.84084],[-99.84439,16.83907]]}}
Línea 115.0 kV | LineString | 115.0 kV | 1 |  |  | CFE |  |  |  |  | OpenStreetMap | {"type":"Feature","properties":{},"geometry":{"type":"LineString","coordinates":[[-94.90976,17.96499],[-94.89669,17.9505]]}}
Línea 115.0 kV | LineString | 115.0 kV | 1 |  |  | CFE |  |  |  |  | OpenStreetMap | {"type":"Feature","properties":{},"geometry":{"type":"LineString","coordinates":[[-98.2369,19.0322],[-98.23673,19.03236]]}}
Línea 115.0 kV | LineString | 115.0 kV | 1 |  |  | CFE |  |  |  |  | OpenStreetMap | {"type":"Feature","properties":{},"geometry":{"type":"LineString","coordinates":[[-98.23685,19.03227],[-98.2369,19.0322]]}}
Línea 115.0 kV | LineString | 115.0 kV | 2 |  |  | CFE |  |  |  |  | OpenStreetMap | {"type":"Feature","properties":{},"geometry":{"type":"LineString","coordinates":[[-99.52521,17.57328],[-99.52485,17.57339]]}}
Línea 115.0 kV | LineString | 115.0 kV | 1 |  |  | CFE |  |  |  |  | OpenStreetMap | {"type":"Feature","properties":{},"geometry":{"type":"LineString","coordinates":[[-99.52457,17.57355],[-99.52485,17.57339]]}}
Línea 115.0 kV | LineString | 115.0 kV | 1 |  |  | CFE |  |  |  |  | OpenStreetMap | {"type":"Feature","properties":{},"geometry":{"type":"LineString","coordinates":[[-99.52485,17.57339],[-99.52451,17.5734]]}}
Línea 115.0 kV | LineString | 115.0 kV | 1 |  |  | CFE |  |  |  |  | OpenStreetMap | {"type":"Feature","properties":{},"geometry":{"type":"LineString","coordinates":[[-99.6012,17.92608],[-99.60193,17.92607]]}}
Línea 115.0 kV | LineString | 115.0 kV | 1 |  |  | CFE |  |  |  |  | OpenStreetMap | {"type":"Feature","properties":{},"geometry":{"type":"LineString","coordinates":[[-99.60121,17.92591],[-99.60193,17.92607]]}}
Línea 115.0 kV | LineString | 115.0 kV | 2 |  |  | CFE |  |  |  |  | OpenStreetMap | {"type":"Feature","properties":{},"geometry":{"type":"LineString","coordinates":[[-99.60193,17.92607],[-99.60403,17.92629],[-99.60591,17.92403],[-99.605,17.92051],[-99.59977,17.91794],[-99.59357,17.91487]]}}
Línea 115.0 kV | LineString | 115.0 kV | 2 |  |  | CFE |  |  |  |  | OpenStreetMap | {"type":"Feature","properties":{},"geometry":{"type":"LineString","coordinates":[[-99.73023,18.02063],[-99.73032,18.02053],[-99.73088,18.02006],[-99.73111,18.02033]]}}
Línea 115.0 kV | LineString | 115.0 kV | 1 |  |  | CFE |  |  |  |  | OpenStreetMap | {"type":"Feature","properties":{},"geometry":{"type":"LineString","coordinates":[[-99.59357,17.91487],[-99.59192,17.91614],[-99.59016,17.92163],[-99.58975,17.92285],[-99.58968,17.92459],[-99.58959,17.9262],[-99.58949,17.92748],[-99.58977,17.92907],[-99.59253,17.9343],[-99.59803,17.94472],[-99.60085,17.94643],[-99.60518,17.94905],[-99.60854,17.9511],[-99.61543,17.95527],[-99.62006,17.95809],[-99.62261,17.95963],[-99.62503,17.96095],[-99.63708,17.96755],[-99.63895,17.96858],[-99.64086,17.96962],[-99.64593,17.97237],[-99.65334,17.97645],[-99.65694,17.97842],[-99.66551,17.9831],[-99.66973,17.98542],[-99.67672,17.98924],[-99.68068,17.9914],[-99.68212,17.99218],[-99.68366,17.9931],[-99.68648,17.99476],[-99.69122,17.99758],[-99.69368,17.99904],[-99.69642,18.00066],[-99.69869,18.00198],[-99.70388,18.00506],[-99.70668,18.00671],[-99.71067,18.00907],[-99.71422,18.01117],[-99.71789,18.01334],[-99.72229,18.01593],[-99.72462,18.01732],[-99.72847,18.01959],[-99.73023,18.02063]]}}
Línea 115.0 kV | LineString | 115.0 kV | 1 |  |  | CFE |  |  |  |  | OpenStreetMap | {"type":"Feature","properties":{},"geometry":{"type":"LineString","coordinates":[[-99.73111,18.02053],[-99.73155,18.02104],[-99.73238,18.02045],[-99.73463,18.01877],[-99.73599,18.01773],[-99.73991,18.01477],[-99.74089,18.01402],[-99.74334,18.01373],[-99.7436,18.01384]]}}
Línea 115.0 kV | LineString | 115.0 kV | 2 |  |  | CFE |  |  |  |  | OpenStreetMap | {"type":"Feature","properties":{},"geometry":{"type":"LineString","coordinates":[[-99.53061,18.36009],[-99.52958,18.35938],[-99.52931,18.35935]]}}
Línea 115.0 kV | LineString | 115.0 kV |  |  |  | CFE |  |  |  |  | OpenStreetMap | {"type":"Feature","properties":{},"geometry":{"type":"LineString","coordinates":[[-100.98938,20.50978],[-100.98936,20.51018]]}}
Línea 115.0 kV | LineString | 115.0 kV | 1 |  |  | CFE |  |  |  |  | OpenStreetMap | {"type":"Feature","properties":{},"geometry":{"type":"LineString","coordinates":[[-99.73023,18.02063],[-99.73328,18.02525],[-99.74235,18.03],[-99.74883,18.03337],[-99.75296,18.03553],[-99.7578,18.03805],[-99.76329,18.0409],[-99.77201,18.04547],[-99.7748,18.04692],[-99.7783,18.04874],[-99.78484,18.05217],[-99.79263,18.05622],[-99.79419,18.05705],[-99.79799,18.05487],[-99.8089,18.05377],[-99.8151,18.05313],[-99.82013,18.05258],[-99.82256,18.05236],[-99.82631,18.05194],[-99.83379,18.05119],[-99.83577,18.05099],[-99.84397,18.0501],[-99.84655,18.04968],[-99.84959,18.04956],[-99.85604,18.04892],[-99.8595,18.04856],[-99.86185,18.04835],[-99.86521,18.04803],[-99.87645,18.04681],[-99.88139,18.04626],[-99.89256,18.04516],[-99.90268,18.04409],[-99.90952,18.04339],[-99.90936,18.0431]]}}
Línea 115.0 kV | LineString | 115.0 kV | 1 |  |  | CFE |  |  |  |  | OpenStreetMap | {"type":"Feature","properties":{},"geometry":{"type":"LineString","coordinates":[[-99.90925,18.04275],[-99.90904,18.04246],[-99.90842,18.0428],[-99.90715,18.04339],[-99.907,18.0471],[-99.90781,18.04909],[-99.90976,18.05383],[-99.91057,18.05574],[-99.91158,18.0582],[-99.91316,18.06204],[-99.91406,18.06422],[-99.91454,18.06538],[-99.91601,18.06897],[-99.91696,18.07126],[-99.91776,18.07321],[-99.91823,18.07558],[-99.91853,18.07712],[-99.9192,18.08054],[-99.92061,18.08781],[-99.92168,18.0933],[-99.92252,18.09761],[-99.92247,18.09942],[-99.92239,18.10232],[-99.9222,18.10793],[-99.92214,18.11037],[-99.92208,18.11232],[-99.92201,18.11475],[-99.9219,18.1185],[-99.92179,18.12243],[-99.92167,18.12715],[-99.92158,18.13042],[-99.9233,18.1359],[-99.92446,18.13958],[-99.92568,18.14344],[-99.92647,18.146],[-99.92768,18.1498],[-99.92869,18.15606],[-99.92929,18.15979],[-99.92982,18.16308],[-99.93042,18.1668],[-99.93107,18.1708],[-99.93144,18.17319],[-99.93197,18.17646],[-99.93223,18.17804],[-99.93127,18.18007],[-99.9306,18.18155],[-99.93003,18.18282],[-99.92895,18.18512],[-99.92686,18.18966],[-99.92526,18.1931],[-99.92447,18.19533],[-99.92338,18.19846],[-99.92231,18.20151],[-99.92188,18.20269],[-99.9202,18.20748],[-99.91885,18.21128],[-99.91741,18.2154],[-99.91628,18.2186],[-99.91508,18.22194],[-99.91444,18.22379],[-99.9138,18.22776],[-99.91333,18.23073],[-99.91295,18.23307],[-99.91226,18.2375],[-99.91182,18.24031],[-99.91124,18.24388],[-99.91075,18.247],[-99.91074,18.24936],[-99.91255,18.2515],[-99.91495,18.25436],[-99.91616,18.25927],[-99.91731,18.26389],[-99.91881,18.26997],[-99.91998,18.2747],[-99.9212,18.27964],[-99.92206,18.28312],[-99.92269,18.2857],[-99.92448,18.29289],[-99.92412,18.29833],[-99.92451,18.30099],[-99.92544,18.30164],[-99.92596,18.30135],[-99.92603,18.30121]]}}
Línea 115.0 kV | LineString | 115.0 kV | 1 |  |  | CFE |  |  |  |  | OpenStreetMap | {"type":"Feature","properties":{},"geometry":{"type":"LineString","coordinates":[[-99.90946,18.04307],[-99.90952,18.04339],[-99.91335,18.04141],[-99.92681,18.03442],[-99.93866,18.02828],[-99.94803,18.0234],[-99.95562,18.01953],[-99.95624,18.01813],[-99.95723,18.01596],[-99.95946,18.01105],[-99.9615,18.0066],[-99.96221,18.00502],[-99.96516,17.99856],[-99.96616,17.99639],[-99.96682,17.99487],[-99.96767,17.99296],[-99.96903,17.98996],[-99.97048,17.98684],[-99.9758,17.97502],[-99.97682,17.97241],[-99.97783,17.97029],[-99.97965,17.96651],[-99.9819,17.96183],[-99.98402,17.95742],[-99.98622,17.95397],[-99.98813,17.95286],[-99.98835,17.95307]]}}
Línea 115.0 kV | LineString | 115.0 kV | 1 |  |  | CFE |  |  |  |  | OpenStreetMap | {"type":"Feature","properties":{},"geometry":{"type":"LineString","coordinates":[[-99.98843,17.95298],[-99.98821,17.95278],[-99.98799,17.95213],[-99.98589,17.94546],[-99.9849,17.94232],[-99.98458,17.94136],[-99.98162,17.9381],[-99.981,17.93744],[-99.98066,17.93707],[-99.9785,17.93473],[-99.978,17.93418],[-99.97826,17.93159],[-99.97864,17.92771],[-99.97911,17.92319],[-99.9792,17.92225],[-99.97956,17.91907],[-99.97967,17.91773],[-99.9799,17.91528],[-99.98067,17.9123],[-99.98253,17.91],[-99.98649,17.90508],[-99.988,17.90321],[-99.98859,17.90169],[-99.9893,17.89966],[-99.99032,17.89684],[-99.99072,17.89574],[-99.99166,17.89311],[-99.99209,17.89197],[-99.99269,17.89027],[-99.99054,17.88805],[-99.98539,17.88275],[-99.98514,17.88213],[-99.98479,17.88122],[-99.98437,17.88017],[-99.98255,17.87551],[-99.98168,17.8733],[-99.98061,17.87058],[-99.97978,17.86745],[-99.97822,17.86445],[-99.97762,17.86292],[-99.97675,17.86073],[-99.97654,17.86017],[-99.97624,17.8592],[-99.9757,17.85755],[-99.9735,17.85075],[-99.97103,17.84307],[-99.97009,17.84023],[-99.96955,17.83842],[-99.96842,17.83337],[-99.96819,17.82982],[-99.96799,17.82582],[-99.96783,17.824],[-99.96768,17.82191],[-99.96755,17.81965],[-99.96729,17.81591],[-99.96663,17.80534],[-99.96611,17.79738],[-99.96603,17.79601],[-99.96595,17.7947],[-99.96586,17.79338],[-99.96558,17.78909],[-99.9655,17.78772],[-99.96545,17.78695],[-99.96648,17.78481],[-99.96791,17.78174],[-99.96894,17.77966],[-99.97027,17.77689],[-99.97082,17.77573],[-99.97203,17.77324],[-99.97271,17.77297],[-99.97315,17.77308]]}}
Línea 115.0 kV | LineString | 115.0 kV | 2 |  |  | CFE |  |  |  |  | OpenStreetMap | {"type":"Feature","properties":{},"geometry":{"type":"LineString","coordinates":[[-99.53061,18.36009],[-99.52982,18.36043],[-99.52874,18.36002],[-99.52841,18.36013],[-99.52825,18.36155],[-99.5281,18.363],[-99.52795,18.36434],[-99.52784,18.36536],[-99.52795,18.36686],[-99.52807,18.36831],[-99.52821,18.36962],[-99.52855,18.37091],[-99.52962,18.37417],[-99.52965,18.37678],[-99.52966,18.38055],[-99.53154,18.38415],[-99.53252,18.38735],[-99.53327,18.38978],[-99.53397,18.39203],[-99.53539,18.39669],[-99.53636,18.39862],[-99.53802,18.40214],[-99.54035,18.40697],[-99.54136,18.40903],[-99.54243,18.41128],[-99.54537,18.41498],[-99.54672,18.41673],[-99.54884,18.4194],[-99.55116,18.42236],[-99.55348,18.42532],[-99.55989,18.42983],[-99.56259,18.43173],[-99.56632,18.43436],[-99.56903,18.43627],[-99.57338,18.43805],[-99.57564,18.43898],[-99.58035,18.44087],[-99.58149,18.44211],[-99.58274,18.44478],[-99.58225,18.44779],[-99.58182,18.45048],[-99.58131,18.45298],[-99.58081,18.45638],[-99.58025,18.4597],[-99.58005,18.46091],[-99.57873,18.46595],[-99.57752,18.47052],[-99.57705,18.4723],[-99.57836,18.47563],[-99.58049,18.48107],[-99.58146,18.48354],[-99.58221,18.48853],[-99.58288,18.49347],[-99.58347,18.4973],[-99.58403,18.50116],[-99.58416,18.50249],[-99.5849,18.50814],[-99.58534,18.51158],[-99.58567,18.51381],[-99.58596,18.51565],[-99.58612,18.51688],[-99.58648,18.51919],[-99.58764,18.52287],[-99.58865,18.52586],[-99.58987,18.52962],[-99.59095,18.53277],[-99.59208,18.53623],[-99.59339,18.5403],[-99.5944,18.54265],[-99.59691,18.54703],[-99.60264,18.54841],[-99.60437,18.5493],[-99.6047,18.54951]]}}
Línea 115.0 kV | LineString | 115.0 kV | 3 |  |  | CFE |  |  |  |  | OpenStreetMap | {"type":"Feature","properties":{},"geometry":{"type":"LineString","coordinates":[[-99.50103,17.52628],[-99.50075,17.52928]]}}
Línea 115.0 kV | LineString | 115.0 kV | 1 |  |  | CFE |  |  |  |  | OpenStreetMap | {"type":"Feature","properties":{},"geometry":{"type":"LineString","coordinates":[[-99.51251,17.52126],[-99.51191,17.52161],[-99.51091,17.5222],[-99.50826,17.52372],[-99.5066,17.52468],[-99.5053,17.52544],[-99.50377,17.52633],[-99.50176,17.52752],[-99.50103,17.52797],[-99.50075,17.52928]]}}
Línea 115.0 kV | LineString | 115.0 kV | 1 |  |  | CFE |  |  |  |  | OpenStreetMap | {"type":"Feature","properties":{},"geometry":{"type":"LineString","coordinates":[[-99.52521,17.57328],[-99.52505,17.57204],[-99.52335,17.56562],[-99.5212,17.55734],[-99.52025,17.55373],[-99.51866,17.54761],[-99.51739,17.54267],[-99.51691,17.54086],[-99.51562,17.53589],[-99.51473,17.53244],[-99.51235,17.52334],[-99.51191,17.52161],[-99.51186,17.5214]]}}
Línea 115.0 kV | LineString | 115.0 kV | 1 |  |  | CFE |  |  |  |  | OpenStreetMap | {"type":"Feature","properties":{},"geometry":{"type":"LineString","coordinates":[[-99.16714,17.59108],[-99.16696,17.59098],[-99.16299,17.58885],[-99.15741,17.58897],[-99.15624,17.58896],[-99.15105,17.58868],[-99.14882,17.58856],[-99.14076,17.58812],[-99.13786,17.58796],[-99.13433,17.58777],[-99.131,17.58759],[-99.12944,17.58751],[-99.12642,17.58734],[-99.12416,17.58722],[-99.12127,17.58705],[-99.11793,17.58688],[-99.11283,17.5866],[-99.11149,17.58652],[-99.10721,17.58629],[-99.10432,17.58612],[-99.10248,17.58604],[-99.09848,17.58583],[-99.09701,17.58574],[-99.09659,17.58567],[-99.09068,17.58466],[-99.08426,17.58359],[-99.07992,17.58284],[-99.06899,17.58098],[-99.06381,17.57968],[-99.06176,17.57919],[-99.05628,17.57783],[-99.05466,17.57742],[-99.04811,17.57873],[-99.04713,17.57864],[-99.04267,17.57826],[-99.0374,17.5778],[-99.03396,17.57755],[-99.02988,17.57557],[-99.02594,17.57433],[-99.02162,17.5734],[-99.01736,17.57271],[-99.01455,17.57224],[-99.00906,17.57134],[-99.00696,17.57167],[-99.00637,17.57107],[-99.00359,17.57095],[-98.99826,17.57073],[-98.99148,17.57051],[-98.98875,17.57042],[-98.98337,17.57021],[-98.97835,17.57004],[-98.97494,17.5699],[-98.96636,17.56951],[-98.96395,17.56943],[-98.96141,17.56933],[-98.95884,17.56925],[-98.95612,17.57028],[-98.95369,17.57119],[-98.95052,17.57235],[-98.94771,17.57181],[-98.94472,17.57121],[-98.94019,17.57033],[-98.93762,17.56983],[-98.93453,17.56919],[-98.92964,17.56826],[-98.92774,17.56788],[-98.92165,17.56668],[-98.91975,17.56629],[-98.91298,17.56498],[-98.91074,17.56455],[-98.90582,17.56354],[-98.90021,17.56085],[-98.89903,17.56029],[-98.89602,17.55879],[-98.88887,17.55536],[-98.88503,17.55349],[-98.8818,17.55323],[-98.87693,17.55288],[-98.87471,17.55265],[-98.87095,17.55228],[-98.86759,17.55191],[-98.86542,17.55168],[-98.85999,17.55112],[-98.85638,17.55075],[-98.85173,17.55032],[-98.84611,17.5498],[-98.84409,17.54954],[-98.84093,17.54924],[-98.83349,17.5485],[-98.82996,17.54811]]}}
Línea 115.0 kV | LineString | 115.0 kV | 1 |  |  | CFE |  |  |  |  | OpenStreetMap | {"type":"Feature","properties":{},"geometry":{"type":"LineString","coordinates":[[-99.53168,17.59192],[-99.53153,17.5916],[-99.53162,17.58896],[-99.5314,17.5872],[-99.53118,17.58534],[-99.53054,17.58046],[-99.52994,17.57601],[-99.52653,17.57446],[-99.52492,17.57363],[-99.52463,17.5737]]}}
Línea 115.0 kV | LineString | 115.0 kV | 2 |  |  | CFE |  |  |  |  | OpenStreetMap | {"type":"Feature","properties":{},"geometry":{"type":"LineString","coordinates":[[-99.53158,17.59199],[-99.53136,17.59171],[-99.53062,17.59221],[-99.53136,17.59501],[-99.53188,17.59699],[-99.53118,17.59786],[-99.53039,17.59882],[-99.53048,17.59964],[-99.53076,17.60194],[-99.53128,17.60658],[-99.52907,17.60827],[-99.52656,17.60804],[-99.52365,17.60781],[-99.51854,17.60737],[-99.51181,17.6068],[-99.50968,17.60486],[-99.50665,17.60216],[-99.50337,17.59924],[-99.49877,17.59416],[-99.49427,17.58922],[-99.49168,17.58642],[-99.49054,17.5851],[-99.48362,17.57749],[-99.48092,17.57449],[-99.47283,17.5656],[-99.4696,17.56195],[-99.46541,17.55736],[-99.46333,17.55505],[-99.45919,17.5505],[-99.45772,17.54888],[-99.45658,17.54818],[-99.44963,17.54405],[-99.44618,17.54205],[-99.44481,17.54022]]}}
Línea 115.0 kV | LineString | 115.0 kV | 1 |  |  | CFE |  |  |  |  | OpenStreetMap | {"type":"Feature","properties":{},"geometry":{"type":"LineString","coordinates":[[-98.62865,17.5404],[-98.62865,17.5402],[-98.62838,17.54023],[-98.62718,17.54178],[-98.62446,17.54536],[-98.62244,17.54682],[-98.61991,17.54866],[-98.61562,17.55176],[-98.614,17.55294],[-98.61066,17.55539],[-98.60554,17.55907],[-98.60404,17.56017],[-98.60067,17.56259],[-98.59718,17.56509],[-98.59542,17.56638],[-98.58942,17.5733],[-98.58839,17.57451],[-98.58709,17.57594],[-98.58394,17.57962],[-98.58185,17.582],[-98.57799,17.58648],[-98.57601,17.58875],[-98.57204,17.59329],[-98.57102,17.59448],[-98.56871,17.59712],[-98.56711,17.59898],[-98.56372,17.60289],[-98.56127,17.60571],[-98.55835,17.60907],[-98.55441,17.61359],[-98.55482,17.6163],[-98.55523,17.61945],[-98.55568,17.62208],[-98.55612,17.6255],[-98.5569,17.63102],[-98.55712,17.63247],[-98.55458,17.63415],[-98.55174,17.63599],[-98.54567,17.63997],[-98.54383,17.64116],[-98.54148,17.6427],[-98.53906,17.64296],[-98.53743,17.64419],[-98.53576,17.64589],[-98.53502,17.64668],[-98.53137,17.64874],[-98.53224,17.65236],[-98.5327,17.65442],[-98.53392,17.65963],[-98.53388,17.66194],[-98.5338,17.66596],[-98.53378,17.6677],[-98.5337,17.67137],[-98.53362,17.67576],[-98.53517,17.67893],[-98.5362,17.68111],[-98.53676,17.68229],[-98.53854,17.68597],[-98.53939,17.68769],[-98.53999,17.689],[-98.54187,17.69288],[-98.54243,17.69403],[-98.54409,17.69731],[-98.54622,17.70151],[-98.54821,17.70539],[-98.55007,17.70731],[-98.55249,17.70986],[-98.55413,17.71158],[-98.55601,17.71357],[-98.5579,17.71554],[-98.56003,17.71776],[-98.56148,17.71937],[-98.56358,17.72154],[-98.56586,17.72394],[-98.56845,17.72668],[-98.57122,17.72958],[-98.57321,17.73168],[-98.57686,17.73551],[-98.57792,17.73665],[-98.57811,17.73923],[-98.57838,17.74283],[-98.57858,17.74547],[-98.57878,17.74831],[-98.579,17.75129],[-98.57921,17.75405],[-98.57941,17.75671],[-98.57963,17.75967],[-98.57982,17.76193],[-98.57998,17.76558],[-98.58024,17.76952],[-98.5805,17.77425],[-98.58074,17.77865],[-98.58105,17.78415],[-98.58113,17.78584],[-98.57767,17.78706],[-98.57483,17.78807],[-98.57332,17.78859],[-98.56869,17.79022],[-98.56627,17.79107],[-98.5639,17.79192],[-98.56338,17.79189]]}}
Línea 115.0 kV | LineString | 115.0 kV | 1 |  |  | CFE |  |  |  |  | OpenStreetMap | {"type":"Feature","properties":{},"geometry":{"type":"LineString","coordinates":[[-98.62876,17.5404],[-98.62881,17.54018],[-98.62827,17.53808],[-98.62782,17.53672],[-98.62728,17.53617],[-98.62297,17.53202],[-98.61876,17.52791],[-98.61709,17.52626],[-98.61479,17.52402],[-98.61265,17.52196],[-98.61164,17.52095],[-98.6095,17.51894],[-98.60486,17.51438],[-98.60243,17.51202],[-98.60048,17.51012],[-98.59749,17.5084],[-98.59565,17.50738],[-98.58827,17.50317],[-98.58652,17.50227],[-98.57951,17.4982],[-98.57632,17.49637],[-98.57127,17.4935],[-98.56815,17.49171],[-98.56459,17.48892],[-98.56237,17.4872],[-98.55541,17.48181],[-98.55423,17.48088],[-98.55145,17.47873],[-98.5478,17.47587],[-98.54659,17.47522],[-98.54512,17.47443],[-98.54332,17.47345],[-98.5408,17.47209],[-98.5346,17.46877],[-98.53082,17.46669],[-98.5264,17.46437],[-98.52491,17.46206],[-98.52365,17.46016],[-98.52158,17.45703],[-98.52065,17.45565],[-98.51933,17.45362],[-98.51752,17.4509],[-98.51476,17.44676],[-98.51313,17.44427],[-98.5117,17.44208],[-98.51183,17.4401],[-98.51217,17.43525],[-98.51228,17.43359],[-98.51527,17.4263],[-98.51302,17.42318],[-98.497,17.39212],[-98.49549,17.38889],[-98.49234,17.38567],[-98.49025,17.38341],[-98.48639,17.37953],[-98.48526,17.37826],[-98.48408,17.3771],[-98.48062,17.37373],[-98.47789,17.37094],[-98.47555,17.36866],[-98.47035,17.36354],[-98.46942,17.36249],[-98.46672,17.35923],[-98.46543,17.35779],[-98.46142,17.35319],[-98.45964,17.35072],[-98.45721,17.34895],[-98.45365,17.34623],[-98.45183,17.34478],[-98.44585,17.34021],[-98.44134,17.33684],[-98.43721,17.32655],[-98.43638,17.32455],[-98.43525,17.32176],[-98.43213,17.31423],[-98.43061,17.31048],[-98.42938,17.30731],[-98.42873,17.30398],[-98.42803,17.30031],[-98.42749,17.29739],[-98.42708,17.29555],[-98.42654,17.29286],[-98.42594,17.28995],[-98.42504,17.28572],[-98.42413,17.28146],[-98.42363,17.27903],[-98.4228,17.27481],[-98.42056,17.26899],[-98.41903,17.26488],[-98.41797,17.26197],[-98.41919,17.2572],[-98.41845,17.25454],[-98.41758,17.25165],[-98.41681,17.24878],[-98.41231,17.24286],[-98.41003,17.23989],[-98.4084,17.23346],[-98.40638,17.22592],[-98.40601,17.22438],[-98.40627,17.22102],[-98.40696,17.2142],[-98.40698,17.21288],[-98.40717,17.21185],[-98.40888,17.20668],[-98.40921,17.20427],[-98.40643,17.20126],[-98.40604,17.20047]]}}
Línea 115.0 kV | LineString | 115.0 kV | 1 |  |  | CFE |  |  |  |  | OpenStreetMap | {"type":"Feature","properties":{},"geometry":{"type":"LineString","coordinates":[[-98.82731,17.54242],[-98.82732,17.5427],[-98.82338,17.54234],[-98.82161,17.54335],[-98.81871,17.5458],[-98.81746,17.5469],[-98.81371,17.55016],[-98.8081,17.55072],[-98.80385,17.5512],[-98.79975,17.55161],[-98.79717,17.55188],[-98.79504,17.55215],[-98.79052,17.55257],[-98.78727,17.55295],[-98.78107,17.55358],[-98.7764,17.55409],[-98.77431,17.55432],[-98.76744,17.55455],[-98.76286,17.55413],[-98.75529,17.55343],[-98.75396,17.5533],[-98.75082,17.55263],[-98.74653,17.55171],[-98.74267,17.55106],[-98.7363,17.54995],[-98.73214,17.54924],[-98.72807,17.54851],[-98.72517,17.54802],[-98.72241,17.54754],[-98.71564,17.54635],[-98.71147,17.54597],[-98.70768,17.54561],[-98.7044,17.54472],[-98.7017,17.54399],[-98.69681,17.54268],[-98.69438,17.54233],[-98.68946,17.54159],[-98.68433,17.54086],[-98.68177,17.54117],[-98.67887,17.54156],[-98.6759,17.54198],[-98.67177,17.54248],[-98.6702,17.54267],[-98.66749,17.54306],[-98.66456,17.54342],[-98.66154,17.54386],[-98.65923,17.54417],[-98.65607,17.54184],[-98.65388,17.54031],[-98.64939,17.54016],[-98.64618,17.54009],[-98.64233,17.53997],[-98.63993,17.54013],[-98.6379,17.54025],[-98.63208,17.54063],[-98.6304,17.54077],[-98.62881,17.54018],[-98.62886,17.5404]]}}
Línea 115.0 kV | LineString | 115.0 kV | 1 |  |  | CFE |  |  |  |  | OpenStreetMap | {"type":"Feature","properties":{},"geometry":{"type":"LineString","coordinates":[[-99.19812,18.88206],[-99.19814,18.88541]]}}
Línea 115.0 kV | LineString | 115.0 kV | 1 |  |  | CFE |  |  |  |  | OpenStreetMap | {"type":"Feature","properties":{},"geometry":{"type":"LineString","coordinates":[[-99.19728,18.88316],[-99.19814,18.88541]]}}
Línea 115.0 kV | LineString | 115.0 kV | 1 |  |  | CFE |  |  |  |  | OpenStreetMap | {"type":"Feature","properties":{},"geometry":{"type":"LineString","coordinates":[[-99.18042,18.91084],[-99.18029,18.91095],[-99.1806,18.91155],[-99.17982,18.91226],[-99.17906,18.91301],[-99.1784,18.91353],[-99.17823,18.91355],[-99.17828,18.91343]]}}
Línea 115.0 kV | LineString | 115.0 kV | 1 |  |  | CFE |  |  |  |  | OpenStreetMap | {"type":"Feature","properties":{},"geometry":{"type":"LineString","coordinates":[[-99.18005,18.91077],[-99.18022,18.91087],[-99.18033,18.91077]]}}
Línea 115.0 kV | LineString | 115.0 kV | 1 |  |  | CFE |  |  |  |  | OpenStreetMap | {"type":"Feature","properties":{},"geometry":{"type":"LineString","coordinates":[[-99.18005,18.91077],[-99.18014,18.9108],[-99.18026,18.9107]]}}
Línea 115.0 kV | LineString | 115.0 kV | 2 |  |  | CFE |  |  |  |  | OpenStreetMap | {"type":"Feature","properties":{},"geometry":{"type":"LineString","coordinates":[[-99.19728,18.88316],[-99.19607,18.88303],[-99.19495,18.8831],[-99.19376,18.88323],[-99.19258,18.88335],[-99.19142,18.88347],[-99.19032,18.88435],[-99.18937,18.88511],[-99.18838,18.88589],[-99.18794,18.88752],[-99.18742,18.88953],[-99.18778,18.89042],[-99.1879,18.89218],[-99.18816,18.894],[-99.18658,18.89575],[-99.18512,18.89716],[-99.18381,18.89843],[-99.18205,18.90017],[-99.18186,18.90043],[-99.18054,18.90242],[-99.17979,18.90315],[-99.18007,18.90457],[-99.18077,18.90558],[-99.18105,18.90696],[-99.18099,18.90774],[-99.18114,18.90825],[-99.18148,18.90863],[-99.1819,18.90884],[-99.18194,18.90905],[-99.1809,18.90976],[-99.18064,18.91027],[-99.18032,18.91046],[-99.18005,18.91077]]}}
Línea 115.0 kV | LineString | 115.0 kV | 1 |  |  | CFE |  |  |  |  | OpenStreetMap | {"type":"Feature","properties":{},"geometry":{"type":"LineString","coordinates":[[-99.19812,18.88206],[-99.19728,18.88316]]}}
Línea 115.0 kV | LineString | 115.0 kV | 1 |  |  | CFE |  |  |  |  | OpenStreetMap | {"type":"Feature","properties":{},"geometry":{"type":"LineString","coordinates":[[-99.13042,18.85755],[-99.13206,18.85557],[-99.13353,18.85389],[-99.13519,18.85284],[-99.14047,18.84952],[-99.14341,18.8476],[-99.14748,18.84514],[-99.14939,18.84396],[-99.15092,18.84309],[-99.15459,18.844],[-99.15579,18.84428],[-99.15987,18.84543],[-99.1604,18.84557],[-99.16282,18.84621],[-99.16548,18.847],[-99.16826,18.84776],[-99.17122,18.84863],[-99.17477,18.84956],[-99.18176,18.85153],[-99.18352,18.85205],[-99.18489,18.85236],[-99.19118,18.85028],[-99.19504,18.84903],[-99.19826,18.84797],[-99.19909,18.84771],[-99.20045,18.84727],[-99.20152,18.84693],[-99.20275,18.84647],[-99.20313,18.84633],[-99.20317,18.84611]]}}
Línea 115.0 kV | LineString | 115.0 kV | 2 |  |  | CFE |  |  |  |  | OpenStreetMap | {"type":"Feature","properties":{},"geometry":{"type":"LineString","coordinates":[[-99.24025,18.74195],[-99.24075,18.74209]]}}
Línea 115.0 kV | LineString | 115.0 kV | 2 |  |  | CFE |  |  |  |  | OpenStreetMap | {"type":"Feature","properties":{},"geometry":{"type":"LineString","coordinates":[[-99.22075,18.77658],[-99.22132,18.77583],[-99.22214,18.77476],[-99.22375,18.77261],[-99.22523,18.77012],[-99.22635,18.76825],[-99.22775,18.76583],[-99.22902,18.76368],[-99.23004,18.7619],[-99.2315,18.75946],[-99.23292,18.75699],[-99.2355,18.75264],[-99.23702,18.75004],[-99.23852,18.74751],[-99.23935,18.74493],[-99.24017,18.7422],[-99.24025,18.74195]]}}
Línea 115.0 kV | LineString | 115.0 kV | 1 |  |  | CFE |  |  |  |  | OpenStreetMap | {"type":"Feature","properties":{},"geometry":{"type":"LineString","coordinates":[[-99.2198,18.77784],[-99.22025,18.77728],[-99.22075,18.77658]]}}
Línea 115.0 kV | LineString | 115.0 kV | 1 |  |  | CFE |  |  |  |  | OpenStreetMap | {"type":"Feature","properties":{},"geometry":{"type":"LineString","coordinates":[[-99.2198,18.77784],[-99.22023,18.77717],[-99.22075,18.77658]]}}
Línea 115.0 kV | LineString | 115.0 kV | 2 |  |  | CFE |  |  |  |  | OpenStreetMap | {"type":"Feature","properties":{},"geometry":{"type":"LineString","coordinates":[[-99.20399,18.84618],[-99.20391,18.84669],[-99.20624,18.84722],[-99.21095,18.84827],[-99.21278,18.84813],[-99.21519,18.84794],[-99.21748,18.84775],[-99.21707,18.84602],[-99.2166,18.844],[-99.21598,18.84131],[-99.21544,18.83892],[-99.21497,18.83691],[-99.21439,18.83445],[-99.21372,18.83163],[-99.21301,18.82855],[-99.21245,18.82612],[-99.21181,18.82345],[-99.21118,18.82071],[-99.21059,18.81814],[-99.21005,18.81576],[-99.20945,18.81327],[-99.20934,18.81092],[-99.20923,18.80861],[-99.20912,18.8059],[-99.20895,18.80277],[-99.20883,18.8004],[-99.20862,18.79826],[-99.20853,18.79593],[-99.20848,18.79277],[-99.21046,18.79017],[-99.21197,18.78819],[-99.21362,18.78598],[-99.21534,18.78373],[-99.21713,18.78138],[-99.21867,18.77935],[-99.21937,18.7784],[-99.2198,18.77784]]}}
Línea 115.0 kV | LineString | 115.0 kV | 2 |  |  | CFE |  |  |  |  | OpenStreetMap | {"type":"Feature","properties":{},"geometry":{"type":"LineString","coordinates":[[-99.18646,18.80921],[-99.18908,18.80933],[-99.18923,18.80934],[-99.18939,18.80935],[-99.18945,18.80935],[-99.18966,18.80936],[-99.19293,18.80951],[-99.19437,18.80964],[-99.19498,18.80969],[-99.19556,18.80975]]}}
Línea 115.0 kV | LineString | 115.0 kV | 1 |  |  | CFE |  |  |  |  | OpenStreetMap | {"type":"Feature","properties":{},"geometry":{"type":"LineString","coordinates":[[-99.20305,18.8461],[-99.20298,18.84632],[-99.20252,18.84633],[-99.20146,18.84466],[-99.20137,18.84448],[-99.2012,18.84413],[-99.20102,18.84374],[-99.20038,18.84241],[-99.19905,18.83972],[-99.19754,18.83825],[-99.19572,18.8365],[-99.19412,18.83508],[-99.19264,18.83362],[-99.19212,18.83108],[-99.19172,18.82907],[-99.19123,18.82642],[-99.19068,18.82376],[-99.19034,18.82164],[-99.18886,18.82042],[-99.18694,18.81879],[-99.18681,18.81573],[-99.1868,18.81563],[-99.18667,18.81323],[-99.18654,18.81055],[-99.18646,18.80921]]}}
Línea 115.0 kV | LineString | 115.0 kV | 2 |  |  | CFE |  |  |  |  | OpenStreetMap | {"type":"Feature","properties":{},"geometry":{"type":"LineString","coordinates":[[-101.22581,20.59788],[-101.22668,20.59791],[-101.22804,20.59792],[-101.22913,20.59793],[-101.23025,20.59793],[-101.23134,20.59795],[-101.23239,20.59795],[-101.23307,20.59822],[-101.23368,20.59885],[-101.23429,20.5995],[-101.23475,20.60018],[-101.23551,20.60083],[-101.23708,20.60217],[-101.23661,20.60315],[-101.23614,20.60415],[-101.23568,20.60513],[-101.23564,20.60579]]}}
Línea 115.0 kV | LineString | 115.0 kV | 1 |  |  | CFE |  |  |  |  | OpenStreetMap | {"type":"Feature","properties":{},"geometry":{"type":"LineString","coordinates":[[-98.82753,17.54263],[-98.8274,17.54239]]}}
Línea 115.0 kV | LineString | 115.0 kV | 1 |  |  | CFE |  |  |  |  | OpenStreetMap | {"type":"Feature","properties":{},"geometry":{"type":"LineString","coordinates":[[-98.82753,17.54263],[-98.82749,17.54235]]}}
Línea 115.0 kV | LineString | 115.0 kV | 2 |  |  | CFE |  |  |  |  | OpenStreetMap | {"type":"Feature","properties":{},"geometry":{"type":"LineString","coordinates":[[-98.82996,17.54811],[-98.82839,17.54459],[-98.82753,17.54263]]}}
Línea 115.0 kV | LineString | 115.0 kV | 1 |  |  | CFE |  |  |  |  | OpenStreetMap | {"type":"Feature","properties":{},"geometry":{"type":"LineString","coordinates":[[-98.82996,17.54811],[-98.83038,17.54924],[-98.8315,17.55215],[-98.83086,17.55424],[-98.82998,17.55682],[-98.82798,17.55794],[-98.82474,17.55973],[-98.82297,17.55978],[-98.81428,17.5599],[-98.81173,17.56103],[-98.80915,17.56218],[-98.80388,17.56461],[-98.79743,17.56751],[-98.7943,17.56908],[-98.79198,17.57024],[-98.78815,17.57218],[-98.78389,17.57433],[-98.77972,17.57643],[-98.77712,17.57774],[-98.77404,17.58026],[-98.76965,17.58389],[-98.76509,17.58763],[-98.76111,17.5909],[-98.75695,17.59432],[-98.75401,17.59674],[-98.74887,17.60099],[-98.74586,17.60346],[-98.74198,17.60657],[-98.73842,17.60952],[-98.73852,17.62194],[-98.73858,17.62807],[-98.73858,17.62959],[-98.73863,17.63168],[-98.73874,17.63685],[-98.73884,17.64123],[-98.73902,17.64921],[-98.73911,17.65289],[-98.73921,17.65759],[-98.73932,17.66276],[-98.73939,17.66517],[-98.73954,17.67253],[-98.7396,17.67518],[-98.73975,17.68189],[-98.73981,17.68516],[-98.74005,17.69589],[-98.74014,17.69954],[-98.73982,17.70098],[-98.73947,17.70254],[-98.73847,17.70697],[-98.73729,17.71218],[-98.7357,17.71934],[-98.73473,17.72367],[-98.73338,17.72973],[-98.73208,17.73389],[-98.73257,17.73563],[-98.73384,17.74012],[-98.73587,17.74726],[-98.73668,17.74812],[-98.73963,17.75156],[-98.74069,17.75507],[-98.74193,17.75921],[-98.74151,17.75932]]}}
Línea 115.0 kV | LineString | 115.0 kV | 2 |  |  | CFE |  |  |  |  | OpenStreetMap | {"type":"Feature","properties":{},"geometry":{"type":"LineString","coordinates":[[-98.99909,18.84898],[-98.99979,18.84897],[-99.00218,18.84648],[-99.00346,18.84512],[-99.00518,18.84331],[-99.00753,18.84083],[-99.00951,18.83877],[-99.01205,18.83606],[-99.01345,18.83342],[-99.0154,18.82971],[-99.0169,18.82688],[-99.01792,18.82495],[-99.01902,18.82284],[-99.02025,18.82049],[-99.02183,18.81751],[-99.02349,18.81436],[-99.02424,18.81293],[-99.02714,18.80747],[-99.02846,18.80496],[-99.03048,18.80105],[-99.03164,18.79887],[-99.03287,18.79655],[-99.0341,18.7942],[-99.03546,18.79163],[-99.03705,18.78861],[-99.03836,18.78612],[-99.03982,18.78332],[-99.03769,18.77945],[-99.03578,18.77589],[-99.03442,18.77339],[-99.03314,18.77101],[-99.03165,18.76827],[-99.02986,18.76496],[-99.02856,18.76254],[-99.02734,18.7603],[-99.0263,18.7584],[-99.02548,18.75687]]}}
Línea 115.0 kV | LineString | 115.0 kV | 1 |  |  | CFE |  |  |  |  | OpenStreetMap | {"type":"Feature","properties":{},"geometry":{"type":"LineString","coordinates":[[-99.18488,18.6304],[-99.18475,18.63068],[-99.18437,18.63126],[-99.18324,18.63287],[-99.17405,18.64601],[-99.17168,18.64941],[-99.1705,18.6511],[-99.16932,18.65276],[-99.16824,18.65428],[-99.16713,18.6559],[-99.16599,18.65753],[-99.15834,18.65866],[-99.15137,18.6597],[-99.14948,18.65998],[-99.14548,18.6612],[-99.14023,18.66281],[-99.13572,18.66418],[-99.13411,18.66463],[-99.12819,18.66646],[-99.12745,18.66668],[-99.11743,18.66971],[-99.11658,18.66998],[-99.11341,18.67094],[-99.11171,18.67146],[-99.11013,18.67196],[-99.10672,18.67298],[-99.1051,18.67348],[-99.09369,18.66785],[-99.09263,18.66733],[-99.0867,18.66446],[-99.0841,18.66318],[-99.07641,18.6594],[-99.07453,18.6585],[-99.06601,18.65439],[-99.06427,18.65355],[-99.0625,18.65269],[-99.05825,18.65068],[-99.0487,18.64608],[-99.04507,18.64432],[-99.03352,18.63881],[-99.01422,18.62961],[-99.00981,18.6275],[-99.00841,18.62832],[-99.00457,18.63038],[-99.00307,18.63118],[-99.00163,18.63197],[-99.00003,18.63281],[-98.99833,18.63374],[-98.99789,18.63425]]}}
Línea 115.0 kV | LineString | 115.0 kV | 1 |  |  | CFE |  |  |  |  | OpenStreetMap | {"type":"Feature","properties":{},"geometry":{"type":"LineString","coordinates":[[-99.39991,18.64825],[-99.40009,18.64847],[-99.40278,18.65035],[-99.40519,18.65207],[-99.40764,18.65378],[-99.41007,18.65548],[-99.41084,18.65601],[-99.41165,18.65657],[-99.41236,18.65704],[-99.41311,18.65755],[-99.41388,18.65807],[-99.41462,18.65859],[-99.41527,18.65904],[-99.41612,18.65961],[-99.41689,18.66013],[-99.41764,18.66065],[-99.41839,18.66116],[-99.41914,18.66167],[-99.41995,18.66221],[-99.42035,18.66252],[-99.421,18.66306],[-99.42174,18.66366],[-99.42245,18.66424],[-99.42322,18.66485],[-99.42387,18.66539],[-99.42457,18.66596],[-99.42527,18.66654],[-99.42602,18.66716],[-99.42668,18.66769],[-99.42744,18.66829],[-99.42818,18.66889],[-99.42874,18.66932],[-99.42926,18.66968],[-99.4298,18.67],[-99.43055,18.67038],[-99.4313,18.67076],[-99.43205,18.67114],[-99.43281,18.6715],[-99.43335,18.67178],[-99.43386,18.67212],[-99.43428,18.67249],[-99.43463,18.67294],[-99.43515,18.67374],[-99.43565,18.67447],[-99.43617,18.67523],[-99.43669,18.67598],[-99.4372,18.67675],[-99.43771,18.6775],[-99.43824,18.67826],[-99.43875,18.67902],[-99.43914,18.67961],[-99.43951,18.67953]]}}
Línea 115.0 kV | LineString | 115.0 kV | 2 |  |  | CFE |  |  |  |  | OpenStreetMap | {"type":"Feature","properties":{},"geometry":{"type":"LineString","coordinates":[[-99.3788,18.65631],[-99.38272,18.65474],[-99.38792,18.65264],[-99.39031,18.65178],[-99.39484,18.65011],[-99.39991,18.64825],[-99.40224,18.6474],[-99.40753,18.64546],[-99.4102,18.64449],[-99.41285,18.64352],[-99.41495,18.64275],[-99.41822,18.64157],[-99.42133,18.64043],[-99.42416,18.63939],[-99.42712,18.63829],[-99.43295,18.63617],[-99.43738,18.63455],[-99.43946,18.63379],[-99.44324,18.63241],[-99.44565,18.63153],[-99.44825,18.63057],[-99.45169,18.62932],[-99.45372,18.62857],[-99.45569,18.62785],[-99.46076,18.626],[-99.46303,18.62517],[-99.47172,18.62199],[-99.4779,18.61972],[-99.48383,18.61756],[-99.48772,18.61613],[-99.48998,18.61531],[-99.49258,18.61436],[-99.49526,18.61337],[-99.50423,18.61011],[-99.5078,18.60858],[-99.51087,18.60715],[-99.51359,18.60594],[-99.51542,18.60542],[-99.51781,18.6043],[-99.52066,18.60298],[-99.5225,18.60212],[-99.52594,18.60059],[-99.52786,18.59974],[-99.53029,18.59862],[-99.53223,18.59774],[-99.5341,18.59553],[-99.54041,18.58759],[-99.54292,18.58442],[-99.54783,18.57826],[-99.55075,18.57456],[-99.55669,18.56785],[-99.56109,18.563],[-99.56593,18.55763],[-99.57005,18.553],[-99.57439,18.5482],[-99.58032,18.54721],[-99.58824,18.54764],[-99.59571,18.54817],[-99.60265,18.54858]]}}
Línea 115.0 kV | LineString | 115.0 kV | 2 |  |  | CFE |  |  |  |  | OpenStreetMap | {"type":"Feature","properties":{},"geometry":{"type":"LineString","coordinates":[[-99.3788,18.65631],[-99.37879,18.65603]]}}
Línea 115.0 kV | LineString | 115.0 kV | 1 |  |  | CFE |  |  |  |  | OpenStreetMap | {"type":"Feature","properties":{},"geometry":{"type":"LineString","coordinates":[[-99.25025,18.70621],[-99.25019,18.70591]]}}
Línea 115.0 kV | LineString | 115.0 kV | 1 |  |  | CFE |  |  |  |  | OpenStreetMap | {"type":"Feature","properties":{},"geometry":{"type":"LineString","coordinates":[[-99.25025,18.70621],[-99.25037,18.70592]]}}
Línea 115.0 kV | LineString | 115.0 kV | 2 |  |  | CFE |  |  |  |  | OpenStreetMap | {"type":"Feature","properties":{},"geometry":{"type":"LineString","coordinates":[[-99.25046,18.70792],[-99.25043,18.70759],[-99.25025,18.70621]]}}
Línea 115.0 kV | LineString | 115.0 kV | 2 |  |  | CFE |  |  |  |  | OpenStreetMap | {"type":"Feature","properties":{},"geometry":{"type":"LineString","coordinates":[[-99.24025,18.74195],[-99.24113,18.73887],[-99.24206,18.73577],[-99.2432,18.73197],[-99.2448,18.72673],[-99.24555,18.72421],[-99.24631,18.72169],[-99.24724,18.71859],[-99.24835,18.71491],[-99.24927,18.71187],[-99.2499,18.70977],[-99.25046,18.70792]]}}
Línea 115.0 kV | LineString | 115.0 kV | 2 |  |  | CFE |  |  |  |  | OpenStreetMap | {"type":"Feature","properties":{},"geometry":{"type":"LineString","coordinates":[[-99.25046,18.70792],[-99.25234,18.70717],[-99.25453,18.70629],[-99.2575,18.7051],[-99.26115,18.70363],[-99.26363,18.70263],[-99.2662,18.7016],[-99.26855,18.70066],[-99.27145,18.69949],[-99.2739,18.6985],[-99.27635,18.69752],[-99.279,18.69646],[-99.28108,18.69562],[-99.28401,18.69445],[-99.28649,18.69344],[-99.28944,18.69226],[-99.29417,18.69035],[-99.29879,18.6885],[-99.30347,18.68662],[-99.30551,18.68579],[-99.3114,18.6834],[-99.31621,18.68148],[-99.31948,18.68018],[-99.32447,18.67817],[-99.32912,18.6763],[-99.33092,18.67559],[-99.33636,18.67339],[-99.33868,18.67246],[-99.3439,18.67036],[-99.34624,18.66941],[-99.34867,18.66844],[-99.35057,18.66766],[-99.35574,18.66559],[-99.35962,18.66404],[-99.36205,18.66338],[-99.36553,18.66165],[-99.36845,18.66047],[-99.37094,18.65947],[-99.37348,18.65845],[-99.37615,18.65737],[-99.3788,18.65631]]}}
Línea 115.0 kV | LineString | 115.0 kV | 1 |  |  | CFE |  |  |  |  | OpenStreetMap | {"type":"Feature","properties":{},"geometry":{"type":"LineString","coordinates":[[-99.0,18.8496],[-98.99902,18.85063],[-98.9972,18.85255],[-98.99532,18.85453],[-98.99341,18.85653],[-98.99134,18.85872],[-98.98964,18.8605],[-98.988,18.86223],[-98.98642,18.86388],[-98.98465,18.86575],[-98.98275,18.86775],[-98.98089,18.86971],[-98.97726,18.8743],[-98.97774,18.87303],[-98.9766,18.87424],[-98.97516,18.87534],[-98.97328,18.87677],[-98.97165,18.87801],[-98.97029,18.87904],[-98.96886,18.88013],[-98.9662,18.88217],[-98.96545,18.88274],[-98.96441,18.88353],[-98.96337,18.88432],[-98.96095,18.88616],[-98.95998,18.88691],[-98.95862,18.88794],[-98.95727,18.88898],[-98.95616,18.88981],[-98.95468,18.89096],[-98.95326,18.89203],[-98.95097,18.89378],[-98.94957,18.89484],[-98.94814,18.89594],[-98.94678,18.89788],[-98.94576,18.89931],[-98.94459,18.90095],[-98.94356,18.90239],[-98.94296,18.90325],[-98.9421,18.90448],[-98.94106,18.90592],[-98.94051,18.9067],[-98.93937,18.90917],[-98.93876,18.91048],[-98.93787,18.91241],[-98.9377,18.91267]]}}
Línea 115.0 kV | LineString | 115.0 kV | 2 |  |  | CFE |  |  |  |  | OpenStreetMap | {"type":"Feature","properties":{},"geometry":{"type":"LineString","coordinates":[[-98.99976,18.84924],[-99.0,18.8496]]}}
Línea 115.0 kV | LineString | 115.0 kV | 1 |  |  | CFE |  |  |  |  | OpenStreetMap | {"type":"Feature","properties":{},"geometry":{"type":"LineString","coordinates":[[-98.99909,18.84908],[-98.99976,18.84924]]}}
Línea 115.0 kV | LineString | 115.0 kV | 1 |  |  | CFE |  |  |  |  | OpenStreetMap | {"type":"Feature","properties":{},"geometry":{"type":"LineString","coordinates":[[-98.99906,18.84934],[-98.99976,18.84924]]}}
Línea 115.0 kV | LineString | 115.0 kV | 1 |  |  | CFE |  |  |  |  | OpenStreetMap | {"type":"Feature","properties":{},"geometry":{"type":"LineString","coordinates":[[-99.0,18.8496],[-99.00116,18.84839],[-99.00321,18.84622],[-99.00476,18.84459],[-99.00763,18.84158],[-99.00963,18.83946],[-99.01061,18.8412],[-99.01251,18.84479],[-99.01421,18.84792],[-99.01602,18.8512],[-99.01775,18.85443],[-99.01889,18.85656],[-99.02013,18.85885],[-99.02278,18.85899],[-99.02382,18.85904],[-99.0255,18.85916],[-99.02663,18.85919],[-99.02872,18.85926],[-99.02969,18.85934]]}}
Línea 115.0 kV | LineString | 115.0 kV | 1 |  |  | CFE |  |  |  |  | OpenStreetMap | {"type":"Feature","properties":{},"geometry":{"type":"LineString","coordinates":[[-97.7993,20.96747],[-97.83663,20.95569]]}}
Línea 115.0 kV | LineString | 115.0 kV | 1 |  |  | CFE |  |  |  |  | OpenStreetMap | {"type":"Feature","properties":{},"geometry":{"type":"LineString","coordinates":[[-96.3999,18.80806],[-96.40188,18.8065],[-96.40352,18.80516],[-96.40557,18.80353],[-96.40707,18.80236],[-96.40979,18.80021],[-96.41395,18.79698],[-96.41572,18.7956],[-96.41747,18.79424],[-96.41897,18.79353],[-96.42151,18.79232],[-96.42406,18.79111],[-96.42855,18.78896],[-96.4303,18.78813],[-96.43197,18.78734],[-96.43414,18.7863],[-96.43617,18.78533],[-96.4383,18.78432],[-96.44013,18.78345],[-96.4424,18.78233],[-96.44429,18.78113],[-96.44633,18.77995],[-96.45051,18.77736],[-96.45372,18.77539],[-96.45534,18.7739],[-96.45669,18.77269],[-96.45867,18.77091],[-96.46046,18.76929],[-96.46074,18.76932]]}}
Línea 115.0 kV | LineString | 115.0 kV |  |  |  | CFE |  |  |  |  | OpenStreetMap | {"type":"Feature","properties":{},"geometry":{"type":"LineString","coordinates":[[-96.46077,18.7691],[-96.46067,18.76897],[-96.46127,18.76888],[-96.4633,18.77116],[-96.46527,18.77191],[-96.46563,18.77097],[-96.46615,18.76994],[-96.46665,18.76867],[-96.46723,18.76733],[-96.46783,18.766],[-96.46839,18.76476],[-96.46883,18.76369],[-96.46876,18.76156],[-96.47212,18.76228],[-96.47334,18.76216],[-96.47419,18.76213],[-96.47508,18.76198],[-96.48108,18.75909],[-96.48183,18.75882],[-96.48281,18.75871],[-96.48785,18.75921],[-96.48842,18.75944],[-96.49239,18.76224],[-96.49294,18.76247],[-96.49347,18.76255],[-96.49421,18.76245],[-96.4973,18.76194],[-96.49813,18.76168],[-96.50225,18.75937],[-96.5028,18.7589],[-96.50328,18.75843],[-96.50478,18.75575],[-96.5051,18.75536],[-96.50541,18.75514],[-96.50953,18.75352],[-96.51319,18.75272],[-96.5137,18.75272],[-96.51564,18.75317],[-96.51605,18.75321],[-96.51648,18.75319],[-96.5229,18.75227],[-96.52349,18.75212],[-96.52406,18.75181],[-96.52478,18.75142],[-96.52532,18.75127],[-96.52591,18.75117],[-96.53704,18.75094],[-96.53812,18.7508],[-96.53908,18.75061],[-96.55319,18.74512],[-96.55324,18.74492],[-96.55333,18.74432]]}}
Línea 115.0 kV | LineString | 115.0 kV | 3 |  |  | CFE |  |  |  |  | OpenStreetMap | {"type":"Feature","properties":{},"geometry":{"type":"LineString","coordinates":[[-98.93189,18.84533],[-98.9296,18.8436],[-98.92818,18.84248],[-98.92597,18.84235],[-98.92373,18.84223],[-98.9208,18.84207],[-98.91772,18.84188]]}}
Línea 115.0 kV | LineString | 115.0 kV | 1 |  |  | CFE |  |  |  |  | OpenStreetMap | {"type":"Feature","properties":{},"geometry":{"type":"LineString","coordinates":[[-98.93189,18.84533],[-98.93245,18.8457],[-98.93209,18.8461]]}}
Línea 115.0 kV | LineString | 115.0 kV | 1 |  |  | CFE |  |  |  |  | OpenStreetMap | {"type":"Feature","properties":{},"geometry":{"type":"LineString","coordinates":[[-98.93189,18.84533],[-98.93209,18.84572],[-98.93195,18.84597]]}}
Línea 115.0 kV | LineString | 115.0 kV | 1 |  |  | CFE |  |  |  |  | OpenStreetMap | {"type":"Feature","properties":{},"geometry":{"type":"LineString","coordinates":[[-98.93185,18.84588],[-98.93191,18.84572],[-98.93189,18.84533]]}}
Línea 115.0 kV | LineString | 115.0 kV | 1 |  |  | CFE |  |  |  |  | OpenStreetMap | {"type":"Feature","properties":{},"geometry":{"type":"LineString","coordinates":[[-95.15299,18.41442],[-95.15323,18.41625],[-95.15341,18.4184],[-95.1535,18.41994]]}}
Línea 115.0 kV | LineString | 115.0 kV | 1 |  |  | CFE |  |  |  |  | OpenStreetMap | {"type":"Feature","properties":{},"geometry":{"type":"LineString","coordinates":[[-95.15299,18.41442],[-95.15294,18.41048],[-95.15261,18.39951],[-95.15226,18.38993],[-95.1521,18.38531],[-95.15198,18.38187],[-95.15174,18.37609],[-95.15172,18.37425],[-95.15143,18.36745],[-95.15118,18.36038],[-95.15075,18.34877],[-95.1506,18.34433],[-95.1505,18.34172],[-95.15041,18.33902],[-95.1503,18.33364],[-95.15012,18.33097],[-95.14995,18.3266],[-95.14979,18.3223],[-95.1497,18.31949],[-95.14953,18.31499],[-95.14944,18.31211],[-95.14911,18.30302],[-95.14897,18.29932],[-95.14888,18.29677],[-95.14879,18.2942],[-95.14856,18.28778],[-95.14848,18.28582],[-95.14839,18.28309],[-95.14827,18.27985],[-95.14815,18.27664],[-95.14805,18.27382],[-95.14793,18.27057],[-95.1478,18.26707],[-95.14772,18.26463],[-95.14765,18.26283],[-95.14755,18.26022],[-95.14735,18.25468],[-95.14724,18.25187],[-95.14709,18.24767],[-95.14696,18.24426],[-95.14684,18.24096],[-95.14674,18.23804],[-95.14662,18.23491],[-95.1465,18.23155],[-95.14633,18.22706],[-95.14622,18.22405],[-95.1461,18.22083],[-95.14599,18.21769],[-95.14591,18.21552],[-95.14582,18.21309],[-95.14575,18.21119],[-95.14563,18.20812],[-95.14553,18.20534],[-95.14543,18.20248],[-95.14533,18.19993],[-95.14525,18.19742],[-95.14687,18.1945],[-95.14823,18.19211],[-95.1495,18.18988],[-95.15077,18.18769],[-95.15215,18.18522],[-95.15485,18.18021],[-95.15633,18.1776],[-95.15703,18.17634],[-95.15867,18.17366],[-95.1603,18.1709],[-95.16167,18.1686],[-95.16384,18.16487],[-95.1647,18.16281],[-95.1661,18.15952],[-95.16696,18.15649],[-95.16512,18.15432],[-95.16355,18.15216],[-95.16154,18.1493]]}}
Línea 115.0 kV | LineString | 115.0 kV | 1 |  |  | CFE |  |  |  |  | OpenStreetMap | {"type":"Feature","properties":{},"geometry":{"type":"LineString","coordinates":[[-98.42094,21.11755],[-98.42046,21.11678]]}}
Línea 115.0 kV | LineString | 115.0 kV | 2 |  |  | CFE |  |  |  |  | OpenStreetMap | {"type":"Feature","properties":{},"geometry":{"type":"LineString","coordinates":[[-98.42046,21.11678],[-98.42038,21.11341],[-98.42027,21.11029],[-98.4202,21.10835],[-98.42006,21.10532],[-98.42175,21.09933],[-98.42272,21.09596]]}}
Línea 115.0 kV | LineString | 115.0 kV | 2 |  |  | CFE |  |  |  |  | OpenStreetMap | {"type":"Feature","properties":{},"geometry":{"type":"LineString","coordinates":[[-97.41335,20.35561],[-97.41105,20.35623],[-97.40951,20.35549],[-97.40627,20.35392],[-97.40261,20.35215],[-97.40082,20.35018],[-97.39788,20.34697],[-97.39598,20.34488],[-97.39548,20.34408],[-97.39509,20.34345]]}}
Línea 115.0 kV | LineString | 115.0 kV | 1 |  |  | CFE |  |  |  |  | OpenStreetMap | {"type":"Feature","properties":{},"geometry":{"type":"LineString","coordinates":[[-96.84123,19.93042],[-96.8413,19.93085],[-96.84071,19.93078],[-96.83636,19.93361],[-96.83217,19.93488],[-96.82547,19.93731],[-96.82421,19.93799],[-96.82158,19.93939],[-96.81984,19.9403],[-96.81885,19.94084],[-96.81712,19.94175],[-96.81415,19.94333],[-96.81216,19.94438],[-96.80945,19.94641],[-96.80523,19.94957],[-96.80366,19.95073],[-96.80161,19.95223],[-96.80029,19.95323],[-96.79899,19.9542],[-96.79683,19.95578],[-96.79621,19.95625],[-96.79492,19.95662],[-96.79239,19.95735],[-96.79025,19.95796],[-96.78777,19.95866],[-96.78614,19.95976],[-96.78405,19.96003],[-96.78211,19.96024],[-96.77957,19.96095],[-96.77677,19.96173],[-96.77494,19.96223],[-96.77399,19.9632],[-96.77223,19.96496],[-96.77131,19.96585],[-96.76998,19.96716],[-96.76705,19.97006],[-96.76315,19.97397],[-96.76229,19.97478],[-96.76127,19.97585],[-96.75902,19.97809],[-96.75807,19.97904],[-96.75572,19.98136],[-96.75375,19.98333],[-96.75145,19.98561],[-96.74947,19.98758],[-96.74688,19.99015],[-96.74474,19.99226],[-96.74309,19.99392],[-96.73949,19.99752],[-96.73916,19.99784],[-96.73619,20.00079],[-96.7347,20.00349],[-96.73411,20.00455],[-96.73215,20.00809],[-96.72999,20.01201],[-96.72948,20.01293],[-96.72877,20.01421],[-96.72706,20.01736],[-96.72609,20.01905],[-96.72442,20.02208],[-96.72354,20.02362],[-96.72151,20.02717],[-96.72038,20.02915],[-96.71933,20.031],[-96.71866,20.03218],[-96.71808,20.0332],[-96.717,20.03507],[-96.71586,20.03709],[-96.71629,20.03864],[-96.71517,20.03966],[-96.71411,20.04069],[-96.71263,20.04206],[-96.71122,20.04339],[-96.70916,20.04531],[-96.70808,20.04632],[-96.70527,20.04897],[-96.70404,20.05012],[-96.70278,20.05132],[-96.70046,20.05228],[-96.69887,20.05187],[-96.69692,20.05145],[-96.69516,20.05105],[-96.6932,20.05066],[-96.69132,20.05029],[-96.68946,20.04987],[-96.6876,20.04949],[-96.68559,20.04906],[-96.68385,20.04871],[-96.68239,20.04841],[-96.68034,20.04796],[-96.67776,20.04742],[-96.67683,20.04722],[-96.67464,20.04676],[-96.67366,20.04628],[-96.67184,20.04539],[-96.6703,20.04464],[-96.66826,20.04369],[-96.66509,20.04213],[-96.66356,20.04138],[-96.66178,20.04051],[-96.66008,20.03969],[-96.6584,20.03882],[-96.65691,20.03808],[-96.65537,20.03735],[-96.65394,20.03667],[-96.65241,20.03595],[-96.65097,20.03526],[-96.64826,20.03391],[-96.64463,20.03364],[-96.64291,20.03363],[-96.6418,20.03343],[-96.64189,20.03318]]}}
Línea 115.0 kV | LineString | 115.0 kV | 1 |  |  | CFE |  |  |  |  | OpenStreetMap | {"type":"Feature","properties":{},"geometry":{"type":"LineString","coordinates":[[-97.07616,20.06011],[-97.07632,20.06009],[-97.07514,20.0573],[-97.07392,20.05606],[-97.07248,20.05461],[-97.0713,20.05344],[-97.06985,20.05201],[-97.06877,20.05093],[-97.06767,20.04984],[-97.06574,20.04792],[-97.06512,20.04731],[-97.06352,20.04572],[-97.06194,20.04413],[-97.06126,20.04348],[-97.06041,20.04259],[-97.05684,20.04148],[-97.0552,20.04095],[-97.05367,20.04049],[-97.05232,20.04005],[-97.05056,20.04126],[-97.04934,20.0421],[-97.04696,20.04375],[-97.04532,20.04491],[-97.04242,20.04687],[-97.04101,20.04784],[-97.03966,20.04875],[-97.03827,20.04968],[-97.03694,20.05061],[-97.03524,20.05064],[-97.03345,20.05066],[-97.03174,20.05069],[-97.0298,20.05072],[-97.02798,20.05074],[-97.02152,20.05082],[-97.01806,20.05088],[-97.01683,20.0509],[-97.01537,20.04979],[-97.01452,20.04916],[-97.01345,20.04833],[-97.01127,20.04703],[-97.00973,20.0461],[-97.00758,20.04481],[-97.006,20.04387],[-97.00448,20.04299],[-97.00082,20.0408],[-96.99791,20.03915],[-96.99714,20.03866],[-96.99584,20.03732],[-96.99406,20.03553],[-96.99252,20.03397],[-96.99046,20.03187],[-96.98883,20.03026],[-96.98768,20.02909],[-96.98677,20.02817],[-96.98582,20.02721],[-96.9848,20.02617],[-96.98354,20.0249],[-96.98014,20.02143],[-96.97702,20.01684],[-96.97186,20.00917],[-96.97016,20.0067],[-96.96155,19.99378],[-96.96043,19.99212],[-96.95921,19.99028],[-96.95772,19.98807],[-96.95664,19.98644],[-96.95619,19.98577],[-96.95394,19.98241],[-96.95352,19.98178],[-96.95166,19.981],[-96.94945,19.98005],[-96.94236,19.977],[-96.94084,19.97637],[-96.93792,19.9751],[-96.92812,19.97092],[-96.92433,19.96931],[-96.91955,19.96725],[-96.91642,19.96702],[-96.91338,19.96678],[-96.91039,19.96655],[-96.90557,19.96619],[-96.90251,19.96597],[-96.89812,19.96565],[-96.8961,19.96426],[-96.89418,19.96296],[-96.89104,19.9608],[-96.88891,19.95935],[-96.88725,19.95821],[-96.88355,19.9557],[-96.88058,19.95368],[-96.87808,19.95199],[-96.87454,19.94957],[-96.87051,19.94678],[-96.86742,19.94475],[-96.8647,19.94289],[-96.86018,19.9398],[-96.8586,19.9387],[-96.85724,19.93801],[-96.85602,19.93606],[-96.85217,19.93434],[-96.85131,19.93414],[-96.85088,19.93399],[-96.84971,19.93368],[-96.8495,19.93413],[-96.84887,19.93391],[-96.84833,19.93369],[-96.84564,19.93261],[-96.8417,19.93099],[-96.8413,19.93085],[-96.84132,19.93043]]}}
Línea 115.0 kV | LineString | 115.0 kV | 1 |  |  | CFE |  |  |  |  | OpenStreetMap | {"type":"Feature","properties":{},"geometry":{"type":"LineString","coordinates":[[-97.39509,20.34345],[-97.41655,20.32765],[-97.41811,20.3265],[-97.44854,20.30882],[-97.45016,20.30812],[-97.45196,20.30735],[-97.45351,20.30668],[-97.45525,20.30594],[-97.45619,20.30552],[-97.45759,20.30487],[-97.45908,20.30429],[-97.46011,20.30385],[-97.46117,20.30336],[-97.46252,20.3027],[-97.46455,20.30174],[-97.46696,20.30059],[-97.46853,20.29987],[-97.47057,20.2989],[-97.47176,20.29834],[-97.48368,20.29271],[-97.48809,20.2906],[-97.48889,20.29023],[-97.4905,20.28946],[-97.49388,20.28787],[-97.49454,20.28753],[-97.49524,20.28564],[-97.49575,20.2841],[-97.49621,20.28274],[-97.49648,20.28197],[-97.4969,20.28064],[-97.49718,20.27976],[-97.49733,20.27933]]}}
Línea 115.0 kV | LineString | 115.0 kV | 1 |  |  | CFE |  |  |  |  | OpenStreetMap | {"type":"Feature","properties":{},"geometry":{"type":"LineString","coordinates":[[-96.89647,18.79008],[-96.89669,18.78973]]}}
Línea 115.0 kV | LineString | 115.0 kV | 1 |  |  | CFE |  |  |  |  | OpenStreetMap | {"type":"Feature","properties":{},"geometry":{"type":"LineString","coordinates":[[-96.89681,18.78976],[-96.89647,18.79008]]}}
Línea 115.0 kV | LineString | 115.0 kV |  |  |  | CFE |  |  |  |  | OpenStreetMap | {"type":"Feature","properties":{},"geometry":{"type":"LineString","coordinates":[[-96.78533,18.74341],[-96.78523,18.74335],[-96.78534,18.74206],[-96.78652,18.74073],[-96.79132,18.73524],[-96.79495,18.7312],[-96.79546,18.73089]]}}
Línea 115.0 kV | LineString | 115.0 kV | 2 |  |  | CFE |  |  |  |  | OpenStreetMap | {"type":"Feature","properties":{},"geometry":{"type":"LineString","coordinates":[[-96.89268,18.79155],[-96.89401,18.79095],[-96.89522,18.79049],[-96.89647,18.79008]]}}
Línea 115.0 kV | LineString | 115.0 kV | 1 |  |  | CFE |  |  |  |  | OpenStreetMap | {"type":"Feature","properties":{},"geometry":{"type":"LineString","coordinates":[[-96.89268,18.79155],[-96.88998,18.79019],[-96.88385,18.78707],[-96.88154,18.78592],[-96.87523,18.78274],[-96.87262,18.78141],[-96.86949,18.77985],[-96.86597,18.77802],[-96.86394,18.77705],[-96.86101,18.77555],[-96.85807,18.77407],[-96.85655,18.77361],[-96.85402,18.7729],[-96.85121,18.77207],[-96.84692,18.77083],[-96.83687,18.76795],[-96.83592,18.76765],[-96.82776,18.76529],[-96.82485,18.76444],[-96.81953,18.76294],[-96.81209,18.76093],[-96.81031,18.75759],[-96.80814,18.75363],[-96.80709,18.75164],[-96.80568,18.74909],[-96.80428,18.74647],[-96.80291,18.7439],[-96.80153,18.74134],[-96.80031,18.73903],[-96.79724,18.73375],[-96.79546,18.73089],[-96.79397,18.72843],[-96.7921,18.72549],[-96.79065,18.72321],[-96.78909,18.72059],[-96.78816,18.71891],[-96.7872,18.71754],[-96.7857,18.71511],[-96.78384,18.71216],[-96.78202,18.70924],[-96.78012,18.70616],[-96.77833,18.70321],[-96.77679,18.70082],[-96.77497,18.69788],[-96.77344,18.69542],[-96.77128,18.69191],[-96.7693,18.68876],[-96.76738,18.68557],[-96.76529,18.68225],[-96.76354,18.67948],[-96.76218,18.67724],[-96.76046,18.6745]]}}
Línea 115.0 kV | LineString | 115.0 kV | 1 |  |  | CFE |  |  |  |  | OpenStreetMap | {"type":"Feature","properties":{},"geometry":{"type":"LineString","coordinates":[[-96.66719,18.59788],[-96.66822,18.5986],[-96.67027,18.60015],[-96.6717,18.60128],[-96.68258,18.60985],[-96.7059,18.6284],[-96.71448,18.63503]]}}
Línea 115.0 kV | LineString | 115.0 kV | 1 |  |  | CFE |  |  |  |  | OpenStreetMap | {"type":"Feature","properties":{},"geometry":{"type":"LineString","coordinates":[[-96.66719,18.59788],[-96.66505,18.59553],[-96.66401,18.59443],[-96.66235,18.59268],[-96.65169,18.58152],[-96.64929,18.57899],[-96.6473,18.5769],[-96.64511,18.57458],[-96.64296,18.57232],[-96.64017,18.56939],[-96.63757,18.56666],[-96.6348,18.56377],[-96.63271,18.56158],[-96.63074,18.55961],[-96.62793,18.55655],[-96.62558,18.55409],[-96.62248,18.55083],[-96.61853,18.54939],[-96.61499,18.54812],[-96.61245,18.54724],[-96.60968,18.54622],[-96.60659,18.5451],[-96.60015,18.54277],[-96.59462,18.54078],[-96.59176,18.53976],[-96.58877,18.53867],[-96.58589,18.53762],[-96.58269,18.53648],[-96.57969,18.53539],[-96.57626,18.53416],[-96.57477,18.5324],[-96.57282,18.53015],[-96.5706,18.52754],[-96.56254,18.51816],[-96.56035,18.51561],[-96.55822,18.51311],[-96.55644,18.51106],[-96.55445,18.50876],[-96.5525,18.50648],[-96.55047,18.50408],[-96.54847,18.50175],[-96.54635,18.49933],[-96.54458,18.4972],[-96.54259,18.49489],[-96.54012,18.49199],[-96.53838,18.49],[-96.53635,18.48766],[-96.53446,18.48547],[-96.53241,18.48307],[-96.53043,18.48079],[-96.52823,18.47819],[-96.52604,18.47564],[-96.52385,18.47308],[-96.52189,18.4708],[-96.51976,18.46834],[-96.51637,18.45996],[-96.51597,18.45765],[-96.51553,18.45507],[-96.51289,18.43982],[-96.51244,18.43703],[-96.51187,18.43367],[-96.51076,18.42718],[-96.5096,18.42074],[-96.50907,18.41759],[-96.50862,18.41539],[-96.50805,18.4121],[-96.5075,18.40877],[-96.50695,18.40523],[-96.50503,18.40306],[-96.50293,18.4006],[-96.50121,18.39859],[-96.4946,18.39085],[-96.49271,18.38863],[-96.48699,18.38201],[-96.48073,18.37475],[-96.47886,18.37253],[-96.4773,18.37069],[-96.47337,18.36613],[-96.46878,18.36077],[-96.46631,18.35787],[-96.46414,18.35534],[-96.4623,18.35315],[-96.46042,18.35096],[-96.45835,18.34855],[-96.45574,18.34549],[-96.45331,18.3426],[-96.45137,18.34033],[-96.44885,18.33745],[-96.44699,18.33519],[-96.44493,18.33279],[-96.44373,18.33128],[-96.44186,18.32922],[-96.44059,18.32774],[-96.43699,18.32233],[-96.43499,18.31932],[-96.43314,18.31655],[-96.43126,18.31373],[-96.42946,18.31107],[-96.42812,18.30906],[-96.42444,18.30359],[-96.42252,18.30071],[-96.42075,18.29807],[-96.41902,18.29551],[-96.4175,18.29322],[-96.4077,18.27857],[-96.40755,18.27551],[-96.40745,18.27277],[-96.40727,18.27049],[-96.4072,18.26882],[-96.40709,18.26617],[-96.40699,18.26375],[-96.40678,18.25965],[-96.40661,18.25588],[-96.4065,18.25309],[-96.40634,18.24966],[-96.40607,18.2444],[-96.40648,18.23385],[-96.4066,18.23145]]}}
Línea 115.0 kV | LineString | 115.0 kV | 2 |  |  | CFE |  |  |  |  | OpenStreetMap | {"type":"Feature","properties":{},"geometry":{"type":"LineString","coordinates":[[-96.66104,18.60368],[-96.66226,18.60314],[-96.66304,18.6028],[-96.66484,18.60196],[-96.66647,18.59914],[-96.66719,18.59788]]}}
Línea 115.0 kV | LineString | 115.0 kV | 1 |  |  | CFE |  |  |  |  | OpenStreetMap | {"type":"Feature","properties":{},"geometry":{"type":"LineString","coordinates":[[-96.66115,18.60393],[-96.66104,18.60368]]}}
Línea 115.0 kV | LineString | 115.0 kV | 1 |  |  | CFE |  |  |  |  | OpenStreetMap | {"type":"Feature","properties":{},"geometry":{"type":"LineString","coordinates":[[-96.66104,18.60368],[-96.66123,18.60389]]}}
Línea 115.0 kV | LineString | 115.0 kV | 1 |  |  | CFE |  |  |  |  | OpenStreetMap | {"type":"Feature","properties":{},"geometry":{"type":"LineString","coordinates":[[-96.76046,18.6745],[-96.74669,18.65896],[-96.71448,18.63503]]}}
Línea 115.0 kV | LineString | 115.0 kV | 2 |  |  | CFE |  |  |  |  | OpenStreetMap | {"type":"Feature","properties":{},"geometry":{"type":"LineString","coordinates":[[-96.52684,17.34022],[-96.52494,17.34009],[-96.51759,17.33956],[-96.51377,17.33927],[-96.51189,17.33683],[-96.51035,17.33485],[-96.50846,17.33257],[-96.50484,17.32793],[-96.49882,17.32692],[-96.49347,17.32581],[-96.49032,17.32524],[-96.48949,17.32341],[-96.48983,17.32242]]}}
Línea 115.0 kV | LineString | 115.0 kV | 1 |  |  | CFE |  |  |  |  | OpenStreetMap | {"type":"Feature","properties":{},"geometry":{"type":"LineString","coordinates":[[-96.48983,17.32242],[-96.49004,17.32228]]}}
Línea 115.0 kV | LineString | 115.0 kV | 1 |  |  | CFE |  |  |  |  | OpenStreetMap | {"type":"Feature","properties":{},"geometry":{"type":"LineString","coordinates":[[-96.48983,17.32242],[-96.49009,17.32239]]}}
Línea 115.0 kV | LineString | 115.0 kV | 1 |  |  | CFE |  |  |  |  | OpenStreetMap | {"type":"Feature","properties":{},"geometry":{"type":"LineString","coordinates":[[-96.52684,17.34022],[-96.52588,17.34346],[-96.52415,17.34885],[-96.52277,17.35305],[-96.52216,17.35501],[-96.52164,17.35662],[-96.52109,17.35815],[-96.51984,17.36209],[-96.51767,17.36892],[-96.51685,17.37155],[-96.51619,17.37347],[-96.51459,17.37841],[-96.51273,17.38401],[-96.51188,17.38684],[-96.51102,17.38946],[-96.51038,17.39745],[-96.51018,17.39943],[-96.50981,17.40507],[-96.50966,17.40706],[-96.50921,17.41235],[-96.50896,17.4157],[-96.50857,17.42069],[-96.50842,17.42268],[-96.50817,17.42526],[-96.50777,17.43112],[-96.50719,17.4385],[-96.50994,17.44304],[-96.51346,17.449],[-96.51353,17.45507],[-96.51365,17.46422],[-96.51382,17.47292],[-96.51387,17.47689],[-96.51401,17.48241],[-96.51405,17.48846],[-96.51414,17.49131],[-96.51424,17.4963],[-96.51428,17.50148],[-96.5143,17.50501],[-96.51437,17.50796],[-96.51449,17.51618],[-96.51454,17.52488],[-96.51458,17.52996],[-96.51467,17.53486],[-96.5149,17.539],[-96.51464,17.54135],[-96.51469,17.5437],[-96.5147,17.54675],[-96.51474,17.55188],[-96.51473,17.55279],[-96.51477,17.55545],[-96.51476,17.55757],[-96.5148,17.56048],[-96.51549,17.56236],[-96.51477,17.56551],[-96.51258,17.56973],[-96.51085,17.57307],[-96.5098,17.57508],[-96.50739,17.57965],[-96.50545,17.58068],[-96.50072,17.58318],[-96.49619,17.58559],[-96.49256,17.58667],[-96.48318,17.58923],[-96.48137,17.59007],[-96.4781,17.59147],[-96.46995,17.59497],[-96.4669,17.59624],[-96.44961,17.58709],[-96.43907,17.59213],[-96.43161,17.59576],[-96.42398,17.59943],[-96.41755,17.60252],[-96.41516,17.60286],[-96.3999,17.60504],[-96.38462,17.60715],[-96.37686,17.61235],[-96.3744,17.61402],[-96.36768,17.61858],[-96.36309,17.62158],[-96.36067,17.62321],[-96.35838,17.62473],[-96.355,17.627],[-96.35039,17.63004],[-96.34827,17.63379],[-96.34565,17.6386],[-96.34261,17.6439],[-96.33711,17.65384],[-96.33515,17.65727],[-96.33369,17.65982],[-96.33202,17.66295],[-96.32893,17.66854],[-96.32528,17.6751],[-96.32621,17.68491],[-96.32693,17.69228],[-96.32765,17.69875],[-96.32784,17.703],[-96.32814,17.7066],[-96.32869,17.71122],[-96.32977,17.72314],[-96.33067,17.73304],[-96.32822,17.73883],[-96.32663,17.74261],[-96.32475,17.7469],[-96.31999,17.75104],[-96.31124,17.75865],[-96.30957,17.76007],[-96.31045,17.76356],[-96.3107,17.7646],[-96.31131,17.76552],[-96.31208,17.76664]]}}
Línea 115.0 kV | LineString | 115.0 kV | 1 |  |  | CFE |  |  |  |  | OpenStreetMap | {"type":"Feature","properties":{},"geometry":{"type":"LineString","coordinates":[[-98.19246,22.0453],[-98.19232,22.04472]]}}
Línea 115.0 kV | LineString | 115.0 kV | 1 |  |  | CFE |  |  |  |  | OpenStreetMap | {"type":"Feature","properties":{},"geometry":{"type":"LineString","coordinates":[[-98.35826,21.77724],[-98.35766,21.78009],[-98.35684,21.78385],[-98.35605,21.78763],[-98.35526,21.79139],[-98.35445,21.79516],[-98.35368,21.79891],[-98.35289,21.80263],[-98.3521,21.80635],[-98.35129,21.81013],[-98.3513,21.81355],[-98.35131,21.81669],[-98.35133,21.82056],[-98.35135,21.82443],[-98.35134,21.8283],[-98.35136,21.83215],[-98.35138,21.83601],[-98.35139,21.83936],[-98.35029,21.84249],[-98.34923,21.8456],[-98.34815,21.84872],[-98.34687,21.85246],[-98.34577,21.85567],[-98.34468,21.85878],[-98.34318,21.86316],[-98.34216,21.86613],[-98.34079,21.87016],[-98.33968,21.87336],[-98.33943,21.87408],[-98.33715,21.88699],[-98.33462,21.88801],[-98.33368,21.89067],[-98.33241,21.89434],[-98.33115,21.89803],[-98.32987,21.90169],[-98.32863,21.90539],[-98.32736,21.90907],[-98.32607,21.91274],[-98.32482,21.91642],[-98.32227,21.92376],[-98.32101,21.92745],[-98.31976,21.93114],[-98.31848,21.9348],[-98.31722,21.93852],[-98.31594,21.94219],[-98.31473,21.94579],[-98.31343,21.94956],[-98.31217,21.95326],[-98.30928,21.95568],[-98.30618,21.95823],[-98.30312,21.96081],[-98.30005,21.96337],[-98.29697,21.96593],[-98.29375,21.96862],[-98.29053,21.97129],[-98.28735,21.97398],[-98.28408,21.97669],[-98.28083,21.97935],[-98.27763,21.982],[-98.27442,21.98466],[-98.27179,21.98687],[-98.26916,21.98904],[-98.26606,21.99164],[-98.26297,21.99417],[-98.25988,21.99675],[-98.25679,21.9993],[-98.25366,22.00189],[-98.25069,22.00436],[-98.24742,22.00707],[-98.2443,22.00967],[-98.24118,22.01227],[-98.23805,22.01486],[-98.23493,22.01745],[-98.23166,22.02018],[-98.2293,22.02213],[-98.2262,22.02471],[-98.22311,22.02727],[-98.22002,22.02983],[-98.21693,22.0324],[-98.21384,22.03497],[-98.21074,22.03753],[-98.20767,22.0401],[-98.20456,22.04267],[-98.20423,22.04295]]}}
Línea 115.0 kV | LineString | 115.0 kV | 2 |  |  | CFE |  |  |  |  | OpenStreetMap | {"type":"Feature","properties":{},"geometry":{"type":"LineString","coordinates":[[-98.35826,21.77724],[-98.35878,21.77732],[-98.36149,21.77768],[-98.36476,21.7781],[-98.36782,21.77852],[-98.3707,21.77889],[-98.37332,21.77926],[-98.37601,21.7796],[-98.37952,21.78006],[-98.38196,21.7804],[-98.38574,21.7809],[-98.38896,21.78133],[-98.39173,21.7817],[-98.39436,21.78207],[-98.39695,21.78241],[-98.39953,21.78274],[-98.40218,21.78311],[-98.40475,21.78346],[-98.40801,21.78388],[-98.41127,21.78433],[-98.41451,21.78475],[-98.4163,21.78262],[-98.41651,21.77996],[-98.41673,21.77699],[-98.41694,21.774]]}}
Línea 115.0 kV | LineString | 115.0 kV | 1 |  |  | CFE |  |  |  |  | OpenStreetMap | {"type":"Feature","properties":{},"geometry":{"type":"LineString","coordinates":[[-98.41694,21.774],[-98.41694,21.77358]]}}
Línea 115.0 kV | LineString | 115.0 kV | 1 |  |  | CFE |  |  |  |  | OpenStreetMap | {"type":"Feature","properties":{},"geometry":{"type":"LineString","coordinates":[[-98.41694,21.774],[-98.41705,21.77359]]}}
Línea 115.0 kV | LineString | 115.0 kV | 1 |  |  | CFE |  |  |  |  | OpenStreetMap | {"type":"Feature","properties":{},"geometry":{"type":"LineString","coordinates":[[-98.16947,22.04444],[-98.16919,22.04456],[-98.16908,22.04708],[-98.1689,22.05103],[-98.16873,22.05493],[-98.16859,22.05871],[-98.16845,22.06213],[-98.1683,22.06564],[-98.16675,22.06921],[-98.16534,22.0725],[-98.1632,22.0749],[-98.16103,22.07725],[-98.1587,22.07984],[-98.15638,22.08244],[-98.15331,22.08273],[-98.15037,22.08303],[-98.14676,22.08336],[-98.14263,22.08374],[-98.14062,22.08581],[-98.1386,22.08792],[-98.13595,22.09068],[-98.13333,22.09342],[-98.13118,22.09568],[-98.13134,22.0978],[-98.13154,22.10032],[-98.13184,22.10411],[-98.13225,22.10897],[-98.13263,22.11365],[-98.13298,22.11785],[-98.13332,22.12204],[-98.13452,22.12595],[-98.1354,22.12881],[-98.13655,22.13252],[-98.13782,22.13664],[-98.13974,22.14269],[-98.14045,22.145],[-98.14129,22.14774],[-98.14245,22.15142],[-98.14367,22.15538],[-98.14491,22.15936],[-98.14588,22.16254],[-98.14321,22.16397],[-98.14023,22.16557],[-98.13681,22.16742],[-98.13305,22.16944],[-98.12952,22.17136],[-98.12599,22.17326],[-98.12203,22.1735],[-98.11807,22.17378],[-98.11403,22.17405],[-98.10996,22.1743],[-98.10572,22.17456],[-98.10125,22.17483],[-98.09751,22.17506],[-98.09494,22.17593],[-98.09371,22.17594],[-98.09256,22.17588],[-98.09099,22.17587],[-98.08954,22.17587],[-98.08778,22.17584],[-98.08684,22.1754],[-98.08596,22.17498],[-98.08375,22.17501],[-98.07939,22.1751],[-98.07551,22.17519],[-98.07184,22.17521],[-98.06797,22.17527],[-98.06385,22.17535],[-98.06,22.1754],[-98.05626,22.17545],[-98.05234,22.17445],[-98.04838,22.17343],[-98.04422,22.17243],[-98.04034,22.1714],[-98.03641,22.17039],[-98.03251,22.16937],[-98.02976,22.16961],[-98.027,22.16975],[-98.02557,22.17288],[-98.02421,22.17589],[-98.02281,22.17897],[-98.02129,22.18231],[-98.01952,22.18569],[-98.01774,22.18911],[-98.01592,22.19251],[-98.01415,22.19593],[-98.01204,22.19876],[-98.00999,22.20157],[-98.00805,22.2042],[-98.00597,22.20703],[-98.00453,22.20898],[-98.00355,22.2103],[-98.00335,22.21067]]}}
Línea 115.0 kV | LineString | 115.0 kV | 2 |  |  | CFE |  |  |  |  | OpenStreetMap | {"type":"Feature","properties":{},"geometry":{"type":"LineString","coordinates":[[-98.19157,22.04445],[-98.19143,22.04359],[-98.1913,22.04269],[-98.19116,22.04174],[-98.19147,22.04105],[-98.19178,22.04039],[-98.19056,22.04022],[-98.18836,22.03989],[-98.1863,22.03959],[-98.18533,22.03944],[-98.18335,22.03914],[-98.18224,22.03896],[-98.18095,22.03917],[-98.17961,22.03959],[-98.17888,22.04062],[-98.17793,22.04115],[-98.17706,22.04159],[-98.17615,22.04204],[-98.17523,22.04251],[-98.1743,22.04298],[-98.1734,22.04345],[-98.17143,22.04401],[-98.16947,22.04444]]}}
Línea 115.0 kV | LineString | 115.0 kV | 1 |  |  | CFE |  |  |  |  | OpenStreetMap | {"type":"Feature","properties":{},"geometry":{"type":"LineString","coordinates":[[-98.0577,16.33914],[-98.05838,16.33938],[-98.05986,16.3368],[-98.06215,16.33644],[-98.06332,16.33781],[-98.0644,16.33909],[-98.06776,16.3432],[-98.06858,16.3442],[-98.07028,16.34628],[-98.07154,16.34785],[-98.0728,16.34939],[-98.07406,16.35097],[-98.07663,16.35329],[-98.07986,16.35614],[-98.08428,16.36013],[-98.08829,16.36376],[-98.08933,16.36469],[-98.09421,16.36906],[-98.09782,16.3723],[-98.09909,16.37347],[-98.10087,16.3751],[-98.10207,16.37613],[-98.10405,16.37791],[-98.10614,16.37979],[-98.10875,16.38214],[-98.11006,16.38332],[-98.11184,16.38292],[-98.1156,16.38214],[-98.11795,16.38164],[-98.11943,16.38138],[-98.12115,16.38097],[-98.12221,16.38073],[-98.12381,16.38042],[-98.12627,16.37988],[-98.12777,16.37956],[-98.13092,16.37886],[-98.13448,16.37813],[-98.13664,16.37767],[-98.13862,16.37723],[-98.14035,16.37687],[-98.1427,16.37639],[-98.14462,16.37599],[-98.14677,16.37552],[-98.15009,16.37484],[-98.15309,16.37418],[-98.15412,16.374],[-98.15794,16.37233],[-98.1603,16.3713],[-98.16284,16.37025],[-98.16436,16.36957],[-98.1681,16.36798],[-98.17071,16.36687],[-98.17269,16.36598],[-98.17813,16.36366],[-98.17991,16.36291],[-98.18479,16.36082],[-98.18616,16.36021],[-98.18878,16.35907],[-98.1916,16.35789],[-98.1936,16.35707],[-98.19483,16.35656],[-98.1987,16.35484],[-98.20169,16.35358],[-98.2027,16.35315],[-98.20699,16.35131],[-98.20934,16.35031],[-98.21129,16.34944],[-98.21329,16.34916],[-98.21512,16.34889],[-98.2172,16.34859],[-98.21852,16.34839],[-98.22025,16.34813],[-98.22344,16.34765],[-98.22657,16.3472],[-98.22963,16.34831],[-98.23199,16.34923],[-98.2336,16.34982],[-98.23499,16.35032],[-98.23699,16.35106],[-98.23914,16.35188],[-98.24108,16.35261],[-98.24273,16.35322],[-98.24437,16.35386],[-98.24473,16.35537],[-98.24526,16.35762],[-98.24619,16.36158],[-98.2465,16.36295],[-98.24717,16.36577],[-98.24763,16.36771],[-98.24785,16.36869],[-98.24841,16.37104],[-98.24878,16.37261],[-98.24941,16.37526],[-98.24976,16.37681],[-98.25018,16.37856],[-98.25253,16.38016],[-98.25374,16.38099],[-98.25461,16.38157],[-98.2562,16.38264],[-98.25851,16.38421],[-98.26089,16.38581],[-98.26207,16.38662],[-98.2638,16.38778],[-98.26498,16.38856],[-98.26657,16.38966],[-98.26846,16.39093],[-98.27033,16.39217],[-98.27187,16.39324],[-98.27379,16.3945],[-98.27569,16.39579],[-98.27763,16.39768],[-98.27929,16.39931],[-98.28054,16.40054],[-98.28186,16.40184],[-98.28336,16.40331],[-98.28489,16.40481],[-98.28601,16.4059],[-98.28732,16.40719],[-98.28842,16.40826],[-98.2899,16.40971],[-98.29132,16.4111],[-98.29222,16.41198],[-98.29436,16.41409],[-98.29649,16.41617],[-98.29812,16.41776],[-98.29956,16.41917],[-98.30086,16.42045],[-98.30201,16.42157],[-98.30325,16.42278],[-98.30517,16.42467],[-98.30758,16.42703],[-98.30953,16.42894],[-98.31064,16.43002],[-98.31169,16.43106],[-98.31283,16.43218],[-98.3144,16.43277],[-98.3165,16.43358],[-98.3185,16.43434],[-98.32043,16.43506],[-98.32223,16.43574],[-98.32419,16.43649],[-98.326,16.43719],[-98.32795,16.43794],[-98.32922,16.43841],[-98.33042,16.43886],[-98.33196,16.43945],[-98.33472,16.44051],[-98.33601,16.44103],[-98.33828,16.44193],[-98.34016,16.44269],[-98.34191,16.44339],[-98.34376,16.44412],[-98.34559,16.44486],[-98.34732,16.44555],[-98.34875,16.44612],[-98.35159,16.44729],[-98.35315,16.4479],[-98.35486,16.44859],[-98.3564,16.44921],[-98.35865,16.45012],[-98.35985,16.4506],[-98.36143,16.45181],[-98.36275,16.45284],[-98.36434,16.45407],[-98.36558,16.45503],[-98.3665,16.45574],[-98.36803,16.45693],[-98.3692,16.45782],[-98.37063,16.45894],[-98.37214,16.4601],[-98.37355,16.46119],[-98.37508,16.46237],[-98.3766,16.46355],[-98.37816,16.46476],[-98.37943,16.46574],[-98.38094,16.46691],[-98.38213,16.46784],[-98.384,16.46828],[-98.38545,16.46863],[-98.38724,16.46907],[-98.38924,16.46956],[-98.39077,16.46992],[-98.39268,16.47039],[-98.39443,16.47082],[-98.39643,16.47129],[-98.39849,16.4718],[-98.40028,16.47223],[-98.40217,16.47268],[-98.40377,16.47305],[-98.4073,16.47391],[-98.40899,16.47433],[-98.41106,16.47483],[-98.41304,16.4753],[-98.41481,16.47574],[-98.41621,16.47608],[-98.41776,16.47647],[-98.41947,16.47688],[-98.42147,16.47737],[-98.42339,16.47783],[-98.42593,16.47845],[-98.42746,16.47883],[-98.42882,16.47913],[-98.43138,16.47975],[-98.4336,16.48029],[-98.43551,16.48075],[-98.43727,16.48118],[-98.43933,16.48168],[-98.44138,16.48219],[-98.443,16.4826],[-98.44467,16.48302],[-98.44583,16.48445],[-98.44709,16.48601],[-98.4483,16.48752],[-98.44957,16.48909],[-98.45074,16.49058],[-98.45201,16.49213],[-98.45325,16.4937],[-98.45444,16.49516],[-98.4555,16.49647],[-98.45661,16.49786],[-98.45773,16.49926],[-98.45973,16.50176],[-98.46081,16.50308],[-98.46049,16.50442],[-98.45979,16.50732],[-98.45838,16.51352],[-98.46079,16.51871],[-98.46253,16.52243],[-98.46342,16.52441],[-98.46422,16.52614],[-98.46739,16.53272],[-98.46821,16.53451],[-98.46904,16.53628],[-98.46987,16.53802],[-98.47146,16.54149],[-98.47226,16.5432],[-98.47308,16.54496],[-98.47241,16.54624],[-98.47161,16.54783],[-98.47078,16.54946],[-98.46996,16.55112],[-98.46921,16.5526],[-98.4684,16.55416],[-98.46764,16.5557],[-98.46684,16.55726],[-98.46617,16.55858],[-98.46521,16.56051],[-98.46472,16.56165],[-98.46507,16.56333],[-98.46554,16.56509],[-98.46616,16.56773],[-98.46685,16.57043],[-98.4623,16.57548],[-98.45991,16.57869],[-98.45975,16.58092],[-98.4597,16.5817],[-98.45962,16.5831],[-98.45958,16.58391],[-98.45956,16.58477],[-98.45997,16.58566],[-98.4607,16.58722],[-98.46166,16.58923],[-98.46382,16.59377],[-98.46459,16.59539],[-98.46736,16.60127],[-98.46778,16.60217],[-98.47137,16.60807],[-98.47242,16.60978],[-98.47368,16.61188],[-98.47415,16.61262],[-98.47525,16.61442],[-98.47593,16.61559],[-98.47678,16.61696],[-98.47775,16.61852],[-98.47921,16.62092],[-98.47982,16.6219],[-98.4806,16.62316],[-98.48119,16.62414],[-98.48275,16.62673],[-98.48341,16.62781],[-98.48405,16.62887],[-98.48517,16.63147],[-98.48592,16.63326],[-98.48674,16.63515],[-98.48811,16.6384],[-98.48884,16.64014],[-98.48954,16.64179],[-98.49106,16.64538],[-98.49351,16.64872],[-98.49596,16.65208],[-98.49676,16.65317],[-98.49821,16.65404],[-98.49847,16.6539]]}}
Línea 115.0 kV | LineString | 115.0 kV | 1 |  |  | Comisión Federal de Electricidad |  |  |  |  | OpenStreetMap | {"type":"Feature","properties":{},"geometry":{"type":"LineString","coordinates":[[-98.54607,19.62282],[-98.54558,19.62253],[-98.545,19.62213],[-98.54435,19.6217],[-98.54371,19.62126],[-98.54307,19.62083],[-98.54242,19.6204],[-98.54178,19.61997],[-98.54134,19.61924],[-98.54089,19.61852],[-98.54046,19.61782],[-98.54004,19.61714],[-98.53989,19.61637],[-98.53974,19.61563],[-98.53962,19.6149],[-98.53948,19.61416],[-98.53935,19.61342],[-98.53905,19.61258],[-98.53878,19.61181],[-98.53862,19.61133],[-98.53837,19.61063],[-98.53813,19.60994],[-98.53789,19.60925],[-98.53795,19.6088],[-98.53799,19.60832],[-98.53808,19.60737],[-98.53816,19.60658],[-98.53805,19.606],[-98.53795,19.60542],[-98.53784,19.60482],[-98.53769,19.60394],[-98.53754,19.60321],[-98.53743,19.60252],[-98.5373,19.60179],[-98.53717,19.60108],[-98.53704,19.60036],[-98.53691,19.59961],[-98.53679,19.59895],[-98.53667,19.59824],[-98.53654,19.59753],[-98.53643,19.59683],[-98.53629,19.5961],[-98.53616,19.59539],[-98.53603,19.59467],[-98.53591,19.59395],[-98.53578,19.59325],[-98.53564,19.59253],[-98.53552,19.59182],[-98.5354,19.59113],[-98.53528,19.5904],[-98.53561,19.58989],[-98.53593,19.58936],[-98.5362,19.58896],[-98.53649,19.58851],[-98.53672,19.58815],[-98.5371,19.58755],[-98.53749,19.58696],[-98.53788,19.58633],[-98.53826,19.58574],[-98.53865,19.58514],[-98.53886,19.58479],[-98.53891,19.5844],[-98.53821,19.58361],[-98.53836,19.58319],[-98.5384,19.58312],[-98.53857,19.58329]]}}
Línea 115.0 kV | LineString | 115.0 kV | 1 |  |  | CFE |  |  |  |  | OpenStreetMap | {"type":"Feature","properties":{},"geometry":{"type":"LineString","coordinates":[[-98.99912,18.84871],[-98.99982,18.84872],[-99.00155,18.84624],[-99.00283,18.84435],[-99.00424,18.8423],[-99.00652,18.83898],[-99.00812,18.83665],[-99.00744,18.83536],[-99.00612,18.83297],[-99.00486,18.83058],[-99.00224,18.83004],[-98.99932,18.82944],[-98.99646,18.82885],[-98.99332,18.82823],[-98.98981,18.82752],[-98.98668,18.82687],[-98.98354,18.82624],[-98.97986,18.82552],[-98.97573,18.82467],[-98.972,18.82393],[-98.96911,18.82334],[-98.96586,18.82268],[-98.96237,18.82199],[-98.95899,18.82132],[-98.95652,18.82082],[-98.95562,18.82062],[-98.95505,18.82061]]}}
Línea 115.0 kV | LineString | 115.0 kV | 2 |  |  | CFE |  |  |  |  | OpenStreetMap | {"type":"Feature","properties":{},"geometry":{"type":"LineString","coordinates":[[-98.89705,18.7734],[-98.89767,18.77465],[-98.89782,18.77583],[-98.89781,18.77648],[-98.89794,18.7776],[-98.89898,18.7787],[-98.89845,18.77974],[-98.89662,18.78338],[-98.89493,18.78671],[-98.89335,18.78986],[-98.89245,18.79261],[-98.89128,18.79623],[-98.89024,18.79942],[-98.88947,18.80182],[-98.8885,18.80477],[-98.88756,18.80771],[-98.88665,18.81048],[-98.88855,18.81233],[-98.89049,18.8142],[-98.89221,18.81589],[-98.89464,18.81821],[-98.89694,18.82163],[-98.89881,18.82437],[-98.90083,18.82737],[-98.90325,18.82946],[-98.90557,18.83148],[-98.90865,18.83413],[-98.91491,18.83952],[-98.91772,18.84188]]}}
Línea 115.0 kV | LineString | 115.0 kV | 1 |  |  | CFE |  |  |  |  | OpenStreetMap | {"type":"Feature","properties":{},"geometry":{"type":"LineString","coordinates":[[-98.89639,18.77076],[-98.89649,18.77196],[-98.89762,18.77338],[-98.89916,18.77545],[-98.89994,18.77649],[-98.90023,18.77684],[-98.90054,18.77725],[-98.9017,18.7788],[-98.90301,18.7806],[-98.9041,18.78198],[-98.90559,18.78395],[-98.90738,18.78446],[-98.90938,18.78504],[-98.91115,18.78555],[-98.91293,18.78605],[-98.91476,18.78658],[-98.91635,18.78705],[-98.91868,18.78772],[-98.92041,18.78821],[-98.92278,18.78888],[-98.92488,18.78949],[-98.92635,18.78991],[-98.92823,18.79044],[-98.92982,18.7909],[-98.93144,18.79138],[-98.93289,18.79178],[-98.93449,18.79224],[-98.93605,18.7927],[-98.93746,18.7931],[-98.93909,18.79355],[-98.94072,18.79403],[-98.94229,18.79449],[-98.94386,18.79494],[-98.94524,18.79533],[-98.94679,18.79578],[-98.94812,18.79618],[-98.94923,18.79707],[-98.95056,18.79812],[-98.95169,18.79903],[-98.95278,18.79992],[-98.95382,18.80075],[-98.95477,18.80156],[-98.95853,18.8015],[-98.95953,18.80151],[-98.96032,18.80151],[-98.96106,18.80139],[-98.9618,18.80131],[-98.9632,18.80222],[-98.96346,18.80345],[-98.96364,18.80436],[-98.96398,18.80584],[-98.96427,18.80698],[-98.96447,18.80802],[-98.96425,18.80953],[-98.96407,18.81079],[-98.96388,18.8121],[-98.96369,18.81337],[-98.96349,18.81481],[-98.96327,18.81633],[-98.96268,18.81789],[-98.96207,18.81948],[-98.96149,18.82103],[-98.95964,18.82087],[-98.9576,18.82068],[-98.95571,18.8205],[-98.95511,18.82053]]}}
Línea 115.0 kV | LineString | 115.0 kV | 1 |  |  | CFE |  |  |  |  | OpenStreetMap | {"type":"Feature","properties":{},"geometry":{"type":"LineString","coordinates":[[-98.99789,18.63425],[-98.99568,18.63515],[-98.99297,18.63659],[-98.99007,18.63623],[-98.98836,18.63603],[-98.98663,18.6358],[-98.98166,18.6352],[-98.97821,18.63474],[-98.97597,18.63464],[-98.97479,18.6346],[-98.97277,18.63453],[-98.96781,18.63436],[-98.96429,18.63424],[-98.96047,18.63411],[-98.95743,18.634],[-98.95207,18.63382],[-98.94875,18.63371],[-98.94683,18.63364],[-98.94342,18.63352],[-98.94107,18.63344],[-98.93884,18.63336],[-98.93618,18.63329],[-98.93323,18.63317],[-98.92856,18.63301],[-98.92246,18.6328],[-98.92025,18.63272],[-98.91813,18.63265],[-98.91618,18.63259],[-98.91255,18.63246],[-98.91077,18.6324],[-98.90976,18.63237],[-98.9077,18.63229],[-98.90478,18.63219],[-98.90362,18.63215],[-98.90189,18.63209],[-98.89906,18.63199],[-98.89661,18.63191],[-98.89423,18.63183],[-98.89118,18.63015],[-98.88777,18.62828],[-98.88541,18.627],[-98.88225,18.62529],[-98.88061,18.62438],[-98.87897,18.62347],[-98.87732,18.62258],[-98.87567,18.62168],[-98.87414,18.62084],[-98.87261,18.62002],[-98.87079,18.61902],[-98.86529,18.616],[-98.86004,18.61312],[-98.85678,18.61136],[-98.85501,18.61038],[-98.85323,18.60941],[-98.85194,18.60871],[-98.84834,18.60674],[-98.84286,18.60376],[-98.84112,18.60278],[-98.84074,18.60259]]}}
Línea 115.0 kV | LineString | 115.0 kV | 2 |  |  | CFE |  |  |  |  | OpenStreetMap | {"type":"Feature","properties":{},"geometry":{"type":"LineString","coordinates":[[-98.24226,19.11995],[-98.24238,19.1197],[-98.24329,19.12016]]}}
Línea 115.0 kV | LineString | 115.0 kV | 1 |  |  | CFE |  |  |  |  | OpenStreetMap | {"type":"Feature","properties":{},"geometry":{"type":"LineString","coordinates":[[-98.24322,19.1204],[-98.24329,19.12016]]}}
Línea 115.0 kV | LineString | 115.0 kV | 4 |  |  | CFE |  |  |  |  | OpenStreetMap | {"type":"Feature","properties":{},"geometry":{"type":"LineString","coordinates":[[-98.24369,19.12034],[-98.24466,19.11996]]}}
Línea 115.0 kV | LineString | 115.0 kV | 1 |  |  | CFE |  |  |  |  | OpenStreetMap | {"type":"Feature","properties":{},"geometry":{"type":"LineString","coordinates":[[-98.24345,19.1205],[-98.24369,19.12034]]}}
Línea 115.0 kV | LineString | 115.0 kV | 3 |  |  | CFE |  |  |  |  | OpenStreetMap | {"type":"Feature","properties":{},"geometry":{"type":"LineString","coordinates":[[-98.24329,19.12016],[-98.24369,19.12034]]}}
Línea 115.0 kV | LineString | 115.0 kV | 4 |  |  | CFE |  |  |  |  | OpenStreetMap | {"type":"Feature","properties":{},"geometry":{"type":"LineString","coordinates":[[-98.2608,19.12354],[-98.25978,19.12272],[-98.25912,19.12207],[-98.25847,19.12143],[-98.25781,19.12078],[-98.25711,19.12006],[-98.25645,19.1194],[-98.25578,19.11872],[-98.25501,19.11792],[-98.25417,19.11709],[-98.25341,19.11633],[-98.25255,19.11546],[-98.25178,19.11469],[-98.25095,19.11386],[-98.2502,19.1131],[-98.24947,19.11237],[-98.24819,19.11222],[-98.24811,19.11251],[-98.24776,19.1132],[-98.24753,19.11416],[-98.24714,19.11496],[-98.24668,19.11594],[-98.24619,19.11692],[-98.24568,19.11794],[-98.24537,19.11855],[-98.2453,19.11868],[-98.24518,19.11895],[-98.24466,19.11996]]}}
Línea 115.0 kV | LineString | 115.0 kV | 1 |  |  | CFE |  |  |  |  | OpenStreetMap | {"type":"Feature","properties":{},"geometry":{"type":"LineString","coordinates":[[-98.45343,18.58661],[-98.45327,18.58636],[-98.45356,18.58628]]}}
Línea 115.0 kV | LineString | 115.0 kV | 3 |  |  | CFE |  |  |  |  | OpenStreetMap | {"type":"Feature","properties":{},"geometry":{"type":"LineString","coordinates":[[-98.27979,19.0607],[-98.27924,19.05825],[-98.27905,19.05582],[-98.2794,19.05563],[-98.27924,19.05426],[-98.27909,19.05302],[-98.27894,19.05176],[-98.27878,19.05049],[-98.27852,19.04876],[-98.27837,19.04759],[-98.2783,19.04655]]}}
Línea 115.0 kV | LineString | 115.0 kV | 3 |  |  | CFE |  |  |  |  | OpenStreetMap | {"type":"Feature","properties":{},"geometry":{"type":"LineString","coordinates":[[-98.2783,19.04655],[-98.27951,19.04586],[-98.28082,19.04516],[-98.2822,19.04438],[-98.28347,19.04371],[-98.28473,19.04301],[-98.28588,19.04239],[-98.28712,19.04169],[-98.28835,19.041],[-98.28955,19.04034],[-98.29086,19.03965],[-98.29181,19.03966],[-98.29336,19.03966],[-98.29486,19.03967],[-98.29619,19.03964],[-98.29764,19.03966],[-98.29847,19.03958]]}}
Línea 115.0 kV | LineString | 115.0 kV |  |  |  | CFE |  |  |  |  | OpenStreetMap | {"type":"Feature","properties":{},"geometry":{"type":"LineString","coordinates":[[-98.29847,19.03958],[-98.29839,19.03822],[-98.29791,19.03535],[-98.29744,19.03226],[-98.29724,19.03059]]}}
Línea 115.0 kV | LineString | 115.0 kV | 1 |  |  | CFE |  |  |  |  | OpenStreetMap | {"type":"Feature","properties":{},"geometry":{"type":"LineString","coordinates":[[-98.29698,19.02831],[-98.29679,19.02757]]}}
Línea 115.0 kV | LineString | 115.0 kV | 1 |  |  | CFE |  |  |  |  | OpenStreetMap | {"type":"Feature","properties":{},"geometry":{"type":"LineString","coordinates":[[-98.29707,19.02952],[-98.29698,19.02831]]}}
Línea 115.0 kV | LineString | 115.0 kV | 1 |  |  | CFE |  |  |  |  | OpenStreetMap | {"type":"Feature","properties":{},"geometry":{"type":"LineString","coordinates":[[-98.29679,19.02757],[-98.29707,19.02952]]}}
Línea 115.0 kV | LineString | 115.0 kV | 2 |  |  | CFE |  |  |  |  | OpenStreetMap | {"type":"Feature","properties":{},"geometry":{"type":"LineString","coordinates":[[-98.29724,19.03059],[-98.29707,19.02952]]}}
Línea 115.0 kV | LineString | 115.0 kV | 2 |  |  | CFE |  |  |  |  | OpenStreetMap | {"type":"Feature","properties":{},"geometry":{"type":"LineString","coordinates":[[-98.2982,19.03047],[-98.29724,19.03059]]}}
Línea 115.0 kV | LineString | 115.0 kV | 1 |  |  | CFE |  |  |  |  | OpenStreetMap | {"type":"Feature","properties":{},"geometry":{"type":"LineString","coordinates":[[-98.29836,19.02941],[-98.29878,19.02964],[-98.2982,19.03047]]}}
Línea 115.0 kV | LineString | 115.0 kV | 1 |  |  | CFE |  |  |  |  | OpenStreetMap | {"type":"Feature","properties":{},"geometry":{"type":"LineString","coordinates":[[-98.29832,19.02947],[-98.29867,19.02969],[-98.2982,19.03047]]}}
Línea 115.0 kV | LineString | 115.0 kV | 2 |  |  | CFE |  |  |  |  | OpenStreetMap | {"type":"Feature","properties":{},"geometry":{"type":"LineString","coordinates":[[-98.29832,19.02908],[-98.298,19.0289],[-98.29698,19.02831]]}}
Línea 115.0 kV | LineString | 115.0 kV | 1 |  |  | CFE |  |  |  |  | OpenStreetMap | {"type":"Feature","properties":{},"geometry":{"type":"LineString","coordinates":[[-98.45679,18.91684],[-98.45682,18.91714],[-98.45787,18.91694],[-98.45829,18.91634],[-98.45912,18.91536],[-98.46012,18.91408],[-98.46125,18.91275],[-98.46051,18.91092],[-98.45975,18.9091],[-98.45911,18.90756],[-98.45847,18.906],[-98.45777,18.90431],[-98.45707,18.90261],[-98.45644,18.90112],[-98.45574,18.89937],[-98.45493,18.89744],[-98.45416,18.89558],[-98.45341,18.89378],[-98.45403,18.89242],[-98.45467,18.89095],[-98.45466,18.89056]]}}
Línea 115.0 kV | LineString | 115.0 kV | 1 |  |  | CFE |  |  |  |  | OpenStreetMap | {"type":"Feature","properties":{},"geometry":{"type":"LineString","coordinates":[[-98.21341,19.10889],[-98.21103,19.10882],[-98.20793,19.10879],[-98.20758,19.10876]]}}
Línea 115.0 kV | LineString | 115.0 kV | 1 |  |  | CFE |  |  |  |  | OpenStreetMap | {"type":"Feature","properties":{},"geometry":{"type":"LineString","coordinates":[[-98.20725,19.10877],[-98.207,19.10875],[-98.20551,19.10836]]}}
Línea 115.0 kV | LineString | 115.0 kV | 1 |  |  | CFE |  |  |  |  | OpenStreetMap | {"type":"Feature","properties":{},"geometry":{"type":"LineString","coordinates":[[-98.20725,19.10867],[-98.20694,19.10864]]}}
Línea 115.0 kV | LineString | 115.0 kV | 1 |  |  | CFE |  |  |  |  | OpenStreetMap | {"type":"Feature","properties":{},"geometry":{"type":"LineString","coordinates":[[-98.20694,19.10864],[-98.20551,19.10836]]}}
Línea 115.0 kV | LineString | 115.0 kV | 1 |  |  | CFE |  |  |  |  | OpenStreetMap | {"type":"Feature","properties":{},"geometry":{"type":"LineString","coordinates":[[-98.19674,19.08364],[-98.19666,19.08354],[-98.19622,19.08301],[-98.19627,19.08287]]}}
Línea 115.0 kV | LineString | 115.0 kV | 1 |  |  | CFE |  |  |  |  | OpenStreetMap | {"type":"Feature","properties":{},"geometry":{"type":"LineString","coordinates":[[-98.19604,19.08572],[-98.19604,19.08486],[-98.19619,19.08413],[-98.19666,19.08354],[-98.19672,19.08347]]}}
Línea 115.0 kV | LineString | 115.0 kV | 2 |  |  | CFE |  |  |  |  | OpenStreetMap | {"type":"Feature","properties":{},"geometry":{"type":"LineString","coordinates":[[-98.19604,19.08572],[-98.19669,19.08568]]}}
Línea 115.0 kV | LineString | 115.0 kV | 2 |  |  | CFE |  |  |  |  | OpenStreetMap | {"type":"Feature","properties":{},"geometry":{"type":"LineString","coordinates":[[-98.20334,19.08702],[-98.20408,19.08731],[-98.20506,19.08783],[-98.20556,19.08834],[-98.20571,19.0887],[-98.20602,19.08976],[-98.20623,19.09056],[-98.20662,19.09083],[-98.20675,19.09161],[-98.20698,19.09327],[-98.20718,19.09481],[-98.2073,19.09588],[-98.20751,19.09745],[-98.20769,19.09919],[-98.20782,19.10018],[-98.20792,19.1011],[-98.20799,19.10186],[-98.20811,19.10248],[-98.20858,19.10627],[-98.2087,19.10736],[-98.20874,19.10799],[-98.20819,19.10805],[-98.20722,19.10803],[-98.20694,19.10864]]}}
Línea 115.0 kV | LineString | 115.0 kV | 4 |  |  | CFE |  |  |  |  | OpenStreetMap | {"type":"Feature","properties":{},"geometry":{"type":"LineString","coordinates":[[-98.14771,19.08474],[-98.14751,19.08538],[-98.14862,19.08615],[-98.14976,19.08693],[-98.15089,19.0877],[-98.15202,19.08848],[-98.1527,19.08803],[-98.15314,19.08704]]}}
Línea 115.0 kV | LineString | 115.0 kV | 2 |  |  | CFE |  |  |  |  | OpenStreetMap | {"type":"Feature","properties":{},"geometry":{"type":"LineString","coordinates":[[-98.14771,19.08474],[-98.14777,19.08413],[-98.14681,19.08364],[-98.14435,19.08237],[-98.1426,19.08148],[-98.14177,19.08106],[-98.13913,19.07973],[-98.1386,19.08045]]}}
Línea 115.0 kV | LineString | 115.0 kV | 2 |  |  | CFE |  |  |  |  | OpenStreetMap | {"type":"Feature","properties":{},"geometry":{"type":"LineString","coordinates":[[-98.13842,19.08036],[-98.13902,19.07947],[-98.14065,19.0803],[-98.14339,19.08171],[-98.14592,19.08298],[-98.14795,19.08401],[-98.14771,19.08474]]}}
Línea 115.0 kV | LineString | 115.0 kV | 2 |  |  | CFE |  |  |  |  | OpenStreetMap | {"type":"Feature","properties":{},"geometry":{"type":"LineString","coordinates":[[-98.16966,19.07592],[-98.17029,19.07507],[-98.1712,19.0741],[-98.17188,19.07334],[-98.17267,19.07244],[-98.17348,19.07155],[-98.17427,19.07064],[-98.17507,19.06976],[-98.17595,19.06875],[-98.17682,19.06779],[-98.17774,19.06677],[-98.17803,19.06649]]}}
Línea 115.0 kV | LineString | 115.0 kV | 2 |  |  | CFE |  |  |  |  | OpenStreetMap | {"type":"Feature","properties":{},"geometry":{"type":"LineString","coordinates":[[-98.15122,19.06445],[-98.15168,19.06449],[-98.15291,19.06451],[-98.15427,19.06463]]}}
Línea 115.0 kV | LineString | 115.0 kV | 1 |  |  | CFE |  |  |  |  | OpenStreetMap | {"type":"Feature","properties":{},"geometry":{"type":"LineString","coordinates":[[-98.14739,19.04096],[-98.14748,19.03969]]}}
Línea 115.0 kV | LineString | 115.0 kV | 1 |  |  | CFE |  |  |  |  | OpenStreetMap | {"type":"Feature","properties":{},"geometry":{"type":"LineString","coordinates":[[-98.14763,19.04064],[-98.14739,19.04096]]}}
Línea 115.0 kV | LineString | 115.0 kV | 1 |  |  | CFE |  |  |  |  | OpenStreetMap | {"type":"Feature","properties":{},"geometry":{"type":"LineString","coordinates":[[-98.14766,19.04023],[-98.14748,19.03969]]}}
Línea 115.0 kV | LineString | 115.0 kV | 2 |  |  | CFE |  |  |  |  | OpenStreetMap | {"type":"Feature","properties":{},"geometry":{"type":"LineString","coordinates":[[-98.15747,18.99713],[-98.15808,18.99757]]}}
Línea 115.0 kV | LineString | 115.0 kV | 2 |  |  | CFE |  |  |  |  | OpenStreetMap | {"type":"Feature","properties":{},"geometry":{"type":"LineString","coordinates":[[-98.15726,18.99737],[-98.15787,18.99779]]}}
Línea 115.0 kV | LineString | 115.0 kV | 1 |  |  | CFE |  |  |  |  | OpenStreetMap | {"type":"Feature","properties":{},"geometry":{"type":"LineString","coordinates":[[-98.15726,18.99737],[-98.15463,18.99752],[-98.15426,18.99727],[-98.15292,18.99627]]}}
Línea 115.0 kV | LineString | 115.0 kV | 1 |  |  | CFE |  |  |  |  | OpenStreetMap | {"type":"Feature","properties":{},"geometry":{"type":"LineString","coordinates":[[-98.15726,18.99737],[-98.15466,18.99739],[-98.15444,18.99724],[-98.15292,18.99627]]}}
Línea 115.0 kV | LineString | 115.0 kV | 1 |  |  | CFE |  |  |  |  | OpenStreetMap | {"type":"Feature","properties":{},"geometry":{"type":"LineString","coordinates":[[-98.15747,18.99713],[-98.15474,18.99725],[-98.15448,18.99708],[-98.15282,18.99588]]}}
Línea 115.0 kV | LineString | 115.0 kV | 1 |  |  | CFE |  |  |  |  | OpenStreetMap | {"type":"Feature","properties":{},"geometry":{"type":"LineString","coordinates":[[-98.15747,18.99713],[-98.15477,18.99714],[-98.15454,18.99698],[-98.15282,18.99588]]}}
Línea 115.0 kV | LineString | 115.0 kV | 2 |  |  | CFE |  |  |  |  | OpenStreetMap | {"type":"Feature","properties":{},"geometry":{"type":"LineString","coordinates":[[-98.16623,19.00405],[-98.16993,19.00295],[-98.17217,19.00232],[-98.17419,19.00174],[-98.17706,19.00094],[-98.17865,19.0005],[-98.17893,19.00043]]}}
Línea 115.0 kV | LineString | 115.0 kV | 1 |  |  | CFE |  |  |  |  | OpenStreetMap | {"type":"Feature","properties":{},"geometry":{"type":"LineString","coordinates":[[-98.16336,19.00484],[-98.16478,19.00445],[-98.16623,19.00405]]}}
Línea 115.0 kV | LineString | 115.0 kV | 1 |  |  | CFE |  |  |  |  | OpenStreetMap | {"type":"Feature","properties":{},"geometry":{"type":"LineString","coordinates":[[-98.17901,19.00036],[-98.17931,19.00027],[-98.17901,19.00017],[-98.17672,19.00076]]}}
Línea 115.0 kV | LineString | 115.0 kV | 1 |  |  | CFE |  |  |  |  | OpenStreetMap | {"type":"Feature","properties":{},"geometry":{"type":"LineString","coordinates":[[-98.17966,19.00023],[-98.17902,19.00007],[-98.17672,19.00076]]}}
Línea 115.0 kV | LineString | 115.0 kV | 1 |  |  | CFE |  |  |  |  | OpenStreetMap | {"type":"Feature","properties":{},"geometry":{"type":"LineString","coordinates":[[-98.17966,19.00023],[-98.17903,19.00045]]}}
Línea 115.0 kV | LineString | 115.0 kV | 1 |  |  | CFE |  |  |  |  | OpenStreetMap | {"type":"Feature","properties":{},"geometry":{"type":"LineString","coordinates":[[-98.19467,18.99592],[-98.19441,18.99601]]}}
Línea 115.0 kV | LineString | 115.0 kV | 1 |  |  | CFE |  |  |  |  | OpenStreetMap | {"type":"Feature","properties":{},"geometry":{"type":"LineString","coordinates":[[-98.19491,18.99586],[-98.19467,18.99592]]}}
Línea 115.0 kV | LineString | 115.0 kV | 2 |  |  | CFE |  |  |  |  | OpenStreetMap | {"type":"Feature","properties":{},"geometry":{"type":"LineString","coordinates":[[-98.19441,18.99601],[-98.19345,18.99627],[-98.19023,18.9972],[-98.18895,18.99754],[-98.18769,18.9979],[-98.18628,18.99831],[-98.18412,18.99897],[-98.18165,18.99966],[-98.17966,19.00023]]}}
Línea 115.0 kV | LineString | 115.0 kV | 1 |  |  | CFE |  |  |  |  | OpenStreetMap | {"type":"Feature","properties":{},"geometry":{"type":"LineString","coordinates":[[-98.19491,18.99586],[-98.19441,18.99601]]}}
Línea 115.0 kV | LineString | 115.0 kV | 1 |  |  | CFE |  |  |  |  | OpenStreetMap | {"type":"Feature","properties":{},"geometry":{"type":"LineString","coordinates":[[-98.22472,18.99851],[-98.22454,18.99838]]}}
Línea 115.0 kV | LineString | 115.0 kV | 1 |  |  | CFE |  |  |  |  | OpenStreetMap | {"type":"Feature","properties":{},"geometry":{"type":"LineString","coordinates":[[-98.22505,18.99823],[-98.22497,18.99809],[-98.22472,18.99851]]}}
Línea 115.0 kV | LineString | 115.0 kV | 1 |  |  | CFE |  |  |  |  | OpenStreetMap | {"type":"Feature","properties":{},"geometry":{"type":"LineString","coordinates":[[-98.22509,18.99815],[-98.22497,18.99809],[-98.22454,18.99838]]}}
Línea 115.0 kV | LineString | 115.0 kV | 1 |  |  | CFE |  |  |  |  | OpenStreetMap | {"type":"Feature","properties":{},"geometry":{"type":"LineString","coordinates":[[-98.22528,18.99873],[-98.22545,18.99839],[-98.22526,18.99831]]}}
Línea 115.0 kV | LineString | 115.0 kV | 2 |  |  | CFE |  |  |  |  | OpenStreetMap | {"type":"Feature","properties":{},"geometry":{"type":"LineString","coordinates":[[-98.25025,19.02147],[-98.24929,19.02173]]}}
Línea 115.0 kV | LineString | 115.0 kV | 1 |  |  | CFE |  |  |  |  | OpenStreetMap | {"type":"Feature","properties":{},"geometry":{"type":"LineString","coordinates":[[-98.1926,19.19901],[-98.19121,19.19861],[-98.18987,19.1984],[-98.18985,19.1987]]}}
Línea 115.0 kV | LineString | 115.0 kV | 1 |  |  | CFE |  |  |  |  | OpenStreetMap | {"type":"Feature","properties":{},"geometry":{"type":"LineString","coordinates":[[-98.19286,19.19849],[-98.1926,19.19901]]}}
Línea 115.0 kV | LineString | 115.0 kV | 1 |  |  | CFE |  |  |  |  | OpenStreetMap | {"type":"Feature","properties":{},"geometry":{"type":"LineString","coordinates":[[-98.19328,19.29307],[-98.19351,19.2927]]}}
Línea 115.0 kV | LineString | 115.0 kV | 2 |  |  | CFE |  |  |  |  | OpenStreetMap | {"type":"Feature","properties":{},"geometry":{"type":"LineString","coordinates":[[-98.19974,19.30789],[-98.19946,19.30681],[-98.1992,19.30605],[-98.19888,19.30532],[-98.19855,19.30465],[-98.19805,19.30359],[-98.1976,19.3026],[-98.19712,19.30159],[-98.19676,19.30076],[-98.19642,19.30002]]}}
Línea 115.0 kV | LineString | 115.0 kV | 2 |  |  | CFE |  |  |  |  | OpenStreetMap | {"type":"Feature","properties":{},"geometry":{"type":"LineString","coordinates":[[-98.20733,19.25369],[-98.20767,19.25334],[-98.20759,19.25273]]}}
Línea 115.0 kV | LineString | 115.0 kV | 2 |  |  | CFE |  |  |  |  | OpenStreetMap | {"type":"Feature","properties":{},"geometry":{"type":"LineString","coordinates":[[-98.20733,19.25369],[-98.20623,19.25271],[-98.20642,19.25176],[-98.20674,19.25006],[-98.20705,19.24844],[-98.20735,19.24683],[-98.20767,19.24532],[-98.20798,19.24372],[-98.20832,19.24201],[-98.20863,19.24034],[-98.20918,19.23757],[-98.20939,19.23651],[-98.20971,19.23495],[-98.21002,19.23338],[-98.21031,19.23184],[-98.21062,19.23026],[-98.21093,19.22872],[-98.21122,19.22714],[-98.21153,19.22557],[-98.21183,19.22402],[-98.21213,19.22247],[-98.21248,19.2209],[-98.21277,19.21935],[-98.21307,19.21779],[-98.21337,19.21625],[-98.21363,19.21489],[-98.21396,19.21338],[-98.21422,19.21193],[-98.2145,19.2104],[-98.21419,19.20976],[-98.21451,19.20808],[-98.21477,19.20686],[-98.21575,19.20646],[-98.21679,19.20661],[-98.21749,19.20646],[-98.21854,19.20649],[-98.21969,19.20688],[-98.22177,19.20696],[-98.22336,19.207],[-98.22489,19.20705],[-98.22626,19.20743],[-98.22736,19.2062],[-98.22791,19.20476],[-98.22834,19.2034],[-98.22898,19.20174],[-98.22957,19.20007],[-98.23009,19.19866],[-98.23064,19.19714],[-98.23115,19.19569],[-98.23178,19.19409],[-98.23157,19.19245],[-98.23137,19.1908],[-98.23122,19.18925],[-98.23024,19.18861],[-98.22916,19.18794],[-98.22811,19.18724],[-98.22741,19.18674]]}}
Línea 115.0 kV | LineString | 115.0 kV | 2 |  |  | CFE |  |  |  |  | OpenStreetMap | {"type":"Feature","properties":{},"geometry":{"type":"LineString","coordinates":[[-98.24193,19.1243],[-98.24183,19.12447],[-98.2417,19.12585],[-98.24123,19.12687],[-98.2411,19.12723],[-98.24152,19.12753],[-98.24119,19.12799],[-98.24081,19.12827]]}}
Línea 115.0 kV | LineString | 115.0 kV | 1 |  |  | CFE |  |  |  |  | OpenStreetMap | {"type":"Feature","properties":{},"geometry":{"type":"LineString","coordinates":[[-98.30704,19.17469],[-98.30708,19.17583],[-98.30601,19.17635],[-98.30507,19.177],[-98.30413,19.17765],[-98.30359,19.17733],[-98.30369,19.1772]]}}
Línea 115.0 kV | LineString | 115.0 kV | 1 |  |  | CFE |  |  |  |  | OpenStreetMap | {"type":"Feature","properties":{},"geometry":{"type":"LineString","coordinates":[[-98.26,19.1353],[-98.25921,19.13485],[-98.25788,19.13415],[-98.25659,19.13348],[-98.25584,19.13351]]}}
Línea 115.0 kV | LineString | 115.0 kV | 1 |  |  | CFE |  |  |  |  | OpenStreetMap | {"type":"Feature","properties":{},"geometry":{"type":"LineString","coordinates":[[-98.24354,19.1261],[-98.24336,19.12626],[-98.2435,19.12642]]}}
Línea 115.0 kV | LineString | 115.0 kV | 1 |  |  | CFE |  |  |  |  | OpenStreetMap | {"type":"Feature","properties":{},"geometry":{"type":"LineString","coordinates":[[-98.24298,19.126],[-98.2435,19.12642]]}}
Línea 115.0 kV | LineString | 115.0 kV | 1 |  |  | CFE |  |  |  |  | OpenStreetMap | {"type":"Feature","properties":{},"geometry":{"type":"LineString","coordinates":[[-98.24299,19.12069],[-98.24297,19.12094],[-98.24298,19.12114]]}}
Línea 115.0 kV | LineString | 115.0 kV | 2 |  |  | CFE |  |  |  |  | OpenStreetMap | {"type":"Feature","properties":{},"geometry":{"type":"LineString","coordinates":[[-98.24318,19.12078],[-98.24318,19.12097],[-98.24317,19.12119]]}}
Línea 115.0 kV | LineString | 115.0 kV | 2 |  |  | CFE |  |  |  |  | OpenStreetMap | {"type":"Feature","properties":{},"geometry":{"type":"LineString","coordinates":[[-98.24193,19.1243],[-98.24309,19.1219],[-98.24282,19.12111],[-98.24283,19.12092],[-98.24287,19.12063]]}}
Línea 115.0 kV | LineString | 115.0 kV | 2 |  |  | CFE |  |  |  |  | OpenStreetMap | {"type":"Feature","properties":{},"geometry":{"type":"LineString","coordinates":[[-98.24195,19.12021],[-98.2418,19.12048],[-98.24135,19.12089],[-98.2409,19.12184],[-98.24045,19.12279]]}}
Línea 115.0 kV | LineString | 115.0 kV | 1 |  |  | CFE |  |  |  |  | OpenStreetMap | {"type":"Feature","properties":{},"geometry":{"type":"LineString","coordinates":[[-98.24045,19.12279],[-98.24064,19.12303],[-98.24133,19.12347],[-98.24178,19.12375],[-98.24163,19.12438]]}}
Línea 115.0 kV | LineString | 115.0 kV | 1 |  |  | CFE |  |  |  |  | OpenStreetMap | {"type":"Feature","properties":{},"geometry":{"type":"LineString","coordinates":[[-98.24045,19.12279],[-98.24073,19.12297],[-98.2414,19.12339],[-98.24195,19.12374],[-98.24163,19.12438]]}}
Línea 115.0 kV | LineString | 115.0 kV | 1 |  |  | CFE |  |  |  |  | OpenStreetMap | {"type":"Feature","properties":{},"geometry":{"type":"LineString","coordinates":[[-98.1631,19.41133],[-98.16367,19.41111],[-98.1644,19.41083],[-98.16432,19.41062]]}}
Línea 115.0 kV | LineString | 115.0 kV | 1 |  |  | CFE |  |  |  |  | OpenStreetMap | {"type":"Feature","properties":{},"geometry":{"type":"LineString","coordinates":[[-98.1631,19.41133],[-98.163,19.41125],[-98.16264,19.4109],[-98.16213,19.41042],[-98.16135,19.41059],[-98.16108,19.41059],[-98.16056,19.4109],[-98.16058,19.41094]]}}
Línea 115.0 kV | LineString | 115.0 kV | 1 |  |  | CFE |  |  |  |  | OpenStreetMap | {"type":"Feature","properties":{},"geometry":{"type":"LineString","coordinates":[[-98.20314,19.31606],[-98.20277,19.31566],[-98.20289,19.31548],[-98.20314,19.31564]]}}
Línea 115.0 kV | LineString | 115.0 kV | 2 |  |  | CFE |  |  |  |  | OpenStreetMap | {"type":"Feature","properties":{},"geometry":{"type":"LineString","coordinates":[[-98.04811,19.50004],[-98.04658,19.4995]]}}
Línea 115.0 kV | LineString | 115.0 kV | 1 |  |  | CFE |  |  |  |  | OpenStreetMap | {"type":"Feature","properties":{},"geometry":{"type":"LineString","coordinates":[[-98.04658,19.4995],[-98.04513,19.49908],[-98.04516,19.49811],[-98.0456,19.49814]]}}
Línea 115.0 kV | LineString | 115.0 kV | 1 |  |  | CFE |  |  |  |  | OpenStreetMap | {"type":"Feature","properties":{},"geometry":{"type":"LineString","coordinates":[[-98.39873,19.29739],[-98.39861,19.29749]]}}
Línea 115.0 kV | LineString | 115.0 kV | 1 |  |  | CFE |  |  |  |  | OpenStreetMap | {"type":"Feature","properties":{},"geometry":{"type":"LineString","coordinates":[[-98.4115,19.29268],[-98.41131,19.29242]]}}
Línea 115.0 kV | LineString | 115.0 kV | 1 |  |  | CFE |  |  |  |  | OpenStreetMap | {"type":"Feature","properties":{},"geometry":{"type":"LineString","coordinates":[[-98.4115,19.29268],[-98.41144,19.29224]]}}
Línea 115.0 kV | LineString | 115.0 kV | 1 |  |  | CFE |  |  |  |  | OpenStreetMap | {"type":"Feature","properties":{},"geometry":{"type":"LineString","coordinates":[[-98.41163,19.29218],[-98.41172,19.29245],[-98.4115,19.29268]]}}
Línea 115.0 kV | LineString | 115.0 kV | 1 |  |  | CFE |  |  |  |  | OpenStreetMap | {"type":"Feature","properties":{},"geometry":{"type":"LineString","coordinates":[[-98.41131,19.29242],[-98.41135,19.29227]]}}
Línea 115.0 kV | LineString | 115.0 kV | 2 |  |  | CFE |  |  |  |  | OpenStreetMap | {"type":"Feature","properties":{},"geometry":{"type":"LineString","coordinates":[[-98.41108,19.29251],[-98.41142,19.29301],[-98.41188,19.29303]]}}
Línea 115.0 kV | LineString | 115.0 kV | 1 |  |  | CFE |  |  |  |  | OpenStreetMap | {"type":"Feature","properties":{},"geometry":{"type":"LineString","coordinates":[[-98.41179,19.29202],[-98.41168,19.29181],[-98.41073,19.29168]]}}
Línea 115.0 kV | LineString | 115.0 kV | 3 |  |  | CFE |  |  |  |  | OpenStreetMap | {"type":"Feature","properties":{},"geometry":{"type":"LineString","coordinates":[[-98.41108,19.29251],[-98.41073,19.29168]]}}
Línea 115.0 kV | LineString | 115.0 kV | 2 |  |  | CFE |  |  |  |  | OpenStreetMap | {"type":"Feature","properties":{},"geometry":{"type":"LineString","coordinates":[[-98.4108,19.2837],[-98.41058,19.28219],[-98.41088,19.28102],[-98.41179,19.28036]]}}
Línea 115.0 kV | LineString | 115.0 kV | 2 |  |  | CFE |  |  |  |  | OpenStreetMap | {"type":"Feature","properties":{},"geometry":{"type":"LineString","coordinates":[[-98.41179,19.28036],[-98.41094,19.28107],[-98.41082,19.28207],[-98.4108,19.2837]]}}
Línea 115.0 kV | LineString | 115.0 kV | 4 |  |  | CFE |  |  |  |  | OpenStreetMap | {"type":"Feature","properties":{},"geometry":{"type":"LineString","coordinates":[[-98.41073,19.29168],[-98.41025,19.2907],[-98.41032,19.28976],[-98.41034,19.28912],[-98.41041,19.28772],[-98.41042,19.28702],[-98.41045,19.2863],[-98.41056,19.28533],[-98.41075,19.28409],[-98.4108,19.2837]]}}
Línea 115.0 kV | LineString | 115.0 kV | 1 |  |  | CFE |  |  |  |  | OpenStreetMap | {"type":"Feature","properties":{},"geometry":{"type":"LineString","coordinates":[[-98.41542,19.26003],[-98.41452,19.25946],[-98.41354,19.25906],[-98.41301,19.25887],[-98.41313,19.2584]]}}
Línea 115.0 kV | LineString | 115.0 kV | 3 |  |  | CFE |  |  |  |  | OpenStreetMap | {"type":"Feature","properties":{},"geometry":{"type":"LineString","coordinates":[[-98.41544,19.26067],[-98.41542,19.26003],[-98.41572,19.25882],[-98.41615,19.25779],[-98.41634,19.2569],[-98.4169,19.25576],[-98.41714,19.25556]]}}
Línea 115.0 kV | LineString | 115.0 kV | 2 |  |  | CFE |  |  |  |  | OpenStreetMap | {"type":"Feature","properties":{},"geometry":{"type":"LineString","coordinates":[[-98.41714,19.25556],[-98.41783,19.25477],[-98.41842,19.25455],[-98.41944,19.25459],[-98.42002,19.25428],[-98.42058,19.25363],[-98.42107,19.25306],[-98.42146,19.2526],[-98.42171,19.25203]]}}
Línea 115.0 kV | LineString | 115.0 kV | 1 |  |  | CFE |  |  |  |  | OpenStreetMap | {"type":"Feature","properties":{},"geometry":{"type":"LineString","coordinates":[[-97.37891,19.79199],[-97.37903,19.79223],[-97.37907,19.79255],[-97.37946,19.79576],[-97.37971,19.79764],[-97.38052,19.80399],[-97.38064,19.805],[-97.38114,19.80885],[-97.38155,19.81227],[-97.38172,19.81352],[-97.38233,19.81429],[-97.38294,19.81513],[-97.38394,19.81693],[-97.3842,19.81743],[-97.38521,19.81957],[-97.38443,19.82017],[-97.3837,19.82083],[-97.38235,19.82183],[-97.38031,19.82329],[-97.37947,19.82415],[-97.37789,19.82593],[-97.3752,19.82904],[-97.37513,19.82941]]}}
Línea 115.0 kV | LineString | 115.0 kV | 1 |  |  | CFE |  |  |  |  | OpenStreetMap | {"type":"Feature","properties":{},"geometry":{"type":"LineString","coordinates":[[-97.48765,20.50622],[-97.48874,20.50918],[-97.4895,20.51198],[-97.49004,20.51417],[-97.4907,20.51663],[-97.49136,20.51912],[-97.49184,20.52115],[-97.49224,20.52266],[-97.49153,20.52499],[-97.4913,20.52554]]}}
Línea 115.0 kV | LineString | 115.0 kV | 1 |  |  | CFE |  |  |  |  | OpenStreetMap | {"type":"Feature","properties":{},"geometry":{"type":"LineString","coordinates":[[-97.33798,20.39459],[-97.3381,20.39457],[-97.33775,20.39214],[-97.33737,20.38929],[-97.33701,20.38642],[-97.33609,20.38409],[-97.33468,20.38065],[-97.3335,20.37764],[-97.33228,20.37455],[-97.33111,20.37163],[-97.32972,20.36818],[-97.32836,20.36482],[-97.32768,20.36311],[-97.32637,20.35984],[-97.3253,20.35718],[-97.32418,20.35433],[-97.32534,20.35199]]}}
Línea 115.0 kV | LineString | 115.0 kV | 2 |  |  | CFE |  |  |  |  | OpenStreetMap | {"type":"Feature","properties":{},"geometry":{"type":"LineString","coordinates":[[-97.32534,20.35199],[-97.32239,20.35391],[-97.31952,20.35577],[-97.31697,20.35744],[-97.31562,20.36049],[-97.31409,20.364],[-97.31264,20.36738],[-97.31122,20.37067],[-97.30895,20.37584],[-97.30734,20.37952],[-97.30622,20.38211]]}}
Línea 115.0 kV | LineString | 115.0 kV | 4 |  |  | CFE |  |  |  |  | OpenStreetMap | {"type":"Feature","properties":{},"geometry":{"type":"LineString","coordinates":[[-97.3273,20.35068],[-97.32534,20.35199]]}}
Línea 115.0 kV | LineString | 115.0 kV | 2 |  |  | CFE |  |  |  |  | OpenStreetMap | {"type":"Feature","properties":{},"geometry":{"type":"LineString","coordinates":[[-97.32979,20.35],[-97.32889,20.3502],[-97.32814,20.35027],[-97.3273,20.35068]]}}
Línea 115.0 kV | LineString | 115.0 kV | 4 |  |  | CFE |  |  |  |  | OpenStreetMap | {"type":"Feature","properties":{},"geometry":{"type":"LineString","coordinates":[[-97.40751,20.35608],[-97.40404,20.35543],[-97.40089,20.35483],[-97.39726,20.35417],[-97.39292,20.35337],[-97.38942,20.3526],[-97.38463,20.3518],[-97.3817,20.35125],[-97.37889,20.35074],[-97.37545,20.3501],[-97.37073,20.34925],[-97.36764,20.34867],[-97.36434,20.34804],[-97.36054,20.34734],[-97.35603,20.34775],[-97.35328,20.348],[-97.35096,20.34818],[-97.34703,20.34851],[-97.34239,20.34891],[-97.33838,20.34925],[-97.33589,20.34948],[-97.33246,20.34978],[-97.32979,20.35]]}}
Línea 115.0 kV | LineString | 115.0 kV | 2 |  |  | CFE |  |  |  |  | OpenStreetMap | {"type":"Feature","properties":{},"geometry":{"type":"LineString","coordinates":[[-97.32979,20.35],[-97.32887,20.34999],[-97.32805,20.35006],[-97.3273,20.35068]]}}
Línea 115.0 kV | LineString | 115.0 kV | 2 |  |  | CFE |  |  |  |  | OpenStreetMap | {"type":"Feature","properties":{},"geometry":{"type":"LineString","coordinates":[[-97.41428,20.35552],[-97.41364,20.35592]]}}
Línea 115.0 kV | LineString | 115.0 kV | 2 |  |  | CFE |  |  |  |  | OpenStreetMap | {"type":"Feature","properties":{},"geometry":{"type":"LineString","coordinates":[[-97.41416,20.35539],[-97.41364,20.35592]]}}
Línea 115.0 kV | LineString | 115.0 kV | 1 |  |  | CFE |  |  |  |  | OpenStreetMap | {"type":"Feature","properties":{},"geometry":{"type":"LineString","coordinates":[[-97.07617,20.0604],[-97.07636,20.06041],[-97.07645,20.06133]]}}
Línea 115.0 kV | LineString | 115.0 kV | 1 |  |  | CFE |  |  |  |  | OpenStreetMap | {"type":"Feature","properties":{},"geometry":{"type":"LineString","coordinates":[[-97.07645,20.06133],[-97.07636,20.06031],[-97.07617,20.06031]]}}
Línea 115.0 kV | LineString | 115.0 kV | 1 |  |  | CFE |  |  |  |  | OpenStreetMap | {"type":"Feature","properties":{},"geometry":{"type":"LineString","coordinates":[[-97.93724,18.55755],[-97.93701,18.5543],[-97.93681,18.55169],[-97.93662,18.54908],[-97.93643,18.54655],[-97.93625,18.54358],[-97.9375,18.54135],[-97.93895,18.53878],[-97.94052,18.536],[-97.94191,18.53352],[-97.94347,18.53079],[-97.94506,18.52798],[-97.94662,18.52521],[-97.94798,18.52278],[-97.94945,18.52021],[-97.95098,18.5175],[-97.95218,18.51537],[-97.95336,18.51328],[-97.9558,18.50901],[-97.95701,18.50685],[-97.96079,18.50295],[-97.96463,18.49896],[-97.96676,18.49678],[-97.96988,18.49357],[-97.9724,18.49096],[-97.97532,18.48795],[-97.97728,18.48594],[-97.979,18.48415],[-97.98047,18.48265],[-97.98365,18.47938],[-97.98622,18.47671],[-97.9891,18.47374],[-97.9922,18.47055],[-97.99437,18.46828],[-97.99701,18.46557],[-97.99766,18.46253],[-97.99815,18.46015],[-97.99892,18.45665],[-98.00007,18.45112],[-98.00133,18.44526],[-98.00227,18.4408],[-98.00361,18.43455],[-98.00493,18.42829],[-98.00669,18.41999],[-98.00753,18.416],[-98.00836,18.41209],[-98.00899,18.4091],[-98.00943,18.40705],[-98.00837,18.40445],[-98.00639,18.39954],[-98.00535,18.39694],[-98.00442,18.39467],[-98.00271,18.39049],[-98.00169,18.38792],[-98.00093,18.38603],[-98.00093,18.38318],[-98.00095,18.38076],[-98.00096,18.37678],[-98.00097,18.37242],[-98.00097,18.36991],[-98.00098,18.36787],[-98.00102,18.36617],[-98.001,18.36457],[-98.00101,18.36235],[-98.00102,18.35848],[-98.00102,18.35238],[-98.00105,18.34808],[-98.00106,18.34411],[-98.00106,18.3416],[-98.00107,18.33903],[-98.00109,18.33767],[-98.00647,18.32963],[-98.00739,18.32826],[-98.00956,18.325],[-98.01355,18.31905],[-98.01623,18.31507],[-98.01906,18.31083],[-98.02088,18.30813],[-98.02329,18.30454],[-98.02541,18.30139],[-98.02689,18.29921],[-98.02926,18.29563],[-98.03467,18.28755],[-98.03766,18.28314],[-98.03838,18.28209],[-98.04091,18.27824],[-98.0427,18.27558],[-98.04468,18.27259],[-98.04673,18.26959],[-98.04841,18.26708],[-98.05028,18.26431],[-98.05157,18.26236],[-98.05291,18.26031],[-98.05298,18.25487],[-98.05302,18.25147],[-98.05305,18.24921],[-98.05312,18.24593],[-98.05316,18.24233],[-98.05316,18.23774],[-98.05324,18.23206],[-98.05332,18.2283],[-98.05337,18.22485],[-98.05095,18.22281],[-98.04848,18.22071],[-98.04534,18.21809],[-98.04405,18.21631],[-98.04442,18.21561],[-98.04422,18.21554]]}}
Línea 115.0 kV | LineString | 115.0 kV | 1 |  |  | CFE |  |  |  |  | OpenStreetMap | {"type":"Feature","properties":{},"geometry":{"type":"LineString","coordinates":[[-97.92555,18.56483],[-97.92522,18.56521],[-97.92529,18.56531]]}}
Línea 115.0 kV | LineString | 115.0 kV | 1 |  |  | CFE |  |  |  |  | OpenStreetMap | {"type":"Feature","properties":{},"geometry":{"type":"LineString","coordinates":[[-97.92555,18.56483],[-97.92509,18.56526],[-97.92523,18.56537]]}}
Línea 115.0 kV | LineString | 115.0 kV | 2 |  |  | CFE |  |  |  |  | OpenStreetMap | {"type":"Feature","properties":{},"geometry":{"type":"LineString","coordinates":[[-97.93724,18.55755],[-97.93705,18.55755],[-97.93294,18.55787],[-97.93091,18.55978],[-97.92801,18.56252],[-97.92555,18.56483]]}}
Línea 115.0 kV | LineString | 115.0 kV | 1 |  |  | CFE |  |  |  |  | OpenStreetMap | {"type":"Feature","properties":{},"geometry":{"type":"LineString","coordinates":[[-97.97596,18.84906],[-97.97588,18.8495],[-97.97357,18.85044],[-97.9703,18.84975],[-97.96758,18.84922],[-97.9635,18.84831],[-97.95729,18.84691],[-97.95182,18.84573],[-97.94611,18.84443],[-97.94329,18.84396],[-97.93164,18.84129],[-97.92887,18.84065],[-97.92696,18.84026],[-97.9265,18.83805],[-97.92582,18.83497],[-97.92527,18.83245],[-97.92475,18.8301],[-97.92389,18.82611],[-97.92344,18.82408],[-97.92277,18.82098],[-97.92217,18.81829],[-97.92166,18.81601],[-97.92121,18.81389],[-97.92038,18.81013],[-97.9195,18.80612],[-97.91878,18.80282],[-97.91815,18.79988],[-97.91748,18.79686],[-97.91681,18.79368],[-97.9158,18.78921],[-97.9152,18.78646],[-97.91453,18.78336],[-97.91382,18.78014],[-97.9131,18.77687],[-97.91243,18.77385],[-97.91186,18.77117],[-97.91123,18.76835],[-97.91062,18.76544],[-97.90963,18.761],[-97.90873,18.75685],[-97.90813,18.75408],[-97.9071,18.7494],[-97.90629,18.7457],[-97.90563,18.74262],[-97.9055,18.73937],[-97.90536,18.73643],[-97.90522,18.73308],[-97.9051,18.73012],[-97.90497,18.72736],[-97.90482,18.7236],[-97.90469,18.72059],[-97.90459,18.71797],[-97.90446,18.71533],[-97.90435,18.71266],[-97.90421,18.70906],[-97.90409,18.70626],[-97.90399,18.70373],[-97.90388,18.7014],[-97.90377,18.69904],[-97.90366,18.69547],[-97.90354,18.69288],[-97.90336,18.68899],[-97.90321,18.68557],[-97.90308,18.68242],[-97.90297,18.67959],[-97.90286,18.67686],[-97.90274,18.67377],[-97.90259,18.6704],[-97.90393,18.66771],[-97.90494,18.66564],[-97.90681,18.66188],[-97.90871,18.65801],[-97.91021,18.65498],[-97.91146,18.65243],[-97.91288,18.64958],[-97.91462,18.64607],[-97.91636,18.64255],[-97.91848,18.63825],[-97.92024,18.63467],[-97.92137,18.63236],[-97.92251,18.63009],[-97.92415,18.62679],[-97.92555,18.62391],[-97.92722,18.62054],[-97.92888,18.61718],[-97.93033,18.61423],[-97.93211,18.61064],[-97.934,18.6068],[-97.93665,18.60143],[-97.93826,18.59819],[-97.93909,18.59654],[-97.93991,18.59486],[-97.93971,18.59211],[-97.93935,18.58705],[-97.93922,18.58526],[-97.93901,18.58233],[-97.93878,18.57921],[-97.93852,18.57542],[-97.93828,18.57231],[-97.93805,18.56903],[-97.93791,18.56705],[-97.93766,18.56332],[-97.93724,18.55755]]}}
Línea 115.0 kV | LineString | 115.0 kV | 2 |  |  | CFE |  |  |  |  | OpenStreetMap | {"type":"Feature","properties":{},"geometry":{"type":"LineString","coordinates":[[-97.77202,18.86639],[-97.76874,18.86623],[-97.76527,18.86604],[-97.76168,18.86584],[-97.75924,18.8657],[-97.75587,18.86551],[-97.7522,18.86532],[-97.74924,18.86518],[-97.74623,18.865],[-97.74312,18.86485],[-97.74007,18.86473],[-97.7378,18.86493],[-97.73197,18.86552],[-97.729,18.86587],[-97.72609,18.86613],[-97.72211,18.86654],[-97.7189,18.86688],[-97.71546,18.86725],[-97.71354,18.86905],[-97.71156,18.87102],[-97.71231,18.87326],[-97.71598,18.87485]]}}
Línea 115.0 kV | LineString | 115.0 kV | 2 |  |  | CFE |  |  |  |  | OpenStreetMap | {"type":"Feature","properties":{},"geometry":{"type":"LineString","coordinates":[[-98.45243,18.5851],[-98.45111,18.5831]]}}
Línea 115.0 kV | LineString | 115.0 kV | 1 |  |  | CFE |  |  |  |  | OpenStreetMap | {"type":"Feature","properties":{},"geometry":{"type":"LineString","coordinates":[[-98.45346,18.58611],[-98.4532,18.58613],[-98.45243,18.5851]]}}
Línea 115.0 kV | LineString | 115.0 kV | 1 |  |  | CFE |  |  |  |  | OpenStreetMap | {"type":"Feature","properties":{},"geometry":{"type":"LineString","coordinates":[[-98.45349,18.58619],[-98.45327,18.58636],[-98.45243,18.5851]]}}
Línea 115.0 kV | LineString | 115.0 kV | 1 |  |  | CFE |  |  |  |  | OpenStreetMap | {"type":"Feature","properties":{},"geometry":{"type":"LineString","coordinates":[[-98.45111,18.5831],[-98.44991,18.58142],[-98.44909,18.58022],[-98.44809,18.57874],[-98.4473,18.57756],[-98.44554,18.57495],[-98.4452,18.57192],[-98.44507,18.57083],[-98.44476,18.56812],[-98.4441,18.56647],[-98.44304,18.56399],[-98.44106,18.5593],[-98.43835,18.55285],[-98.43674,18.549],[-98.43501,18.54489],[-98.43352,18.5414],[-98.43195,18.53763],[-98.43028,18.53367],[-98.42925,18.53118],[-98.42701,18.52782],[-98.42477,18.52447],[-98.42215,18.52049],[-98.41934,18.5163],[-98.41766,18.51377],[-98.41568,18.51074],[-98.4143,18.50875],[-98.41194,18.50518],[-98.40927,18.50115],[-98.40371,18.4928],[-98.40226,18.49065],[-98.40017,18.48756],[-98.39759,18.48359],[-98.39516,18.47997],[-98.39209,18.47534],[-98.39132,18.47422],[-98.38825,18.46956],[-98.3863,18.46663],[-98.38461,18.46405],[-98.38301,18.46169],[-98.37997,18.45713],[-98.37938,18.45621],[-98.37536,18.45019],[-98.37437,18.44873],[-98.37314,18.44685],[-98.3701,18.44225],[-98.36588,18.43593],[-98.36518,18.4349],[-98.36122,18.42895],[-98.3603,18.42753],[-98.3557,18.42066],[-98.35401,18.41809],[-98.35067,18.41309],[-98.34933,18.41098],[-98.3465,18.40666],[-98.34339,18.40204],[-98.34192,18.39984],[-98.33905,18.3955],[-98.33633,18.39145],[-98.33551,18.39019],[-98.33225,18.38773],[-98.33131,18.38708],[-98.32711,18.38394],[-98.32373,18.38134],[-98.32114,18.37945],[-98.31236,18.37279],[-98.30991,18.37096],[-98.30719,18.36891],[-98.30438,18.36679],[-98.3015,18.36463],[-98.29859,18.36248],[-98.2956,18.36019],[-98.29264,18.35799],[-98.29021,18.3562],[-98.28782,18.35436],[-98.28367,18.35128],[-98.27997,18.34848],[-98.27648,18.34585],[-98.27177,18.34235],[-98.26967,18.34077],[-98.26577,18.33785],[-98.26199,18.33501],[-98.25711,18.33132],[-98.25453,18.32937],[-98.25172,18.32728],[-98.24885,18.32512],[-98.24554,18.32265],[-98.24337,18.321],[-98.24071,18.31902],[-98.23982,18.31589],[-98.23887,18.31255],[-98.23793,18.30937],[-98.23655,18.30465],[-98.23616,18.30324],[-98.23506,18.29945],[-98.23408,18.29601],[-98.23309,18.29262],[-98.23183,18.2882],[-98.23109,18.28565],[-98.23015,18.28239],[-98.22894,18.27831],[-98.22789,18.27467],[-98.22713,18.27198],[-98.22619,18.26874],[-98.22513,18.26511],[-98.22425,18.26198],[-98.2233,18.25868],[-98.22225,18.25507],[-98.22147,18.25237],[-98.22136,18.25202],[-98.22054,18.24916],[-98.21968,18.24618],[-98.21894,18.24366],[-98.21804,18.24058],[-98.21583,18.23851],[-98.2138,18.23656],[-98.21099,18.23394],[-98.20677,18.23391],[-98.20403,18.23387],[-98.19843,18.23382],[-98.1951,18.23379],[-98.19029,18.23375],[-98.18719,18.23372],[-98.18655,18.23372],[-98.18534,18.2337],[-98.17664,18.23359],[-98.17222,18.23354],[-98.16347,18.23344],[-98.16099,18.23346],[-98.15236,18.23334],[-98.14936,18.23332],[-98.14552,18.23326],[-98.14139,18.23322],[-98.13867,18.2328],[-98.13576,18.23235],[-98.13376,18.23205],[-98.13065,18.23154],[-98.12788,18.2311],[-98.12556,18.23074],[-98.12159,18.23012],[-98.11816,18.22958],[-98.11558,18.22918],[-98.11258,18.22869],[-98.10875,18.22792],[-98.10437,18.22707],[-98.09915,18.22608],[-98.09703,18.22564],[-98.09122,18.2245],[-98.08842,18.22393],[-98.08254,18.22279],[-98.07693,18.22171],[-98.07548,18.2214],[-98.07149,18.22062],[-98.06925,18.22021],[-98.06545,18.21949],[-98.06243,18.21888],[-98.0616,18.21873],[-98.05728,18.21787],[-98.05191,18.21681],[-98.04641,18.21572],[-98.04466,18.21564],[-98.04425,18.21546]]}}
Línea 115.0 kV | LineString | 115.0 kV | 1 |  |  | CFE |  |  |  |  | OpenStreetMap | {"type":"Feature","properties":{},"geometry":{"type":"LineString","coordinates":[[-98.04419,18.21548],[-98.04355,18.21554],[-98.04304,18.2166],[-98.04199,18.21713],[-98.03735,18.21598],[-98.03169,18.21455],[-98.02933,18.21101],[-98.02687,18.20749],[-98.02263,18.20061],[-98.02063,18.19691],[-98.01912,18.19415],[-98.01811,18.19227],[-98.01638,18.18897],[-98.01484,18.18606],[-98.01269,18.18204],[-98.01139,18.17964],[-98.01021,18.17737],[-98.00813,18.17363],[-98.00507,18.16789],[-98.00401,18.16597],[-98.00295,18.16387],[-98.00127,18.16081],[-97.99782,18.15436],[-97.99423,18.14777],[-97.99182,18.14553],[-97.98984,18.14384],[-97.98644,18.14082],[-97.98464,18.13921],[-97.9812,18.13611],[-97.97845,18.13365],[-97.97457,18.1302],[-97.97327,18.12815],[-97.97222,18.12654],[-97.97019,18.12324],[-97.96855,18.12072],[-97.96684,18.11793],[-97.96334,18.11241],[-97.96209,18.11041],[-97.95856,18.10487],[-97.95708,18.10248],[-97.95535,18.0998],[-97.95408,18.09774],[-97.9521,18.09551],[-97.94974,18.09278],[-97.94801,18.09079],[-97.94556,18.08801],[-97.94359,18.08579],[-97.9416,18.08348],[-97.93913,18.08067],[-97.93505,18.07601],[-97.93263,18.07328],[-97.92889,18.06902],[-97.92603,18.06576],[-97.92452,18.06402],[-97.92199,18.0611],[-97.91986,18.05871],[-97.91726,18.05574],[-97.91483,18.05298],[-97.91252,18.05032],[-97.90931,18.04666],[-97.90663,18.0436],[-97.90388,18.04049],[-97.90362,18.03768],[-97.9031,18.0323],[-97.90281,18.02928],[-97.90252,18.02625],[-97.90219,18.02277],[-97.90188,18.01942],[-97.90161,18.01663],[-97.90134,18.01378],[-97.901,18.01033],[-97.90062,18.00631],[-97.90024,18.00236],[-97.89985,17.99821],[-97.89947,17.99436],[-97.89911,17.9905],[-97.89885,17.98779],[-97.89694,17.98358],[-97.89509,17.97947],[-97.89336,17.97564],[-97.8925,17.97375],[-97.89045,17.96921],[-97.88958,17.96728],[-97.88758,17.96287],[-97.88648,17.96045],[-97.88478,17.9567],[-97.88351,17.95388],[-97.88146,17.94937],[-97.88014,17.94647],[-97.87833,17.94248],[-97.87722,17.93999],[-97.8756,17.93643],[-97.87425,17.93344],[-97.87317,17.93104],[-97.87192,17.92831],[-97.87054,17.92523],[-97.86884,17.9215],[-97.86769,17.91895],[-97.86641,17.91611],[-97.86521,17.91348],[-97.86359,17.90989],[-97.86229,17.90702],[-97.86106,17.90429],[-97.85972,17.90131],[-97.85812,17.8978],[-97.85696,17.89522],[-97.85497,17.89086],[-97.8536,17.8878],[-97.85259,17.88556],[-97.8512,17.88251],[-97.84981,17.87941],[-97.84845,17.8764],[-97.84718,17.87361],[-97.84575,17.87045],[-97.84421,17.86703],[-97.84274,17.86379],[-97.84185,17.8618],[-97.84049,17.85881],[-97.8396,17.85684],[-97.83742,17.85203],[-97.83624,17.84936],[-97.83517,17.84704],[-97.83378,17.84396],[-97.83278,17.84174],[-97.83197,17.83995],[-97.83078,17.83855],[-97.82716,17.83434],[-97.82599,17.83297],[-97.82179,17.82809],[-97.81997,17.82596],[-97.81732,17.82288],[-97.8151,17.82028],[-97.81305,17.81788],[-97.81136,17.81593],[-97.80881,17.81299],[-97.80598,17.80964],[-97.80428,17.80766],[-97.8026,17.80568],[-97.80131,17.80418],[-97.79885,17.80133],[-97.79702,17.7992],[-97.79416,17.79586],[-97.79227,17.79366],[-97.79082,17.79197],[-97.78956,17.78751],[-97.7872,17.78668],[-97.78638,17.78699],[-97.78578,17.78683],[-97.78589,17.7865],[-97.78618,17.78661]]}}
Línea 115.0 kV | LineString | 115.0 kV | 1 |  |  | CFE |  |  |  |  | OpenStreetMap | {"type":"Feature","properties":{},"geometry":{"type":"LineString","coordinates":[[-98.21586,17.67642],[-98.21512,17.67623],[-98.21285,17.67564],[-98.21124,17.67522],[-98.21054,17.6725],[-98.20984,17.66983],[-98.2092,17.66736],[-98.208,17.66278],[-98.20741,17.6605],[-98.20609,17.65544],[-98.2054,17.65278],[-98.20437,17.6488],[-98.20477,17.64489],[-98.20512,17.64156],[-98.2056,17.63688],[-98.20595,17.63361],[-98.20615,17.63164],[-98.20649,17.62845],[-98.20688,17.62461],[-98.20728,17.6208],[-98.20756,17.61815],[-98.20785,17.61525],[-98.2083,17.61105],[-98.20845,17.60959],[-98.20777,17.60894],[-98.20521,17.60649],[-98.20253,17.60394],[-98.20067,17.60215],[-98.19925,17.60079],[-98.19795,17.59956],[-98.19469,17.59643],[-98.19313,17.59495],[-98.19163,17.59351],[-98.18994,17.5919],[-98.187,17.58907],[-98.18524,17.58705],[-98.18288,17.58433],[-98.18058,17.58169],[-98.17839,17.57917],[-98.17662,17.57713],[-98.17462,17.57483],[-98.17287,17.57419],[-98.16713,17.57202],[-98.16491,17.57164],[-98.16111,17.57097],[-98.1565,17.57016],[-98.15334,17.56962],[-98.15038,17.56911],[-98.14578,17.56827],[-98.14356,17.56792],[-98.14176,17.56684],[-98.13666,17.56383],[-98.13478,17.56274],[-98.12933,17.55952],[-98.12777,17.55864],[-98.12529,17.55711],[-98.12117,17.55473],[-98.1181,17.55294],[-98.11681,17.5522],[-98.11312,17.55003],[-98.11034,17.54838],[-98.10714,17.54651],[-98.10266,17.54385],[-98.09908,17.54177],[-98.09639,17.54018],[-98.0953,17.53805],[-98.0933,17.5341],[-98.0927,17.53292],[-98.09083,17.52927],[-98.08941,17.52646],[-98.087,17.52163],[-98.0858,17.51933],[-98.08455,17.51687],[-98.08301,17.51382],[-98.08089,17.50969],[-98.07773,17.50336],[-98.07486,17.49783],[-98.07364,17.49541],[-98.07239,17.49515],[-98.06906,17.49448],[-98.06374,17.49345],[-98.06023,17.49279],[-98.05799,17.49235],[-98.05494,17.49177],[-98.04564,17.48994],[-98.04095,17.48933],[-98.03762,17.48883],[-98.03404,17.48831],[-98.03078,17.4879],[-98.02733,17.48744],[-98.02492,17.48708],[-98.02257,17.48486],[-98.02036,17.48281],[-98.01661,17.47927],[-98.0153,17.47801],[-98.01368,17.47648],[-98.01379,17.47463],[-98.0142,17.46865],[-98.01437,17.46571],[-98.01454,17.46308],[-98.01489,17.45791],[-98.01273,17.45174],[-98.01241,17.45095],[-98.01077,17.44638],[-98.00857,17.44032],[-98.00732,17.43676],[-98.00637,17.43413],[-98.00546,17.43155],[-98.00833,17.42803],[-98.00974,17.4263],[-98.01248,17.42289],[-98.0153,17.41951],[-98.0166,17.41665],[-98.0179,17.41383],[-98.02027,17.40871],[-98.02145,17.40611],[-98.02164,17.40384],[-98.02198,17.39879],[-98.02221,17.3958],[-98.02246,17.39197],[-98.02277,17.38774],[-98.02294,17.38599],[-98.02306,17.3839],[-98.02332,17.38034],[-98.02362,17.37662],[-98.02373,17.37447],[-98.02388,17.37285],[-98.02443,17.36528],[-98.02357,17.36415],[-98.02244,17.36266],[-98.0223,17.36184],[-98.0221,17.36096],[-98.02188,17.36008],[-98.02134,17.3602],[-98.02077,17.36031],[-98.0207,17.36]]}}
Línea 115.0 kV | LineString | 115.0 kV | 1 |  |  | CFE |  |  |  |  | OpenStreetMap | {"type":"Feature","properties":{},"geometry":{"type":"LineString","coordinates":[[-98.0443,18.21538],[-98.04559,18.21547],[-98.04631,18.21554],[-98.049,18.21511],[-98.05108,18.21496],[-98.05473,18.21472],[-98.05591,18.21462],[-98.05672,18.21312],[-98.05824,18.21014],[-98.05832,18.20833],[-98.05836,18.20651],[-98.05839,18.20471],[-98.05843,18.20161],[-98.05844,18.20063],[-98.05862,18.19344],[-98.05864,18.19141],[-98.05866,18.19013],[-98.05876,18.18626],[-98.05881,18.18421],[-98.05883,18.1835],[-98.06007,18.18128],[-98.06111,18.17932],[-98.06302,18.17765],[-98.06439,18.17641],[-98.06665,18.17438],[-98.07213,18.16868],[-98.07289,18.16774],[-98.07434,18.16606],[-98.07736,18.16241],[-98.07815,18.16144],[-98.07899,18.16045],[-98.08255,18.15621],[-98.08268,18.15325],[-98.08285,18.14957],[-98.083,18.14585],[-98.08309,18.14416],[-98.08414,18.14201],[-98.08533,18.13959],[-98.0866,18.13695],[-98.08789,18.13434],[-98.09066,18.12879],[-98.09046,18.12459],[-98.09041,18.12325],[-98.0903,18.12047],[-98.09017,18.11743],[-98.08996,18.1134],[-98.09419,18.10949],[-98.09502,18.10871],[-98.09747,18.10644],[-98.10246,18.10177],[-98.10655,18.09771],[-98.10996,18.09365],[-98.11343,18.08963],[-98.11518,18.08761],[-98.11716,18.08531],[-98.11944,18.08266],[-98.12168,18.08007],[-98.12336,18.0781],[-98.12393,18.07692],[-98.12533,18.07406],[-98.12663,18.0714],[-98.12763,18.06936],[-98.12835,18.06789],[-98.12871,18.06715],[-98.12993,18.06466],[-98.13064,18.06321],[-98.13189,18.06075],[-98.13255,18.05945],[-98.13325,18.05807],[-98.13397,18.05652],[-98.1345,18.05539],[-98.135,18.05427],[-98.13548,18.0485],[-98.13569,18.04616],[-98.13585,18.04405],[-98.13607,18.04138],[-98.13633,18.03862],[-98.13689,18.03527],[-98.13727,18.03313],[-98.13769,18.0308],[-98.13841,18.02677],[-98.13875,18.02477],[-98.13916,18.02251],[-98.13937,18.02135],[-98.13964,18.0197],[-98.14002,18.01769],[-98.14035,18.01561],[-98.1409,18.01248],[-98.14044,18.01077],[-98.13968,18.0082],[-98.13892,18.00557],[-98.1381,18.00275],[-98.13754,18.0008],[-98.13665,17.99782],[-98.13523,17.99292],[-98.13441,17.99011],[-98.13396,17.98647],[-98.13364,17.9839],[-98.13334,17.98127],[-98.13311,17.97955],[-98.13239,17.9735],[-98.13218,17.97175],[-98.13173,17.96826],[-98.13141,17.96547],[-98.13114,17.96322],[-98.13076,17.96009],[-98.13036,17.95679],[-98.12972,17.95166],[-98.12894,17.94933],[-98.128,17.94645],[-98.12641,17.94166],[-98.12852,17.93837],[-98.12917,17.93735],[-98.13003,17.93602],[-98.13153,17.93369],[-98.1322,17.9326],[-98.13349,17.92653],[-98.13419,17.92332],[-98.13284,17.91895],[-98.13246,17.91771],[-98.13137,17.91415],[-98.12976,17.90894],[-98.12769,17.9055],[-98.1268,17.904],[-98.12546,17.90179],[-98.1237,17.89884],[-98.12253,17.89689],[-98.12132,17.89488],[-98.12075,17.89392],[-98.11986,17.89243],[-98.12036,17.89094],[-98.12106,17.88885],[-98.12151,17.8875],[-98.122,17.88603],[-98.12261,17.88421],[-98.1229,17.88337],[-98.12455,17.88107],[-98.12535,17.87992],[-98.12633,17.87855],[-98.12755,17.87683],[-98.12845,17.87556],[-98.12948,17.87411],[-98.13068,17.87242],[-98.13153,17.87124],[-98.1328,17.86943],[-98.13377,17.86806],[-98.13451,17.86703],[-98.13528,17.86598],[-98.13713,17.86596],[-98.13864,17.86595],[-98.14047,17.86586],[-98.14215,17.86585],[-98.1449,17.86582],[-98.14792,17.8658],[-98.1488,17.86506],[-98.15118,17.86302],[-98.15501,17.85977],[-98.15644,17.85856],[-98.15672,17.85747],[-98.1578,17.85348],[-98.15816,17.85212],[-98.15848,17.85097],[-98.15835,17.84952],[-98.15816,17.84727],[-98.15798,17.8454],[-98.15786,17.84402],[-98.15775,17.84266],[-98.15756,17.84041],[-98.15717,17.83598],[-98.15701,17.83403],[-98.15691,17.83294],[-98.1564,17.83152],[-98.15564,17.82937],[-98.15513,17.82794],[-98.15381,17.82423],[-98.15294,17.82177],[-98.15208,17.81936],[-98.15152,17.81776],[-98.15092,17.81608],[-98.15023,17.81415],[-98.14921,17.81131],[-98.14854,17.80945],[-98.14942,17.80696],[-98.14987,17.80566],[-98.15043,17.80406],[-98.15166,17.80053],[-98.15219,17.79898],[-98.15172,17.7968],[-98.15096,17.79335],[-98.15016,17.78969],[-98.14975,17.78778],[-98.149,17.78432],[-98.14868,17.78285],[-98.1484,17.78162],[-98.15004,17.78055],[-98.15159,17.77953],[-98.15324,17.77844],[-98.15507,17.77724],[-98.15657,17.77625],[-98.15813,17.77523],[-98.15958,17.77428],[-98.16106,17.77309],[-98.16363,17.77102],[-98.16464,17.77021],[-98.16511,17.7691],[-98.16568,17.76779],[-98.16644,17.76605],[-98.1672,17.76427],[-98.1678,17.76261],[-98.16913,17.75948],[-98.1689,17.75795],[-98.16854,17.75528],[-98.16847,17.7547],[-98.16816,17.7526],[-98.16779,17.74974],[-98.17063,17.74585],[-98.17285,17.74283],[-98.17374,17.74233],[-98.17452,17.74189],[-98.18071,17.73846],[-98.18662,17.73165],[-98.18775,17.73032],[-98.19476,17.72436],[-98.19536,17.72366],[-98.19923,17.71914],[-98.2009,17.71718],[-98.20331,17.71435],[-98.20493,17.71146],[-98.20674,17.70827],[-98.20817,17.70569],[-98.20953,17.70324],[-98.2103,17.70184],[-98.212,17.69882],[-98.21338,17.69637],[-98.21488,17.69367],[-98.2151,17.69026],[-98.21515,17.68911],[-98.21526,17.68704],[-98.21549,17.68594],[-98.21602,17.68314],[-98.21572,17.68203],[-98.21468,17.67821],[-98.2145,17.67751],[-98.21524,17.67637],[-98.21559,17.67646],[-98.21584,17.67653]]}}
Línea 115.0 kV | LineString | 115.0 kV | 1 |  |  | CFE |  |  |  |  | OpenStreetMap | {"type":"Feature","properties":{},"geometry":{"type":"LineString","coordinates":[[-98.22136,18.25202],[-98.22147,18.252]]}}
Línea 115.0 kV | LineString | 115.0 kV | 1 |  |  | CFE |  |  |  |  | OpenStreetMap | {"type":"Feature","properties":{},"geometry":{"type":"LineString","coordinates":[[-98.16066,18.95177],[-98.16057,18.95214],[-98.16012,18.952]]}}
Línea 115.0 kV | LineString | 115.0 kV | 1 |  |  | CFE |  |  |  |  | OpenStreetMap | {"type":"Feature","properties":{},"geometry":{"type":"LineString","coordinates":[[-98.16066,18.95177],[-98.16053,18.95204],[-98.16015,18.95192]]}}
Línea 115.0 kV | LineString | 115.0 kV | 2 |  |  | CFE |  |  |  |  | OpenStreetMap | {"type":"Feature","properties":{},"geometry":{"type":"LineString","coordinates":[[-98.27651,18.95793],[-98.27336,18.9564],[-98.2708,18.95704],[-98.26704,18.95801],[-98.26328,18.95897],[-98.26225,18.95827],[-98.25739,18.95771],[-98.25293,18.95396],[-98.2495,18.9511],[-98.24671,18.94872],[-98.24396,18.9464],[-98.24137,18.94422],[-98.23874,18.94511],[-98.23589,18.94603],[-98.23263,18.94714],[-98.22964,18.95241],[-98.227,18.9529],[-98.22398,18.95346],[-98.22094,18.95399],[-98.21834,18.95449],[-98.216,18.95494],[-98.21294,18.95548],[-98.21011,18.95601],[-98.20456,18.95701],[-98.20102,18.95647],[-98.19658,18.95572],[-98.19461,18.95545],[-98.19136,18.95493],[-98.18753,18.95433],[-98.18376,18.95373],[-98.18003,18.95314],[-98.17668,18.95259],[-98.17363,18.95212],[-98.16941,18.95147],[-98.16458,18.95068],[-98.16347,18.95103],[-98.16098,18.95183],[-98.16066,18.95177]]}}
Línea 115.0 kV | LineString | 115.0 kV | 1 |  |  | CFE |  |  |  |  | OpenStreetMap | {"type":"Feature","properties":{},"geometry":{"type":"LineString","coordinates":[[-97.43964,17.56911],[-97.43862,17.56913],[-97.43661,17.56933],[-97.43442,17.56955],[-97.43165,17.56986],[-97.42954,17.5701],[-97.42515,17.57055],[-97.41981,17.57087],[-97.41471,17.57119],[-97.40873,17.57155],[-97.39959,17.5721],[-97.39814,17.57046],[-97.39673,17.56881],[-97.39233,17.56375],[-97.39012,17.56116],[-97.38767,17.55999],[-97.38297,17.55767],[-97.38075,17.55584],[-97.3793,17.55472],[-97.37724,17.55305],[-97.37596,17.55199],[-97.37534,17.5486],[-97.37446,17.5433],[-97.37266,17.54107],[-97.36855,17.53637],[-97.36744,17.53514],[-97.36297,17.52997],[-97.35983,17.52621],[-97.35774,17.52377],[-97.35478,17.52175],[-97.35172,17.51963],[-97.34865,17.51751],[-97.34515,17.51512],[-97.34168,17.5127],[-97.33892,17.51077],[-97.33611,17.50883],[-97.33337,17.50695],[-97.33089,17.50525],[-97.32857,17.50363],[-97.32596,17.50185],[-97.32316,17.50012],[-97.32089,17.49876],[-97.31803,17.49698],[-97.31452,17.49484],[-97.31231,17.49348],[-97.30818,17.49098],[-97.30301,17.48786],[-97.30085,17.4865],[-97.29683,17.48402],[-97.29375,17.48215],[-97.28968,17.47964],[-97.28484,17.47663],[-97.28163,17.47467],[-97.27809,17.47248],[-97.27506,17.47064],[-97.27229,17.46894],[-97.26955,17.46726],[-97.26654,17.46539],[-97.26324,17.46339],[-97.26063,17.46175],[-97.2576,17.45993],[-97.25397,17.4577],[-97.2505,17.45559],[-97.24622,17.45298],[-97.24318,17.45108],[-97.24069,17.44954],[-97.238,17.44794],[-97.23515,17.4462],[-97.23221,17.44439],[-97.22874,17.44226],[-97.22721,17.44198],[-97.22672,17.44226]]}}
Línea 115.0 kV | LineString | 115.0 kV | 1 |  |  | CFE |  |  |  |  | OpenStreetMap | {"type":"Feature","properties":{},"geometry":{"type":"LineString","coordinates":[[-97.22669,17.44217],[-97.22695,17.44204],[-97.22661,17.44126],[-97.22575,17.44134],[-97.22415,17.44231],[-97.22073,17.44435],[-97.21766,17.44617],[-97.21344,17.44872],[-97.21057,17.45043],[-97.20746,17.45229],[-97.20456,17.45401],[-97.20165,17.45457],[-97.19934,17.45498],[-97.1961,17.45557],[-97.19352,17.45604],[-97.19133,17.45645],[-97.18835,17.457],[-97.18523,17.45758],[-97.18097,17.45836],[-97.17636,17.4592],[-97.17043,17.46029],[-97.16674,17.46099],[-97.1597,17.46228],[-97.15582,17.46298],[-97.15133,17.4638],[-97.14332,17.46528],[-97.13911,17.46605],[-97.13449,17.4669],[-97.13071,17.46759],[-97.12695,17.46832],[-97.12448,17.46877],[-97.12229,17.46917],[-97.12027,17.46862],[-97.11782,17.46795],[-97.11592,17.46743],[-97.11195,17.46632],[-97.10852,17.4654],[-97.10169,17.46344],[-97.09873,17.46269],[-97.09636,17.46205],[-97.09274,17.46105],[-97.08885,17.45998],[-97.08567,17.45911],[-97.07956,17.45742],[-97.07934,17.45736],[-97.07772,17.45692],[-97.07554,17.45629],[-97.07262,17.45549],[-97.06907,17.45456],[-97.06531,17.45243],[-97.06142,17.45025],[-97.05767,17.44811],[-97.05412,17.44611],[-97.05232,17.44514],[-97.04957,17.44359],[-97.04583,17.4415],[-97.0442,17.44056],[-97.0429,17.43986],[-97.03802,17.43715],[-97.03664,17.43633],[-97.034,17.43488],[-97.02387,17.42919],[-97.02313,17.42883],[-97.02248,17.42855],[-97.01531,17.42528],[-97.00441,17.42033],[-97.00293,17.41967],[-96.99976,17.4182],[-96.99593,17.41648],[-96.98973,17.41368],[-96.98504,17.41152],[-96.98011,17.40928],[-96.97517,17.40704],[-96.97169,17.40549],[-96.96965,17.40454],[-96.96712,17.40484],[-96.96506,17.40503],[-96.95954,17.40561],[-96.95642,17.40593],[-96.9496,17.40659],[-96.94828,17.40679],[-96.9453,17.40712],[-96.94041,17.40764],[-96.93728,17.40601],[-96.93463,17.40468],[-96.93306,17.40387],[-96.93074,17.40268],[-96.93024,17.40245]]}}
Línea 115.0 kV | LineString | 115.0 kV | 1 |  |  | CFE |  |  |  |  | OpenStreetMap | {"type":"Feature","properties":{},"geometry":{"type":"LineString","coordinates":[[-97.69378,17.24373],[-97.69398,17.24371],[-97.69366,17.2432],[-97.69365,17.24266],[-97.69517,17.24227],[-97.69567,17.2418],[-97.69613,17.24117],[-97.6955,17.2402],[-97.6953,17.23942],[-97.69548,17.23878],[-97.69633,17.23842],[-97.69708,17.2383],[-97.69811,17.23807],[-97.69907,17.23717],[-97.69993,17.23629],[-97.70058,17.23563],[-97.70126,17.23493],[-97.70211,17.23419],[-97.7011,17.23319],[-97.69934,17.23144],[-97.69845,17.23055],[-97.69653,17.22848],[-97.69163,17.22555],[-97.68869,17.2234],[-97.68486,17.22274],[-97.68162,17.22212],[-97.67889,17.22165],[-97.67585,17.22285],[-97.67061,17.22257],[-97.66766,17.22241],[-97.66574,17.22149],[-97.66315,17.22021],[-97.65989,17.2186],[-97.65781,17.21831],[-97.65301,17.21765],[-97.65121,17.21741],[-97.64712,17.21548],[-97.64603,17.21499],[-97.63633,17.21047],[-97.63238,17.20863],[-97.62664,17.20596],[-97.62504,17.20522],[-97.62461,17.20406],[-97.62277,17.19821],[-97.62201,17.19599],[-97.62118,17.1934],[-97.61924,17.18739],[-97.61863,17.18548],[-97.61955,17.18269],[-97.62042,17.18015],[-97.62273,17.17344],[-97.62351,17.17118],[-97.62417,17.16918],[-97.62583,17.16405],[-97.62799,17.15796],[-97.62912,17.15481],[-97.62842,17.15295],[-97.62666,17.14742],[-97.62602,17.14547],[-97.62513,17.14301],[-97.62438,17.14071],[-97.62325,17.13738],[-97.62272,17.13554],[-97.62188,17.13302],[-97.6205,17.12882],[-97.61933,17.12532],[-97.61862,17.12325],[-97.61765,17.12031],[-97.61774,17.11718],[-97.61786,17.11182],[-97.61796,17.10766],[-97.61808,17.10241],[-97.61821,17.09729],[-97.61836,17.09136],[-97.61841,17.08958],[-97.61846,17.08667],[-97.61855,17.08326],[-97.61866,17.07836],[-97.61874,17.0756],[-97.61879,17.07317],[-97.61894,17.06709],[-97.61899,17.06478],[-97.61913,17.05938],[-97.62056,17.05868],[-97.62302,17.05739],[-97.62524,17.05625],[-97.62855,17.0545],[-97.63045,17.05161],[-97.63335,17.04719],[-97.63348,17.04364],[-97.63365,17.03977],[-97.63379,17.03601],[-97.63393,17.03235],[-97.63405,17.02915],[-97.63417,17.02589],[-97.63429,17.0228],[-97.63445,17.01886],[-97.63454,17.01661],[-97.63465,17.01378],[-97.63474,17.0113],[-97.635,17.00461],[-97.63511,17.00193],[-97.63524,16.99845],[-97.63532,16.99622],[-97.6354,16.99428],[-97.63548,16.99204],[-97.63563,16.98841],[-97.63573,16.98561],[-97.63588,16.98235],[-97.63445,16.97702],[-97.63335,16.97294],[-97.63283,16.97109],[-97.63209,16.96838],[-97.63126,16.96529],[-97.63184,16.96061],[-97.63212,16.95784],[-97.63289,16.95195],[-97.63314,16.94974],[-97.63368,16.94525],[-97.63404,16.94243],[-97.63445,16.93893],[-97.635,16.93434],[-97.63529,16.93196],[-97.63591,16.92696],[-97.63622,16.92454],[-97.63842,16.92141],[-97.63987,16.91935],[-97.64461,16.91263],[-97.64673,16.90964],[-97.64747,16.90858],[-97.64853,16.90709],[-97.64922,16.90581],[-97.64962,16.90495],[-97.64974,16.90502]]}}
Línea 115.0 kV | LineString | 115.0 kV | 1 |  |  | CFE |  |  |  |  | OpenStreetMap | {"type":"Feature","properties":{},"geometry":{"type":"LineString","coordinates":[[-97.55772,17.47729],[-97.5575,17.4773],[-97.5579,17.47704],[-97.56047,17.47243],[-97.56117,17.47123],[-97.56271,17.46835],[-97.56475,17.46471],[-97.56701,17.46052],[-97.56871,17.4574],[-97.57021,17.45474],[-97.57194,17.45159],[-97.57385,17.44815],[-97.57475,17.44652],[-97.57641,17.44344],[-97.57869,17.43932],[-97.58086,17.43547],[-97.58504,17.4319],[-97.58846,17.429],[-97.59084,17.42696],[-97.59322,17.42488],[-97.5969,17.42173],[-97.60165,17.41777],[-97.60396,17.41588],[-97.60655,17.41342],[-97.60927,17.41088],[-97.61187,17.40836],[-97.61385,17.40658],[-97.61706,17.40355],[-97.61835,17.40238],[-97.61794,17.4006],[-97.61683,17.39584],[-97.61645,17.39421],[-97.61442,17.38547],[-97.61316,17.38013],[-97.61178,17.37418],[-97.61055,17.36898],[-97.60989,17.36615],[-97.6094,17.36404],[-97.61083,17.36019],[-97.61269,17.35818],[-97.6163,17.35427],[-97.61712,17.35339],[-97.62095,17.34924],[-97.62288,17.34716],[-97.62601,17.34374],[-97.6295,17.33999],[-97.63315,17.33604],[-97.63699,17.33189],[-97.63823,17.33055],[-97.63954,17.32914],[-97.64306,17.3253],[-97.64667,17.32144],[-97.64895,17.31893],[-97.6514,17.31632],[-97.65203,17.31561],[-97.65632,17.31307],[-97.65859,17.31173],[-97.66382,17.30865],[-97.66667,17.30694],[-97.66989,17.30506],[-97.67413,17.30254],[-97.6766,17.30109],[-97.67993,17.2991],[-97.68112,17.29841],[-97.68298,17.2973],[-97.68548,17.29581],[-97.68836,17.29411],[-97.69064,17.29143],[-97.69297,17.28877],[-97.69478,17.2867],[-97.69614,17.28512],[-97.69844,17.28247],[-97.69848,17.2817],[-97.69894,17.27643],[-97.69923,17.27309],[-97.69947,17.2701],[-97.69992,17.26809],[-97.70063,17.26505],[-97.70124,17.26231],[-97.70191,17.25939],[-97.70089,17.25739],[-97.69959,17.25486],[-97.69855,17.25284],[-97.6972,17.25025],[-97.69578,17.24744],[-97.69444,17.24487],[-97.69398,17.24371],[-97.6938,17.24382]]}}
Línea 115.0 kV | LineString | 115.0 kV | 1 |  |  | CFE |  |  |  |  | OpenStreetMap | {"type":"Feature","properties":{},"geometry":{"type":"LineString","coordinates":[[-97.43964,17.56911],[-97.44014,17.5686],[-97.44088,17.56765],[-97.44183,17.56641],[-97.44287,17.56504],[-97.4438,17.56382],[-97.44484,17.56241],[-97.44618,17.56066],[-97.44701,17.55955],[-97.44855,17.55749],[-97.45225,17.55261],[-97.4537,17.55068],[-97.45592,17.54948],[-97.45799,17.54839],[-97.45972,17.54748],[-97.46162,17.54646],[-97.46523,17.54453],[-97.46639,17.54391],[-97.46834,17.54286],[-97.47447,17.53959],[-97.48552,17.53369],[-97.48733,17.53272],[-97.48897,17.53184],[-97.49044,17.53106],[-97.49169,17.5304],[-97.49245,17.53],[-97.49727,17.52743],[-97.50102,17.52542],[-97.50365,17.52405],[-97.51423,17.51842],[-97.51842,17.51618],[-97.52389,17.51004],[-97.52512,17.50865],[-97.53,17.50318],[-97.53276,17.50015],[-97.53332,17.49947],[-97.53536,17.49727],[-97.53668,17.49573],[-97.538,17.49419],[-97.53839,17.49378],[-97.54044,17.49146],[-97.54176,17.48993],[-97.54308,17.48847],[-97.54351,17.488],[-97.5453,17.48597],[-97.54922,17.48158],[-97.55149,17.47908],[-97.55229,17.47884],[-97.55337,17.47858],[-97.55483,17.47822],[-97.55753,17.47746],[-97.55773,17.4774]]}}
Línea 115.0 kV | LineString | 115.0 kV | 2 |  |  | CFE |  |  |  |  | OpenStreetMap | {"type":"Feature","properties":{},"geometry":{"type":"LineString","coordinates":[[-97.43936,17.57042],[-97.43943,17.57009],[-97.43964,17.56911]]}}
Línea 115.0 kV | LineString | 115.0 kV | 1 |  |  | CFE |  |  |  |  | OpenStreetMap | {"type":"Feature","properties":{},"geometry":{"type":"LineString","coordinates":[[-97.57801,17.70149],[-97.57503,17.70113],[-97.57124,17.70075],[-97.56746,17.70037],[-97.56352,17.69996],[-97.56042,17.69967],[-97.55692,17.69929],[-97.55299,17.69887],[-97.54942,17.69851],[-97.54632,17.69821],[-97.5441,17.69581],[-97.54108,17.69262],[-97.53931,17.69079],[-97.53714,17.68846],[-97.53555,17.68678],[-97.53272,17.68665],[-97.5299,17.68664],[-97.52729,17.68545],[-97.52509,17.68242],[-97.52213,17.68125],[-97.51977,17.68034],[-97.51671,17.67913],[-97.51305,17.6777],[-97.51066,17.67677],[-97.50765,17.6756],[-97.50507,17.67458],[-97.50173,17.67326],[-97.49937,17.67234],[-97.49656,17.67125],[-97.49331,17.66998],[-97.49053,17.66767],[-97.4875,17.66512],[-97.48499,17.66303],[-97.48162,17.66023],[-97.47942,17.65837],[-97.47726,17.65658],[-97.47438,17.65417],[-97.47129,17.65158],[-97.46858,17.64931],[-97.46467,17.64603],[-97.46087,17.64286],[-97.45962,17.64027],[-97.45675,17.63443],[-97.45519,17.63124],[-97.45359,17.62798],[-97.45297,17.62673],[-97.45257,17.62331],[-97.45216,17.61992],[-97.4516,17.61543],[-97.45116,17.61174],[-97.45066,17.60762],[-97.45034,17.60505],[-97.44988,17.60109],[-97.44937,17.5973],[-97.44901,17.59401],[-97.44779,17.59178],[-97.44676,17.58978],[-97.44521,17.58698],[-97.44315,17.58311],[-97.44148,17.58005],[-97.43951,17.57628],[-97.43856,17.5745],[-97.43872,17.5726],[-97.43897,17.57106],[-97.43911,17.57073]]}}
Línea 115.0 kV | LineString | 115.0 kV | 2 |  |  | CFE |  |  |  |  | OpenStreetMap | {"type":"Feature","properties":{},"geometry":{"type":"LineString","coordinates":[[-97.57801,17.70149],[-97.57765,17.69996],[-97.57774,17.69666],[-97.57783,17.69363],[-97.57793,17.69063],[-97.57651,17.68802],[-97.57625,17.68796]]}}
Línea 115.0 kV | LineString | 115.0 kV | 1 |  |  | CFE |  |  |  |  | OpenStreetMap | {"type":"Feature","properties":{},"geometry":{"type":"LineString","coordinates":[[-97.75944,17.75321],[-97.75635,17.74865],[-97.75383,17.74712],[-97.74918,17.74435],[-97.7454,17.74214],[-97.74168,17.74215],[-97.739,17.74216],[-97.73663,17.74214],[-97.73122,17.74221],[-97.72807,17.74227],[-97.72589,17.74228],[-97.72171,17.74233],[-97.71904,17.74236],[-97.71799,17.74239],[-97.71647,17.74178],[-97.71128,17.73985],[-97.70875,17.73886],[-97.70521,17.73756],[-97.70336,17.73681],[-97.69733,17.73455],[-97.69417,17.73333],[-97.69206,17.73254],[-97.69054,17.73196],[-97.68798,17.73035],[-97.68553,17.72888],[-97.68263,17.72705],[-97.67927,17.72497],[-97.67284,17.72097],[-97.66961,17.719],[-97.6649,17.71606],[-97.65944,17.71278],[-97.65838,17.712],[-97.65585,17.71167],[-97.65272,17.71128],[-97.64783,17.71071],[-97.644,17.71022],[-97.63967,17.70971],[-97.63894,17.7093],[-97.63432,17.70662],[-97.63261,17.70563],[-97.62715,17.7025],[-97.62173,17.69938],[-97.61804,17.69723],[-97.61511,17.69757],[-97.60651,17.69848],[-97.6035,17.69877],[-97.59887,17.69925],[-97.59375,17.69984],[-97.58732,17.7005],[-97.58116,17.70112],[-97.57801,17.70149]]}}
Línea 115.0 kV | LineString | 115.0 kV | 1 |  |  | CFE |  |  |  |  | OpenStreetMap | {"type":"Feature","properties":{},"geometry":{"type":"LineString","coordinates":[[-97.75663,17.82271],[-97.75593,17.82279],[-97.75589,17.82254]]}}
Línea 115.0 kV | LineString | 115.0 kV | 1 |  |  | CFE |  |  |  |  | OpenStreetMap | {"type":"Feature","properties":{},"geometry":{"type":"LineString","coordinates":[[-97.75663,17.82271],[-97.75577,17.82285],[-97.75571,17.82258]]}}
Línea 115.0 kV | LineString | 115.0 kV | 2 |  |  | CFE |  |  |  |  | OpenStreetMap | {"type":"Feature","properties":{},"geometry":{"type":"LineString","coordinates":[[-97.75944,17.75321],[-97.75931,17.7533],[-97.75803,17.75466],[-97.75617,17.75666],[-97.7548,17.75814],[-97.75329,17.75977],[-97.75026,17.76305],[-97.74994,17.76342],[-97.74729,17.76629],[-97.74369,17.77017],[-97.74223,17.77174],[-97.74122,17.77282],[-97.74007,17.77406],[-97.73851,17.77574],[-97.73853,17.77643],[-97.73873,17.77779],[-97.74035,17.77989],[-97.74315,17.78333],[-97.74531,17.78605],[-97.74571,17.78654],[-97.74568,17.78974],[-97.74568,17.79263],[-97.74675,17.79427],[-97.75081,17.8004],[-97.75083,17.8015],[-97.75092,17.80422],[-97.75099,17.80848],[-97.75111,17.81344],[-97.75155,17.81484],[-97.75196,17.81612],[-97.75253,17.81789],[-97.75339,17.81819],[-97.75645,17.81942],[-97.75748,17.82203],[-97.75732,17.82267],[-97.75663,17.82271]]}}
Línea 115.0 kV | LineString | 115.0 kV | 1 |  |  | CFE |  |  |  |  | OpenStreetMap | {"type":"Feature","properties":{},"geometry":{"type":"LineString","coordinates":[[-97.7862,17.78649],[-97.78607,17.78638],[-97.78622,17.78595],[-97.78506,17.78513],[-97.78197,17.78301],[-97.77927,17.78116],[-97.77673,17.77942],[-97.77409,17.7754],[-97.77263,17.77322],[-97.76974,17.76883],[-97.76801,17.76619],[-97.76517,17.76191],[-97.76341,17.75923],[-97.76114,17.7558],[-97.75944,17.75321]]}}
Línea 115.0 kV | LineString | 115.0 kV | 1 |  |  | CFE |  |  |  |  | OpenStreetMap | {"type":"Feature","properties":{},"geometry":{"type":"LineString","coordinates":[[-97.36247,18.44754],[-97.36103,18.44792],[-97.3597,18.44343],[-97.35719,18.44238],[-97.35303,18.44071],[-97.34772,18.43855],[-97.3435,18.43684],[-97.33691,18.43395],[-97.33558,18.42964],[-97.335,18.42781],[-97.3344,18.42591],[-97.33388,18.42423],[-97.33353,18.42313],[-97.33156,18.42372],[-97.32975,18.42423],[-97.32842,18.42353],[-97.32711,18.42283],[-97.32559,18.42205],[-97.32398,18.42124],[-97.32347,18.41935],[-97.32313,18.41812],[-97.32279,18.41684],[-97.32232,18.41513],[-97.32193,18.41351],[-97.32148,18.41166],[-97.32102,18.40983],[-97.32061,18.40824],[-97.3193,18.40749],[-97.31755,18.40655],[-97.31594,18.40569],[-97.31424,18.40478],[-97.31253,18.40387],[-97.31085,18.40297],[-97.30913,18.40205],[-97.30734,18.40108],[-97.3057,18.4002],[-97.30412,18.39935],[-97.30252,18.39849],[-97.30131,18.39784],[-97.29921,18.39672],[-97.29758,18.39584],[-97.29585,18.3949],[-97.29453,18.39419],[-97.29291,18.39299],[-97.29148,18.39194],[-97.28996,18.39082],[-97.28874,18.38993],[-97.28659,18.38836],[-97.28512,18.38725],[-97.28355,18.38604],[-97.28214,18.38501],[-97.28086,18.38405],[-97.27936,18.38294],[-97.27786,18.38183],[-97.27636,18.38074],[-97.27493,18.37972],[-97.27422,18.37919],[-97.27349,18.3786],[-97.27227,18.37769],[-97.27138,18.37594],[-97.27035,18.3739],[-97.26934,18.37195],[-97.26841,18.37008],[-97.2677,18.36872],[-97.26673,18.36679],[-97.26601,18.36534],[-97.26518,18.36373],[-97.26296,18.36373],[-97.25864,18.36375],[-97.25683,18.36373],[-97.25603,18.36315],[-97.25493,18.3623],[-97.25335,18.36108],[-97.25231,18.36031],[-97.25171,18.35986],[-97.25006,18.35917],[-97.24901,18.35872],[-97.24814,18.35864],[-97.24818,18.35846]]}}
Línea 115.0 kV | LineString | 115.0 kV | 1 |  |  | CFE |  |  |  |  | OpenStreetMap | {"type":"Feature","properties":{},"geometry":{"type":"LineString","coordinates":[[-96.6784,17.08018],[-96.6782,17.07996],[-96.6785,17.07587]]}}
Línea 115.0 kV | LineString | 115.0 kV | 1 |  |  | CFE |  |  |  |  | OpenStreetMap | {"type":"Feature","properties":{},"geometry":{"type":"LineString","coordinates":[[-96.67834,17.08052],[-96.67795,17.08038],[-96.67733,17.07963],[-96.6774,17.07895],[-96.6785,17.07587]]}}
Línea 115.0 kV | LineString | 115.0 kV | 1 |  |  | Comisión Federal de Electricidad |  |  |  |  | OpenStreetMap | {"type":"Feature","properties":{},"geometry":{"type":"LineString","coordinates":[[-96.68253,17.04688],[-96.68075,17.0472],[-96.67813,17.04739],[-96.67297,17.04778],[-96.66897,17.04815],[-96.66608,17.04834],[-96.66412,17.0485],[-96.6601,17.04884],[-96.65684,17.04917],[-96.65233,17.04625],[-96.65011,17.04481],[-96.64795,17.04341],[-96.64635,17.04235],[-96.64405,17.04088],[-96.64342,17.04048],[-96.64122,17.03906],[-96.63952,17.03797],[-96.63782,17.03819],[-96.63755,17.03825],[-96.63745,17.0384]]}}
Línea 115.0 kV | LineString | 115.0 kV | 1 |  |  | CFE |  |  |  |  | OpenStreetMap | {"type":"Feature","properties":{},"geometry":{"type":"LineString","coordinates":[[-96.80149,16.82729],[-96.80138,16.82725],[-96.80129,16.82722],[-96.80079,16.82705],[-96.79879,16.82634],[-96.79736,16.82584],[-96.79588,16.82533],[-96.79525,16.82531],[-96.7946,16.82521],[-96.79416,16.82512],[-96.79354,16.82528],[-96.79336,16.82553],[-96.79262,16.82516],[-96.79178,16.82463],[-96.79075,16.8242],[-96.79091,16.82364],[-96.7902,16.82348],[-96.78924,16.82329],[-96.78889,16.82464],[-96.78883,16.82574],[-96.7892,16.82612],[-96.78971,16.82627],[-96.7897,16.82661],[-96.78942,16.8266]]}}
Línea 115.0 kV | LineString | 115.0 kV | 1 |  |  | CFE |  |  |  |  | OpenStreetMap | {"type":"Feature","properties":{},"geometry":{"type":"LineString","coordinates":[[-96.73198,16.58953],[-96.73507,16.58935],[-96.7384,16.58839],[-96.74221,16.58884],[-96.7457,16.58862],[-96.7498,16.58834],[-96.75407,16.58805],[-96.75791,16.58779],[-96.76182,16.58753],[-96.76463,16.58734],[-96.76836,16.58709],[-96.77225,16.58683],[-96.77505,16.58669],[-96.77853,16.58882],[-96.78138,16.59057],[-96.78491,16.59273],[-96.78808,16.59466],[-96.79163,16.59684],[-96.79544,16.59919],[-96.80007,16.5995],[-96.80387,16.59975],[-96.80774,16.60002],[-96.81219,16.60033],[-96.815,16.60052],[-96.81939,16.60083],[-96.82341,16.6011],[-96.82745,16.60138],[-96.83203,16.60169],[-96.83303,16.60176],[-96.838,16.60057],[-96.84317,16.59932],[-96.84435,16.59905],[-96.84628,16.59805],[-96.84978,16.59619],[-96.85513,16.59336],[-96.85983,16.59089],[-96.86247,16.58963],[-96.86774,16.58709],[-96.87185,16.58515],[-96.87474,16.58377],[-96.87871,16.58187],[-96.88113,16.58073],[-96.8829,16.57988],[-96.88646,16.57817],[-96.88814,16.57737],[-96.89205,16.57741],[-96.89521,16.57744],[-96.89781,16.5775],[-96.90179,16.57755],[-96.9055,16.57758],[-96.91506,16.57774],[-96.91704,16.57774],[-96.919,16.57778],[-96.92034,16.57777],[-96.92454,16.57785],[-96.92678,16.57782],[-96.92949,16.57792],[-96.93332,16.57796],[-96.93701,16.57799],[-96.93793,16.57801],[-96.94057,16.57605],[-96.94411,16.57341],[-96.94794,16.57051],[-96.94909,16.56969],[-96.95041,16.56871],[-96.9522,16.56734],[-96.95529,16.56512],[-96.95906,16.56339],[-96.96046,16.56174],[-96.96162,16.56037],[-96.96408,16.55855],[-96.96606,16.55757],[-96.96999,16.55558],[-96.97479,16.55213],[-96.97858,16.55297],[-96.98403,16.5542],[-96.98631,16.55472],[-96.98975,16.55548],[-96.99393,16.55642],[-96.99582,16.55685],[-97.00021,16.55784],[-97.00433,16.55875],[-97.01224,16.56052],[-97.01435,16.561],[-97.01824,16.56187],[-97.02243,16.56279],[-97.02544,16.56228],[-97.03106,16.56127],[-97.03432,16.56069],[-97.0363,16.56034],[-97.03915,16.55987],[-97.04399,16.55954],[-97.04857,16.55926],[-97.05052,16.55909],[-97.05485,16.55878],[-97.05887,16.55855],[-97.06138,16.55839],[-97.06602,16.55816],[-97.07157,16.55569],[-97.07437,16.55446],[-97.07752,16.55307],[-97.08369,16.55037],[-97.08643,16.55066],[-97.09245,16.55127],[-97.09469,16.55146],[-97.10171,16.55218],[-97.1031,16.55234],[-97.10536,16.55256],[-97.10897,16.55292],[-97.11099,16.55252],[-97.11216,16.55232],[-97.11857,16.55108],[-97.12185,16.55039],[-97.12602,16.54955],[-97.12839,16.54915],[-97.13122,16.54853],[-97.13274,16.54877],[-97.13452,16.54903],[-97.14054,16.54986],[-97.14293,16.55023],[-97.14842,16.55097],[-97.15126,16.55136],[-97.15298,16.55162],[-97.15714,16.55386],[-97.16291,16.55693],[-97.1672,16.55921],[-97.16961,16.56055],[-97.17177,16.56165],[-97.1752,16.56345],[-97.1777,16.56478],[-97.1795,16.5657],[-97.18163,16.56631],[-97.18388,16.56696],[-97.18558,16.56746],[-97.18939,16.5685],[-97.1917,16.56917],[-97.19602,16.57039],[-97.1981,16.57098],[-97.20157,16.57191],[-97.20831,16.57375],[-97.20984,16.57417],[-97.21335,16.57516],[-97.21799,16.57643],[-97.22134,16.57738],[-97.22564,16.57884],[-97.23047,16.58049],[-97.23511,16.58207],[-97.23856,16.58326],[-97.24094,16.58413],[-97.24553,16.58471],[-97.25206,16.58546],[-97.25969,16.58636],[-97.26627,16.58715],[-97.26902,16.58751],[-97.27222,16.5842],[-97.27576,16.58052],[-97.27762,16.5786],[-97.27968,16.57643],[-97.28236,16.57367],[-97.28303,16.57297],[-97.28714,16.57167],[-97.29137,16.57034],[-97.2966,16.56867],[-97.30178,16.56704],[-97.30679,16.56542],[-97.30912,16.56187],[-97.31084,16.55926],[-97.3122,16.55709],[-97.31626,16.55081],[-97.31857,16.54723],[-97.3201,16.54394],[-97.32116,16.54165],[-97.32269,16.53838],[-97.32445,16.53464],[-97.32571,16.53194],[-97.32773,16.52762],[-97.32911,16.52465],[-97.33002,16.52275],[-97.33251,16.52272],[-97.33571,16.52261],[-97.33953,16.52249],[-97.34619,16.52221],[-97.34991,16.52209],[-97.35498,16.52193],[-97.35718,16.52187],[-97.36043,16.52175],[-97.3644,16.52163],[-97.36736,16.52154],[-97.3697,16.52147],[-97.37123,16.51799],[-97.37187,16.51653],[-97.37188,16.5161],[-97.37201,16.51545],[-97.37225,16.51549],[-97.37215,16.51568]]}}
Línea 115.0 kV | LineString | 115.0 kV | 1 |  |  | CFE |  |  |  |  | OpenStreetMap | {"type":"Feature","properties":{},"geometry":{"type":"LineString","coordinates":[[-96.73219,16.57805],[-96.73281,16.57776],[-96.73341,16.57731],[-96.73321,16.57707],[-96.73292,16.57726]]}}
Línea 115.0 kV | LineString | 115.0 kV | 1 |  |  | CFE |  |  |  |  | OpenStreetMap | {"type":"Feature","properties":{},"geometry":{"type":"LineString","coordinates":[[-96.73219,16.57805],[-96.73296,16.57748]]}}
Línea 115.0 kV | LineString | 115.0 kV | 2 |  |  | CFE |  |  |  |  | OpenStreetMap | {"type":"Feature","properties":{},"geometry":{"type":"LineString","coordinates":[[-96.73198,16.58953],[-96.7314,16.58789],[-96.73004,16.58414],[-96.73102,16.58144],[-96.73219,16.57805]]}}
Línea 115.0 kV | LineString | 115.0 kV | 1 |  |  | CFE |  |  |  |  | OpenStreetMap | {"type":"Feature","properties":{},"geometry":{"type":"LineString","coordinates":[[-96.70474,16.69662],[-96.70489,16.69675],[-96.70656,16.69492],[-96.70768,16.69368],[-96.70862,16.69266],[-96.70973,16.69149],[-96.71092,16.69018],[-96.71214,16.68885],[-96.71329,16.68759],[-96.71449,16.68629],[-96.7165,16.68411],[-96.71744,16.6831],[-96.7185,16.68162],[-96.71938,16.68042],[-96.72022,16.67926],[-96.72116,16.67798],[-96.7225,16.67618],[-96.72327,16.67511],[-96.7242,16.67383],[-96.72523,16.6724],[-96.72625,16.67101],[-96.72713,16.66982],[-96.72791,16.66873],[-96.72862,16.66677],[-96.72923,16.6651],[-96.72981,16.66347],[-96.7305,16.6616],[-96.73114,16.65981],[-96.73174,16.65818],[-96.73238,16.65643],[-96.73287,16.65505],[-96.73352,16.65322],[-96.73415,16.65153],[-96.73474,16.64989],[-96.7354,16.64806],[-96.73605,16.64627],[-96.73673,16.64439],[-96.73787,16.64122],[-96.73857,16.63927],[-96.73923,16.63743],[-96.73975,16.63597],[-96.7404,16.63413],[-96.74091,16.63272],[-96.74148,16.6311],[-96.74223,16.62902],[-96.7428,16.62742],[-96.74347,16.62555],[-96.74419,16.62351],[-96.74382,16.62248],[-96.74309,16.62043],[-96.74247,16.61872],[-96.74184,16.61699],[-96.74122,16.61526],[-96.74058,16.61345],[-96.73998,16.61179],[-96.73948,16.61038],[-96.73888,16.60872],[-96.73836,16.60728],[-96.73781,16.60575],[-96.73678,16.60286],[-96.73613,16.60109],[-96.73542,16.5991],[-96.73487,16.59757],[-96.73431,16.59598],[-96.73372,16.59434],[-96.73298,16.59231],[-96.73198,16.58953]]}}
Línea 115.0 kV | LineString | 115.0 kV | 1 |  |  | CFE |  |  |  |  | OpenStreetMap | {"type":"Feature","properties":{},"geometry":{"type":"LineString","coordinates":[[-96.69122,16.91364],[-96.68873,16.9123],[-96.68852,16.91057],[-96.68838,16.90937],[-96.68823,16.9081],[-96.68795,16.90566],[-96.6878,16.90419],[-96.68758,16.90262],[-96.68724,16.90111],[-96.6868,16.89914],[-96.68601,16.89574],[-96.68558,16.89384],[-96.68524,16.89239],[-96.68491,16.89097],[-96.68464,16.88977],[-96.68422,16.88794],[-96.68385,16.88632],[-96.6834,16.88435],[-96.68308,16.88298],[-96.6827,16.88129],[-96.68215,16.8789],[-96.68166,16.87686],[-96.68141,16.87529],[-96.68111,16.87347],[-96.68091,16.87217],[-96.68058,16.87014],[-96.68028,16.86822],[-96.67979,16.86657],[-96.67934,16.86507],[-96.67886,16.86343],[-96.67798,16.8604],[-96.67658,16.85544],[-96.67606,16.85379],[-96.67549,16.85184],[-96.67489,16.84977],[-96.67437,16.84799],[-96.67386,16.84622],[-96.67332,16.84431],[-96.67299,16.84329],[-96.67257,16.84186],[-96.67165,16.8406],[-96.67068,16.83926],[-96.66976,16.838],[-96.66973,16.83795],[-96.66961,16.83779],[-96.66863,16.83645],[-96.66754,16.83496],[-96.66633,16.83331],[-96.66519,16.83176],[-96.66415,16.83033],[-96.663,16.82932],[-96.66314,16.82769],[-96.66277,16.82578],[-96.66249,16.82435],[-96.66209,16.82219],[-96.66166,16.81996],[-96.66134,16.81826],[-96.66101,16.81654],[-96.66062,16.81449],[-96.66028,16.8127],[-96.66001,16.81127],[-96.65967,16.80948],[-96.65935,16.8078],[-96.65903,16.80612],[-96.65869,16.8043],[-96.65813,16.8014],[-96.65865,16.7996],[-96.65922,16.79761],[-96.65972,16.79586],[-96.66021,16.79415],[-96.66071,16.79245],[-96.66125,16.79051],[-96.6617,16.78896],[-96.66236,16.78667],[-96.66279,16.78519],[-96.66337,16.78315],[-96.66385,16.78149],[-96.6644,16.77955],[-96.66496,16.77763],[-96.66549,16.77579],[-96.66583,16.77458],[-96.66663,16.77182],[-96.66705,16.77027],[-96.66761,16.76838],[-96.66814,16.76655],[-96.66863,16.76483],[-96.66898,16.7636],[-96.6694,16.76212],[-96.66978,16.76079],[-96.67023,16.75923],[-96.67065,16.75774],[-96.67096,16.75616],[-96.67134,16.7542],[-96.67171,16.7523],[-96.672,16.7508],[-96.67237,16.74892],[-96.67274,16.74704],[-96.67302,16.74559],[-96.67338,16.74378],[-96.67379,16.74164],[-96.67414,16.73985],[-96.67443,16.73836],[-96.67477,16.73664],[-96.67509,16.73494],[-96.67545,16.73309],[-96.67578,16.7314],[-96.67611,16.72972],[-96.67649,16.72766],[-96.67743,16.72668],[-96.67891,16.72504],[-96.68015,16.72369],[-96.68127,16.72245],[-96.68233,16.72131],[-96.68346,16.72009],[-96.68452,16.71893],[-96.68588,16.71743],[-96.68709,16.71611],[-96.68808,16.71504],[-96.68909,16.71396],[-96.69008,16.71288],[-96.69171,16.71112],[-96.69301,16.70971],[-96.69426,16.70836],[-96.6955,16.70699],[-96.69637,16.70604],[-96.69749,16.70481],[-96.69861,16.70358],[-96.69973,16.70233],[-96.70085,16.70114],[-96.70186,16.70006],[-96.70299,16.69885],[-96.70408,16.69767],[-96.70483,16.69682],[-96.70468,16.69668]]}}
Línea 115.0 kV | LineString | 115.0 kV | 1 |  |  | CFE |  |  |  |  | OpenStreetMap | {"type":"Feature","properties":{},"geometry":{"type":"LineString","coordinates":[[-98.67891,16.61268],[-98.6789,16.61233],[-98.67822,16.61218],[-98.67457,16.61259],[-98.67226,16.61283],[-98.67125,16.61298],[-98.66919,16.61321],[-98.66694,16.61347],[-98.66466,16.61374],[-98.65989,16.61423],[-98.65565,16.61476],[-98.65395,16.61496],[-98.65209,16.61517],[-98.64987,16.61629],[-98.64812,16.61718],[-98.64622,16.61814],[-98.64443,16.61904],[-98.64269,16.61992],[-98.63939,16.62158],[-98.6376,16.62249],[-98.63573,16.62344],[-98.63367,16.62447],[-98.63102,16.6258],[-98.62975,16.62644],[-98.62798,16.62734],[-98.62629,16.6282],[-98.62479,16.62895],[-98.62272,16.62998],[-98.6207,16.63101],[-98.61908,16.63183],[-98.61725,16.63274],[-98.61573,16.63351],[-98.61407,16.63435],[-98.61098,16.6359],[-98.60837,16.63639],[-98.60636,16.63675],[-98.6046,16.63707],[-98.60288,16.63738],[-98.59836,16.63819],[-98.59685,16.63847],[-98.59473,16.63885],[-98.58955,16.6398],[-98.58674,16.6403],[-98.58556,16.64052],[-98.58322,16.64094],[-98.58094,16.64135],[-98.57959,16.6416],[-98.575,16.64242],[-98.57047,16.64324],[-98.5665,16.64396],[-98.56251,16.64469],[-98.56089,16.64499],[-98.55761,16.64463],[-98.55439,16.64429],[-98.55071,16.6439],[-98.548,16.64409],[-98.54542,16.64428],[-98.54292,16.64448],[-98.54076,16.64463],[-98.53915,16.64475],[-98.53825,16.64462],[-98.5366,16.64438],[-98.53474,16.6441],[-98.53197,16.64368],[-98.52946,16.64331],[-98.52673,16.64291],[-98.52022,16.64194],[-98.51403,16.64373],[-98.51106,16.64456],[-98.50905,16.64514],[-98.50707,16.64572],[-98.50568,16.64612],[-98.5044,16.64756],[-98.50171,16.6506],[-98.4992,16.65342],[-98.49856,16.65386]]}}
Línea 115.0 kV | LineString | 115.0 kV | 1 |  |  | CFE |  |  |  |  | OpenStreetMap | {"type":"Feature","properties":{},"geometry":{"type":"LineString","coordinates":[[-99.13432,16.72386],[-99.1339,16.72388],[-99.13129,16.72263],[-99.12947,16.72056],[-99.12827,16.71854],[-99.12721,16.71677],[-99.12621,16.71507],[-99.12522,16.71341],[-99.1229,16.70959],[-99.11868,16.70885],[-99.11646,16.70846],[-99.11449,16.70813],[-99.11269,16.70782],[-99.11101,16.70753],[-99.11,16.70663],[-99.10839,16.70518],[-99.107,16.70392],[-99.10246,16.69983],[-99.10076,16.69826],[-99.09951,16.69714],[-99.09866,16.69636],[-99.09516,16.69319],[-99.09346,16.69165],[-99.09203,16.69035],[-99.08926,16.68782],[-99.08847,16.6871],[-99.08788,16.68656],[-99.0858,16.68468],[-99.08554,16.68444],[-99.08424,16.68326],[-99.08277,16.68193],[-99.08132,16.68061],[-99.07939,16.67885],[-99.07795,16.67758],[-99.07636,16.6761],[-99.07471,16.6746],[-99.073,16.67305],[-99.07136,16.67155],[-99.07021,16.67052],[-99.06883,16.66926],[-99.06748,16.66803],[-99.06592,16.66661],[-99.06415,16.66502],[-99.06248,16.66348],[-99.06074,16.6619],[-99.06002,16.66126],[-99.05886,16.66017],[-99.05795,16.65937],[-99.05457,16.65629],[-99.05279,16.65472],[-99.04099,16.64395],[-99.03669,16.64005],[-99.03517,16.63868],[-99.03347,16.63714],[-99.0318,16.63562],[-99.03009,16.63406],[-99.02839,16.63252],[-99.02682,16.63108],[-99.0253,16.6297],[-99.02384,16.62841],[-99.01962,16.62458],[-99.01252,16.61814],[-99.01108,16.61686],[-99.00971,16.61559],[-99.00825,16.61428],[-99.00478,16.61116],[-99.00327,16.61047],[-98.99995,16.60895],[-98.99813,16.60812],[-98.99491,16.60664],[-98.99139,16.60504],[-98.98925,16.60407],[-98.98738,16.60321],[-98.98094,16.60028],[-98.9757,16.59788],[-98.97364,16.59695],[-98.97029,16.59541],[-98.96833,16.59451],[-98.96708,16.59395],[-98.9649,16.59376],[-98.96287,16.59356],[-98.96096,16.59341],[-98.95819,16.59316],[-98.95645,16.59301],[-98.95351,16.59274],[-98.95182,16.59259],[-98.94967,16.59239],[-98.94815,16.59225],[-98.94639,16.5921],[-98.94453,16.59193],[-98.94246,16.59174],[-98.93801,16.59134],[-98.93622,16.59117],[-98.92898,16.59052],[-98.92439,16.59007],[-98.91827,16.58951],[-98.91593,16.58927],[-98.90518,16.58725],[-98.90284,16.58618],[-98.90144,16.58555],[-98.90002,16.5849],[-98.89718,16.58361],[-98.896,16.58306],[-98.8941,16.58218],[-98.89148,16.58099],[-98.88855,16.57965],[-98.8851,16.57807],[-98.88153,16.57644],[-98.87907,16.57532],[-98.87744,16.57457],[-98.87604,16.57395],[-98.87364,16.57402],[-98.86783,16.57424],[-98.86234,16.57445],[-98.86068,16.57449],[-98.85678,16.57466],[-98.85296,16.5748],[-98.85221,16.57482],[-98.84741,16.575],[-98.84502,16.57509],[-98.84328,16.57516],[-98.8412,16.57523],[-98.8391,16.57552],[-98.83687,16.57582],[-98.83494,16.57609],[-98.8331,16.57634],[-98.83118,16.57659],[-98.82924,16.57686],[-98.82729,16.5771],[-98.82549,16.57739],[-98.82082,16.57802],[-98.8176,16.57845],[-98.81568,16.57873],[-98.81368,16.57899],[-98.81179,16.57926],[-98.80983,16.57952],[-98.80713,16.5799],[-98.80026,16.58084],[-98.79827,16.58109],[-98.79626,16.58135],[-98.79364,16.58169],[-98.79124,16.58197],[-98.79009,16.58212],[-98.78769,16.58243],[-98.78242,16.58313],[-98.77846,16.58559],[-98.77769,16.58608],[-98.77584,16.58721],[-98.77408,16.5883],[-98.76995,16.59112],[-98.76758,16.59276],[-98.76612,16.59374],[-98.76435,16.59494],[-98.76213,16.59644],[-98.7577,16.59945],[-98.75654,16.59996],[-98.75404,16.60097],[-98.75146,16.60202],[-98.75048,16.60242],[-98.74622,16.6042],[-98.74308,16.60547],[-98.74087,16.60564],[-98.7347,16.60614],[-98.73011,16.60653],[-98.72694,16.60676],[-98.7238,16.60703],[-98.7226,16.60711],[-98.72134,16.60723],[-98.7189,16.60751],[-98.71715,16.60773],[-98.71533,16.60793],[-98.71327,16.60816],[-98.71066,16.60844],[-98.70887,16.60864],[-98.70656,16.60892],[-98.70377,16.60922],[-98.70058,16.60961],[-98.69306,16.61046],[-98.69228,16.61056],[-98.68915,16.61093],[-98.68755,16.61111],[-98.68608,16.61127],[-98.67927,16.61206],[-98.6789,16.61233],[-98.67901,16.61266]]}}
Línea 115.0 kV | LineString | 115.0 kV |  |  |  | CFE |  |  |  |  | OpenStreetMap | {"type":"Feature","properties":{},"geometry":{"type":"LineString","coordinates":[[-101.83907,20.32271],[-101.84054,20.32374],[-101.84203,20.32484],[-101.84368,20.32609],[-101.84551,20.32741],[-101.84679,20.32836],[-101.8483,20.32946],[-101.84952,20.33038],[-101.85228,20.3323],[-101.85406,20.33361],[-101.85548,20.33466],[-101.85835,20.33677],[-101.85986,20.33784],[-101.86118,20.33882],[-101.864,20.34088],[-101.86721,20.34322],[-101.87026,20.34755],[-101.87102,20.3491],[-101.87184,20.3507],[-101.8726,20.35226],[-101.87338,20.35385],[-101.87415,20.3554],[-101.87481,20.3567],[-101.87557,20.35823],[-101.87718,20.3614],[-101.87791,20.36289],[-101.87864,20.36439],[-101.87917,20.36544],[-101.88039,20.36788],[-101.88102,20.36918],[-101.88182,20.37077],[-101.88258,20.37229],[-101.88332,20.3738],[-101.88407,20.37533],[-101.88485,20.37686],[-101.88631,20.37978],[-101.88705,20.38127],[-101.88857,20.38431],[-101.8892,20.38558]]}}
Línea 115.0 kV | LineString | 115.0 kV |  |  |  | CFE |  |  |  |  | OpenStreetMap | {"type":"Feature","properties":{},"geometry":{"type":"LineString","coordinates":[[-97.89642,22.49231],[-97.89643,22.49194],[-97.89643,22.49151],[-97.89764,22.49151],[-97.89878,22.49153],[-97.90338,22.4915],[-97.90337,22.49049],[-97.90335,22.48837],[-97.90409,22.48836],[-97.90538,22.48835]]}}
Línea 115.0 kV | LineString | 115.0 kV |  |  |  | CFE |  |  |  |  | OpenStreetMap | {"type":"Feature","properties":{},"geometry":{"type":"LineString","coordinates":[[-98.00844,22.44231],[-98.01141,22.44415],[-98.0143,22.44599],[-98.01691,22.44764],[-98.01982,22.44946],[-98.02233,22.45165],[-98.02474,22.45375],[-98.02741,22.45611],[-98.02995,22.4583],[-98.03251,22.46057],[-98.03484,22.46259],[-98.03808,22.46392],[-98.04165,22.46539],[-98.04492,22.4667],[-98.04821,22.46804],[-98.0514,22.46928],[-98.05456,22.47066],[-98.05789,22.47202],[-98.06128,22.47341],[-98.06454,22.47475],[-98.06799,22.47618],[-98.07093,22.47737],[-98.07393,22.47861],[-98.07751,22.48009],[-98.08068,22.48137],[-98.08364,22.48259],[-98.08728,22.48408],[-98.09013,22.48526],[-98.09275,22.48633],[-98.09603,22.48768],[-98.09967,22.48917],[-98.10285,22.49046],[-98.10603,22.49176],[-98.10896,22.49296],[-98.11258,22.49445],[-98.11586,22.49578],[-98.11928,22.4972],[-98.1228,22.49862],[-98.12601,22.49994],[-98.12904,22.50118],[-98.1324,22.50256],[-98.13554,22.50385],[-98.1387,22.50514],[-98.1419,22.50644],[-98.14548,22.50789],[-98.1496,22.50958],[-98.15327,22.5111],[-98.15644,22.51237],[-98.15964,22.51368],[-98.16276,22.51496],[-98.16592,22.51625],[-98.1691,22.51756],[-98.17226,22.51884],[-98.1754,22.52012],[-98.17861,22.52144],[-98.18183,22.52275],[-98.18521,22.52246],[-98.18872,22.52217],[-98.1923,22.52186],[-98.19564,22.52157],[-98.19913,22.52127],[-98.2026,22.52098],[-98.20617,22.52067],[-98.20962,22.52038],[-98.21294,22.5201],[-98.21695,22.51974],[-98.22069,22.51942],[-98.2239,22.51915],[-98.22795,22.5188],[-98.23112,22.51853],[-98.23454,22.51824],[-98.23811,22.51793],[-98.24165,22.51763],[-98.24506,22.51733],[-98.24839,22.51704],[-98.25187,22.51676],[-98.25526,22.51646],[-98.25873,22.51615],[-98.26223,22.51586],[-98.26571,22.51555],[-98.26925,22.51525],[-98.27261,22.51497],[-98.27605,22.51467],[-98.27921,22.51438],[-98.28315,22.51405],[-98.28678,22.51374],[-98.2901,22.51346],[-98.29363,22.51316],[-98.29695,22.51287],[-98.30111,22.51251],[-98.30423,22.51224],[-98.30756,22.51196],[-98.31176,22.51159],[-98.31494,22.51132],[-98.3186,22.51101],[-98.32203,22.5107],[-98.32489,22.51046],[-98.32861,22.51013],[-98.33219,22.50983],[-98.33532,22.50956],[-98.33835,22.5093],[-98.3416,22.50902],[-98.34484,22.50874],[-98.34832,22.50845],[-98.35184,22.50814],[-98.35528,22.50783],[-98.35877,22.50754],[-98.3624,22.50723],[-98.36499,22.50508],[-98.36778,22.50279],[-98.37057,22.50041],[-98.37346,22.49801],[-98.37637,22.49557],[-98.37943,22.49302],[-98.38198,22.49088],[-98.38463,22.48866],[-98.38724,22.4865],[-98.38981,22.48435],[-98.39233,22.48223],[-98.3949,22.4801],[-98.39755,22.47789],[-98.40019,22.47568],[-98.40267,22.4736],[-98.40531,22.47141],[-98.40792,22.46923],[-98.41023,22.46729],[-98.41287,22.4651],[-98.4155,22.46289],[-98.41805,22.46076],[-98.42064,22.4586],[-98.42356,22.45616],[-98.42602,22.4541],[-98.42861,22.45194],[-98.43125,22.44973],[-98.43379,22.44759],[-98.43647,22.44537],[-98.43907,22.4432],[-98.44186,22.44086],[-98.44439,22.43875],[-98.44687,22.43667],[-98.4493,22.43464],[-98.45203,22.43236],[-98.45467,22.43015],[-98.45707,22.42813],[-98.45903,22.42555],[-98.46106,22.42287],[-98.46294,22.42039],[-98.46519,22.41738],[-98.46753,22.41429],[-98.46998,22.41104],[-98.47223,22.40804],[-98.47449,22.40505],[-98.47678,22.40201],[-98.47918,22.3989],[-98.48126,22.39613],[-98.48341,22.39329],[-98.48543,22.39062],[-98.48786,22.38741],[-98.48991,22.38468],[-98.49202,22.38187],[-98.49418,22.37902],[-98.49615,22.3764],[-98.49817,22.37373],[-98.50029,22.37092],[-98.50244,22.36807],[-98.50459,22.36524],[-98.50658,22.3626],[-98.50861,22.35994],[-98.5106,22.35729],[-98.51255,22.35473],[-98.51455,22.35208],[-98.51646,22.34953],[-98.51862,22.34669],[-98.52075,22.34388],[-98.52273,22.34126],[-98.52474,22.3386],[-98.52678,22.33591],[-98.52885,22.33317],[-98.53083,22.33055],[-98.53494,22.32512],[-98.537,22.32238],[-98.53929,22.31935],[-98.54182,22.316],[-98.54398,22.31315],[-98.54627,22.31012],[-98.54856,22.30709],[-98.55079,22.30414],[-98.55286,22.30142],[-98.55522,22.29829],[-98.55711,22.29579],[-98.55913,22.29303],[-98.561,22.29056],[-98.56318,22.28769],[-98.56525,22.28495],[-98.56732,22.28222],[-98.5695,22.27934],[-98.57164,22.27649],[-98.57358,22.27395],[-98.57578,22.27103],[-98.57833,22.26768],[-98.58042,22.26491],[-98.58277,22.26181],[-98.58467,22.2593],[-98.58676,22.25653],[-98.58886,22.25376],[-98.59089,22.25106],[-98.59284,22.24847],[-98.59484,22.24585],[-98.59694,22.24311],[-98.59921,22.2401],[-98.60161,22.23687],[-98.60372,22.23411],[-98.60584,22.23131],[-98.6081,22.22831],[-98.6103,22.22539],[-98.61266,22.22229],[-98.61464,22.21967],[-98.61666,22.21702],[-98.61878,22.21421],[-98.62106,22.21118],[-98.62304,22.20856],[-98.62508,22.20586],[-98.62707,22.20325],[-98.62905,22.20062],[-98.63106,22.19796],[-98.63305,22.19534],[-98.63505,22.19268],[-98.63706,22.19003],[-98.6391,22.18732],[-98.64126,22.18449],[-98.64315,22.18198],[-98.64514,22.17937],[-98.64715,22.17671],[-98.65025,22.17502],[-98.65327,22.17338],[-98.65628,22.17174],[-98.65937,22.17006],[-98.66234,22.16844],[-98.66523,22.16687],[-98.66825,22.16523],[-98.67136,22.16356],[-98.67438,22.16192],[-98.67742,22.16025],[-98.68043,22.1586],[-98.68361,22.15687],[-98.68637,22.15537],[-98.68981,22.1535],[-98.6932,22.15166],[-98.69606,22.1501],[-98.69969,22.14812],[-98.70245,22.14661],[-98.70568,22.14486],[-98.70894,22.14308],[-98.71155,22.14166],[-98.71448,22.14008],[-98.71744,22.13844],[-98.72041,22.13682],[-98.72364,22.13507],[-98.7265,22.13354],[-98.72954,22.13185],[-98.73244,22.13029],[-98.73537,22.12869],[-98.73855,22.12695],[-98.74167,22.12524],[-98.74463,22.12364],[-98.7478,22.12192],[-98.7509,22.12022],[-98.75382,22.11861],[-98.75651,22.11716],[-98.75918,22.11567],[-98.76216,22.11407],[-98.76523,22.11241],[-98.76823,22.11076],[-98.77128,22.10909],[-98.77429,22.10744],[-98.77731,22.1058],[-98.78033,22.10416],[-98.78337,22.10253],[-98.78635,22.10087],[-98.78935,22.09922],[-98.79237,22.09758],[-98.79568,22.09577],[-98.79865,22.09415],[-98.8015,22.0926],[-98.80443,22.091],[-98.80715,22.08951],[-98.80982,22.08803],[-98.8128,22.0864],[-98.81572,22.0848],[-98.81865,22.0832],[-98.82165,22.08157],[-98.82451,22.07999],[-98.82755,22.07833],[-98.8306,22.07667],[-98.83376,22.07493],[-98.83658,22.0734],[-98.83999,22.07155],[-98.84162,22.07071],[-98.84324,22.06976],[-98.84451,22.06913],[-98.84618,22.06818],[-98.84921,22.0665],[-98.85228,22.06485],[-98.85533,22.06317],[-98.85609,22.06038],[-98.85078,22.05181],[-98.84894,22.0489],[-98.84705,22.04587],[-98.84632,22.04499],[-98.84585,22.04393],[-98.84532,22.0427]]}}
Línea 115.0 kV | LineString | 115.0 kV | 1 |  |  | CFE |  |  |  |  | OpenStreetMap | {"type":"Feature","properties":{},"geometry":{"type":"LineString","coordinates":[[-98.01016,22.43802],[-98.0108,22.4373],[-98.01252,22.43599],[-98.01496,22.43426],[-98.02037,22.43325],[-98.02385,22.4344],[-98.02718,22.43551],[-98.03037,22.43658],[-98.03395,22.43776],[-98.0372,22.43885],[-98.04074,22.44002],[-98.04394,22.4411],[-98.04733,22.44224],[-98.05058,22.44331],[-98.0538,22.4444],[-98.05719,22.44554],[-98.06046,22.44663],[-98.06372,22.44774],[-98.06677,22.44877],[-98.07025,22.44991],[-98.07366,22.45106],[-98.07584,22.45392],[-98.07759,22.45629],[-98.07972,22.4591],[-98.08172,22.46176],[-98.08384,22.46459],[-98.08584,22.46722],[-98.08791,22.46996],[-98.08992,22.47261],[-98.0919,22.47534],[-98.094,22.47798],[-98.09623,22.48108],[-98.09859,22.48415],[-98.10103,22.48742],[-98.1031,22.4901],[-98.10592,22.49129],[-98.1092,22.49264],[-98.1131,22.49423],[-98.11641,22.49559],[-98.11943,22.49683],[-98.12252,22.4981],[-98.12566,22.49937],[-98.12879,22.50066],[-98.13218,22.50205],[-98.13536,22.50334],[-98.13858,22.50466],[-98.14208,22.5061],[-98.14566,22.50757],[-98.14932,22.50904],[-98.15285,22.51052],[-98.15615,22.51185],[-98.15933,22.51316],[-98.16253,22.51444],[-98.16594,22.51584],[-98.16935,22.51724],[-98.17251,22.51852],[-98.17567,22.51982],[-98.17877,22.52108],[-98.18192,22.52236],[-98.18543,22.52207],[-98.18893,22.52176],[-98.19239,22.52147],[-98.1959,22.52117],[-98.19934,22.52087],[-98.20284,22.52058],[-98.20642,22.52027],[-98.20987,22.51997],[-98.21286,22.51971],[-98.21614,22.51943],[-98.22003,22.5191],[-98.22319,22.51882],[-98.22784,22.51843],[-98.23123,22.51814],[-98.23473,22.51783],[-98.23833,22.51752],[-98.2419,22.51722],[-98.24541,22.51692],[-98.24873,22.51663],[-98.25219,22.51634],[-98.25571,22.51603],[-98.25927,22.51573],[-98.26266,22.51543],[-98.26619,22.51513],[-98.26971,22.51483],[-98.27313,22.51454],[-98.27664,22.51424],[-98.27983,22.51396],[-98.28368,22.51363],[-98.28732,22.51332],[-98.29067,22.51303],[-98.29415,22.51272],[-98.29744,22.51244],[-98.30142,22.5121],[-98.30475,22.51182],[-98.30814,22.51151],[-98.31234,22.51116],[-98.3156,22.51088],[-98.31906,22.51058],[-98.32257,22.51027],[-98.32582,22.50999],[-98.32949,22.50968],[-98.33306,22.50938],[-98.33651,22.50908],[-98.3399,22.50877],[-98.34339,22.50847],[-98.34688,22.50817],[-98.35056,22.50786],[-98.35453,22.50751],[-98.35846,22.50718],[-98.36228,22.50685],[-98.36487,22.50471],[-98.36744,22.50254],[-98.37021,22.50023],[-98.37328,22.49767],[-98.37595,22.49545],[-98.37884,22.49301],[-98.38158,22.49074],[-98.38468,22.48814],[-98.38764,22.48567],[-98.39051,22.48328],[-98.39183,22.48216],[-98.39326,22.48098],[-98.39587,22.4788],[-98.39855,22.47656],[-98.40115,22.4744],[-98.40378,22.47219],[-98.40634,22.47005],[-98.4089,22.46791],[-98.412,22.46532],[-98.41464,22.46312],[-98.41712,22.46105],[-98.41976,22.45884],[-98.4223,22.4567],[-98.42487,22.45457],[-98.42732,22.45252],[-98.42997,22.45029],[-98.43263,22.44809],[-98.43535,22.44582],[-98.43815,22.44345],[-98.44096,22.44111],[-98.44367,22.43886],[-98.44604,22.43686],[-98.44866,22.43467],[-98.45134,22.43244],[-98.45421,22.43005],[-98.45679,22.42787],[-98.45879,22.4252],[-98.46082,22.42252],[-98.46281,22.41991],[-98.46497,22.41706],[-98.46715,22.41415],[-98.46969,22.41078],[-98.47219,22.40749],[-98.47467,22.4042],[-98.47702,22.40108],[-98.47918,22.39829],[-98.48118,22.39564],[-98.48324,22.3929],[-98.48511,22.39043],[-98.48723,22.38763],[-98.48918,22.38504],[-98.49114,22.38245],[-98.49321,22.3797],[-98.49516,22.37713],[-98.49716,22.37449],[-98.49926,22.37171],[-98.50124,22.36908],[-98.50325,22.36646],[-98.50531,22.36375],[-98.50723,22.36118],[-98.50929,22.35847],[-98.51124,22.35588],[-98.5133,22.35315],[-98.51529,22.35054],[-98.51732,22.34784],[-98.51922,22.34533],[-98.5213,22.34258],[-98.52328,22.33996],[-98.52525,22.33735],[-98.5273,22.33465],[-98.52942,22.33182],[-98.53147,22.32916],[-98.53344,22.32652],[-98.53555,22.32374],[-98.53744,22.32123],[-98.53939,22.31865],[-98.54161,22.31572],[-98.54351,22.3132],[-98.54557,22.31047],[-98.54767,22.3077],[-98.54977,22.30493],[-98.55169,22.30239],[-98.55376,22.29964],[-98.55574,22.29703],[-98.55784,22.29425],[-98.55977,22.29165],[-98.56185,22.28888],[-98.56386,22.28623],[-98.56595,22.28346],[-98.56801,22.28073],[-98.57007,22.27803],[-98.57225,22.27513],[-98.57421,22.27254],[-98.57611,22.27005],[-98.57846,22.26693],[-98.58036,22.26443],[-98.58263,22.26141],[-98.58454,22.2589],[-98.5866,22.25616],[-98.58877,22.25331],[-98.59079,22.25063],[-98.59275,22.24803],[-98.59476,22.24538],[-98.59676,22.24279],[-98.59874,22.24014],[-98.60092,22.23724],[-98.60286,22.23466],[-98.60483,22.23207],[-98.60686,22.22938],[-98.60885,22.22676],[-98.61082,22.22414],[-98.61299,22.22133],[-98.61498,22.21865],[-98.61701,22.21599],[-98.61899,22.21336],[-98.62121,22.21042],[-98.62319,22.2078],[-98.62531,22.20501],[-98.62735,22.20233],[-98.62935,22.19966],[-98.63135,22.19704],[-98.63336,22.1944],[-98.63533,22.19177],[-98.63727,22.18918],[-98.63928,22.18657],[-98.6414,22.18376],[-98.64314,22.18143],[-98.64496,22.17904],[-98.64695,22.1764],[-98.6502,22.17463],[-98.65346,22.17286],[-98.65667,22.17112],[-98.65963,22.16951],[-98.66263,22.16787],[-98.66549,22.16629],[-98.6686,22.16464],[-98.67162,22.16298],[-98.67466,22.16133],[-98.67765,22.15971],[-98.6807,22.15807],[-98.68376,22.15639],[-98.6865,22.15488],[-98.68988,22.15303],[-98.69343,22.15111],[-98.69674,22.14932],[-98.7,22.14753],[-98.70304,22.14587],[-98.70676,22.14387],[-98.70984,22.14217],[-98.71329,22.14029],[-98.71627,22.13868],[-98.71923,22.13705],[-98.7224,22.13532],[-98.7256,22.13359],[-98.72859,22.13195],[-98.7315,22.13039],[-98.73446,22.12876],[-98.73741,22.12717],[-98.7406,22.12542],[-98.74388,22.1236],[-98.74723,22.1218],[-98.7502,22.12016],[-98.75315,22.11857],[-98.75615,22.11694],[-98.75917,22.11529],[-98.76191,22.11379],[-98.76492,22.11214],[-98.76797,22.11049],[-98.7709,22.10888],[-98.77398,22.1072],[-98.77691,22.10559],[-98.77994,22.10394],[-98.78302,22.10228],[-98.78599,22.10065],[-98.78893,22.09902],[-98.79196,22.09737],[-98.79521,22.0956],[-98.79811,22.09402],[-98.80085,22.09253],[-98.80435,22.09059],[-98.80774,22.08876],[-98.81097,22.08697],[-98.81429,22.08516],[-98.81743,22.08345],[-98.82028,22.08188],[-98.82304,22.08038],[-98.82606,22.07872],[-98.82914,22.07705],[-98.83214,22.0754],[-98.83536,22.07364],[-98.83894,22.0717],[-98.84224,22.06991],[-98.84549,22.06811],[-98.84862,22.0664],[-98.85503,22.06297],[-98.85576,22.06029],[-98.84874,22.04921],[-98.8469,22.04626]]}}
Línea 115.0 kV | LineString | 115.0 kV | 1 |  |  | CFE |  |  |  |  | OpenStreetMap | {"type":"Feature","properties":{},"geometry":{"type":"LineString","coordinates":[[-98.99354,21.98975],[-98.99015,21.99107],[-98.9872,21.99225],[-98.98176,21.99442],[-98.97838,21.99577],[-98.95842,22.00376],[-98.95643,22.00444],[-98.95729,21.99374],[-98.95831,21.99136],[-98.95905,21.98952]]}}
Línea 115.0 kV | LineString | 115.0 kV | 1 |  |  | CFE |  |  |  |  | OpenStreetMap | {"type":"Feature","properties":{},"geometry":{"type":"LineString","coordinates":[[-98.49019,22.20491],[-98.492,22.20454],[-98.49571,22.20379],[-98.49941,22.20303],[-98.5031,22.20227],[-98.50679,22.20152],[-98.51043,22.20077],[-98.51403,22.20004],[-98.5179,22.19924],[-98.52135,22.19853],[-98.52503,22.19778],[-98.52886,22.197],[-98.53247,22.19626],[-98.5359,22.19555],[-98.5395,22.19481],[-98.54293,22.19411],[-98.54646,22.19338],[-98.55009,22.19265],[-98.5537,22.19191],[-98.5576,22.19111],[-98.56127,22.1903],[-98.5679,22.18894],[-98.57158,22.18817],[-98.57517,22.18744],[-98.57867,22.18673],[-98.58239,22.18597],[-98.58589,22.18524],[-98.58941,22.18453],[-98.59318,22.18374],[-98.59688,22.183],[-98.60057,22.18225],[-98.60416,22.18152],[-98.60801,22.18072],[-98.61201,22.17992],[-98.61578,22.17913],[-98.61939,22.1784],[-98.6229,22.17769],[-98.62629,22.17699],[-98.62999,22.17623],[-98.63164,22.17591],[-98.63331,22.17555],[-98.63653,22.17489],[-98.63965,22.17426],[-98.64298,22.17357],[-98.64622,22.17291],[-98.64938,22.17226],[-98.65243,22.17051],[-98.65566,22.16864],[-98.65899,22.16674],[-98.66214,22.16491],[-98.66547,22.16298],[-98.66877,22.1611],[-98.67199,22.15924],[-98.6753,22.15734],[-98.67843,22.15553],[-98.68165,22.15368],[-98.68485,22.15182],[-98.6884,22.14979],[-98.6921,22.14763],[-98.6955,22.14568],[-98.69894,22.14369],[-98.70203,22.14192],[-98.7043,22.13955],[-98.70676,22.13696],[-98.7092,22.13439],[-98.71165,22.13184],[-98.71427,22.12908],[-98.71686,22.12636],[-98.71934,22.1238],[-98.7216,22.12144],[-98.72397,22.11895],[-98.72648,22.11629],[-98.72888,22.11381],[-98.73125,22.1113],[-98.73389,22.10852],[-98.7363,22.106],[-98.73824,22.10397],[-98.74037,22.10175],[-98.74288,22.09911],[-98.74563,22.0962],[-98.74821,22.0935],[-98.75067,22.09093],[-98.75308,22.08842],[-98.75565,22.0857],[-98.75824,22.08299],[-98.76138,22.08155],[-98.76474,22.07998],[-98.76812,22.07841],[-98.77135,22.07695],[-98.77473,22.07537],[-98.77769,22.07402],[-98.78079,22.07258],[-98.78412,22.07105],[-98.7875,22.06947],[-98.79113,22.06781],[-98.79509,22.06596],[-98.7988,22.06424],[-98.80221,22.06269],[-98.80499,22.0614],[-98.80832,22.05989],[-98.81178,22.05827],[-98.81491,22.05682],[-98.81799,22.05535],[-98.82128,22.05384],[-98.82741,22.05098],[-98.83077,22.04945],[-98.83424,22.04783],[-98.8378,22.04621],[-98.84154,22.04447],[-98.84532,22.0427]]}}
Línea 115.0 kV | LineString | 115.0 kV | 2 |  |  | CFE |  |  |  |  | OpenStreetMap | {"type":"Feature","properties":{},"geometry":{"type":"LineString","coordinates":[[-98.84658,22.0458],[-98.84876,22.04443],[-98.85219,22.04333],[-98.85852,22.04137],[-98.85952,22.04154],[-98.86168,22.04051],[-98.86285,22.04059],[-98.86621,22.04129],[-98.86697,22.04086],[-98.86996,22.03957],[-98.87331,22.03822],[-98.87616,22.03934],[-98.88013,22.0357],[-98.88407,22.03415],[-98.88557,22.03355],[-98.8908,22.0315],[-98.89401,22.03023],[-98.89771,22.02878],[-98.90164,22.02721],[-98.90569,22.02563],[-98.9085,22.02451],[-98.91102,22.02351],[-98.91596,22.02156],[-98.9219,22.0192],[-98.92663,22.01733],[-98.92983,22.01607],[-98.93346,22.01463],[-98.93649,22.01345],[-98.94087,22.0117],[-98.94439,22.01031],[-98.94799,22.00887],[-98.95037,22.00792],[-98.9531,22.00686],[-98.95617,22.0085],[-98.95848,22.00975],[-98.96025,22.0107],[-98.96389,22.01064],[-98.96832,22.01058],[-98.9707,22.01053],[-98.97243,22.00995],[-98.97427,22.00935],[-98.97612,22.00942],[-98.9824,22.00713],[-98.98495,22.00623],[-98.98642,22.00652],[-98.98783,22.00684],[-98.98883,22.00702],[-98.98931,22.00698],[-98.9917,22.00705],[-98.99304,22.00705],[-98.99425,22.00705],[-98.99562,22.00711],[-98.99682,22.00708],[-98.99749,22.00708],[-98.99805,22.00711],[-98.99862,22.00744]]}}
Línea 115.0 kV | LineString | 115.0 kV | 1 |  |  | CFE |  |  |  |  | OpenStreetMap | {"type":"Feature","properties":{},"geometry":{"type":"LineString","coordinates":[[-98.84645,22.04561],[-98.84984,22.04355],[-98.85772,22.04108],[-98.86143,22.03992],[-98.86385,22.03916],[-98.86734,22.03809],[-98.86968,22.03905],[-98.87268,22.03794],[-98.87999,22.03526],[-98.88437,22.03352],[-98.95558,22.00535],[-98.98439,21.99387],[-98.98745,21.9926],[-98.991,21.9912],[-98.99377,21.99009],[-98.99438,21.9885],[-98.99581,21.98484],[-98.99738,21.98181]]}}
Línea 115.0 kV | LineString | 115.0 kV |  |  |  | CFE |  |  |  |  | OpenStreetMap | {"type":"Feature","properties":{},"geometry":{"type":"LineString","coordinates":[[-97.90552,22.48798],[-97.90483,22.48798],[-97.90409,22.48799],[-97.90409,22.48708],[-97.90409,22.48454],[-97.90406,22.48311],[-97.90409,22.48186],[-97.90408,22.47935],[-97.90409,22.47726],[-97.90409,22.47515],[-97.90356,22.47282],[-97.90298,22.47037],[-97.9024,22.46792],[-97.90181,22.46545],[-97.90124,22.46299],[-97.90063,22.46055],[-97.89948,22.45564],[-97.89886,22.45306],[-97.89824,22.45046],[-97.89768,22.44808],[-97.89714,22.44594],[-97.89652,22.44322],[-97.89605,22.44127],[-97.89554,22.43896],[-97.89462,22.43733],[-97.89375,22.43595],[-97.89249,22.43392],[-97.88571,22.42296],[-97.88513,22.42141],[-97.88505,22.41972],[-97.88552,22.41834],[-97.88591,22.41704],[-97.88631,22.41588],[-97.88672,22.41464],[-97.88687,22.4131],[-97.88744,22.41146],[-97.88826,22.40899],[-97.89034,22.40709],[-97.89277,22.40539],[-97.89376,22.4051],[-97.89423,22.40508],[-97.89576,22.40501],[-97.89616,22.40517],[-97.89657,22.40499],[-97.89708,22.40496],[-97.89987,22.40483],[-97.90127,22.40478],[-97.90267,22.40472],[-97.90408,22.40466],[-97.90547,22.4046],[-97.90624,22.40458],[-97.9061,22.40371],[-97.90594,22.40259],[-97.90591,22.40232],[-97.90563,22.40039],[-97.9055,22.39951],[-97.90549,22.39942],[-97.90537,22.39863],[-97.90525,22.39781],[-97.90502,22.39625],[-97.90478,22.39574],[-97.90399,22.39489],[-97.90269,22.39353],[-97.89883,22.38944],[-97.89758,22.38812],[-97.89612,22.38654]]}}
Línea 115.0 kV | LineString | 115.0 kV |  |  |  | CFE |  |  |  |  | OpenStreetMap | {"type":"Feature","properties":{},"geometry":{"type":"LineString","coordinates":[[-97.90556,22.4905],[-97.90483,22.49048],[-97.90483,22.48964],[-97.90481,22.48861],[-97.90481,22.48805]]}}
Línea 115.0 kV | LineString | 115.0 kV | 2 |  |  | CFE |  |  |  |  | OpenStreetMap | {"type":"Feature","properties":{},"geometry":{"type":"LineString","coordinates":[[-97.90694,22.496],[-97.90692,22.49684],[-97.90692,22.49775],[-97.90691,22.49854],[-97.9069,22.49938],[-97.90687,22.50022],[-97.90687,22.50107],[-97.90687,22.50192],[-97.90688,22.50277],[-97.90686,22.50361],[-97.90685,22.50446],[-97.90686,22.50512],[-97.906,22.50512],[-97.90517,22.50512],[-97.90433,22.50511],[-97.90343,22.50513],[-97.90343,22.50435],[-97.90342,22.50342],[-97.90254,22.50343],[-97.90154,22.50342],[-97.90055,22.50342],[-97.89953,22.50342],[-97.89851,22.5034],[-97.8975,22.50339],[-97.8965,22.50339],[-97.89552,22.5034],[-97.89462,22.50341],[-97.89434,22.50387],[-97.89442,22.5044],[-97.89452,22.50504],[-97.89365,22.50516],[-97.89276,22.50527],[-97.89186,22.5054],[-97.89116,22.5055],[-97.88314,22.50657],[-97.88232,22.50668],[-97.8814,22.5068],[-97.88048,22.50692],[-97.87955,22.50704],[-97.87863,22.50715]]}}
Línea 115.0 kV | LineString | 115.0 kV | 2 |  |  | CFE |  |  |  |  | OpenStreetMap | {"type":"Feature","properties":{},"geometry":{"type":"LineString","coordinates":[[-96.35133,18.21741],[-96.35094,18.21702],[-96.35044,18.21737],[-96.3499,18.21775],[-96.34921,18.2183],[-96.34869,18.21869],[-96.34808,18.21909],[-96.34744,18.21955],[-96.34533,18.22106],[-96.34367,18.22224]]}}
Línea 115.0 kV | LineString | 115.0 kV | 2 |  |  | CFE |  |  |  |  | OpenStreetMap | {"type":"Feature","properties":{},"geometry":{"type":"LineString","coordinates":[[-97.90621,22.40141],[-97.9063,22.40201],[-97.90641,22.40289],[-97.90656,22.40379],[-97.90667,22.40457],[-97.90691,22.406],[-97.90781,22.41225],[-97.90917,22.4148],[-97.91165,22.41621],[-97.91408,22.41763],[-97.91704,22.41929],[-97.91995,22.42092],[-97.92289,22.42259],[-97.92579,22.42425],[-97.92871,22.42588],[-97.93406,22.4289],[-97.93742,22.43076],[-97.94307,22.43394],[-97.94578,22.43549],[-97.94874,22.43712],[-97.95159,22.43876],[-97.9537,22.43997],[-97.95615,22.44058],[-97.95775,22.44095],[-97.96154,22.44185],[-97.9632,22.44184],[-97.96646,22.44176],[-97.9672,22.44175]]}}
Línea 115.0 kV | LineString | 115.0 kV | 2 |  |  | CFE |  |  |  |  | OpenStreetMap | {"type":"Feature","properties":{},"geometry":{"type":"LineString","coordinates":[[-97.90581,22.40052],[-97.90658,22.40567],[-97.90782,22.41442],[-97.91081,22.41613],[-97.91394,22.41791],[-97.91705,22.41965],[-97.92023,22.42139],[-97.92951,22.42667],[-97.93291,22.42859],[-97.93616,22.43042],[-97.94246,22.43399],[-97.94583,22.43585],[-97.949,22.4376],[-97.95244,22.43952],[-97.95486,22.44086],[-97.95728,22.4422],[-97.95954,22.44217],[-97.96243,22.44212],[-97.96634,22.44204]]}}
Línea 115.0 kV | LineString | 115.0 kV | 2 |  |  | CFE |  |  |  |  | OpenStreetMap | {"type":"Feature","properties":{},"geometry":{"type":"LineString","coordinates":[[-97.9561,22.45753],[-97.95756,22.44887],[-97.96592,22.45024],[-97.96636,22.44727],[-97.96596,22.44612],[-97.96612,22.44537],[-97.96667,22.44475],[-97.96681,22.44439],[-97.96707,22.44253],[-97.96719,22.44184]]}}
Línea 115.0 kV | LineString | 115.0 kV | 2 |  |  | CFE |  |  |  |  | OpenStreetMap | {"type":"Feature","properties":{},"geometry":{"type":"LineString","coordinates":[[-110.30932,24.22178],[-110.3091,24.22174],[-110.30789,24.22292],[-110.30835,24.22302]]}}
Línea 115.0 kV | LineString | 115.0 kV | 1 |  |  | CFE |  |  |  |  | OpenStreetMap | {"type":"Feature","properties":{},"geometry":{"type":"LineString","coordinates":[[-101.34016,23.34312],[-101.33705,23.34371],[-101.33369,23.34432],[-101.32475,23.34608],[-101.32149,23.34909],[-101.32216,23.38582]]}}
Línea 115.0 kV | LineString | 115.0 kV |  |  |  | CFE |  |  |  |  | OpenStreetMap | {"type":"Feature","properties":{},"geometry":{"type":"LineString","coordinates":[[-87.99605,21.45988],[-87.99619,21.459],[-87.99662,21.45639],[-87.99799,21.44827],[-87.99903,21.44165],[-87.99955,21.43856],[-87.9944,21.41442],[-87.98487,21.40222],[-87.9845,21.38508],[-87.98742,21.35665],[-87.98796,21.35133],[-87.98841,21.347],[-87.98984,21.31661],[-87.99017,21.3134],[-87.99025,21.30768],[-87.99055,21.30121],[-87.99449,21.28602],[-87.99964,21.2808],[-88.00874,21.26369],[-88.01779,21.25427],[-88.02849,21.24627],[-88.02898,21.24227],[-88.03632,21.23256],[-88.04114,21.22348],[-88.04133,21.21624],[-88.03502,21.20658],[-88.04052,21.19839],[-88.07265,21.18575],[-88.07963,21.17849],[-88.08338,21.16977],[-88.08798,21.16724],[-88.10027,21.15636],[-88.10082,21.15415],[-88.10165,21.15106],[-88.10261,21.14852],[-88.10351,21.14619],[-88.11161,21.14218],[-88.11208,21.13763],[-88.11344,21.13467],[-88.11704,21.1267],[-88.12106,21.12571],[-88.12885,21.12726],[-88.13916,21.12311],[-88.14894,21.12307],[-88.15152,21.1234]]}}
Línea 115.0 kV | LineString | 115.0 kV |  |  |  | CFE |  |  |  |  | OpenStreetMap | {"type":"Feature","properties":{},"geometry":{"type":"LineString","coordinates":[[-89.65124,21.23644],[-89.65177,21.23644]]}}
Línea 115.0 kV | LineString | 115.0 kV |  |  |  | CFE |  |  |  |  | OpenStreetMap | {"type":"Feature","properties":{},"geometry":{"type":"LineString","coordinates":[[-89.65487,21.21867],[-89.65435,21.21874],[-89.65243,21.2189],[-89.65031,21.21913],[-89.64946,21.22029],[-89.64981,21.22338],[-89.65014,21.22645],[-89.65048,21.2295],[-89.65082,21.23263],[-89.65117,21.23582],[-89.65124,21.23644]]}}
Línea 115.0 kV | LineString | 115.0 kV |  |  |  | CFE |  |  |  |  | OpenStreetMap | {"type":"Feature","properties":{},"geometry":{"type":"LineString","coordinates":[[-106.45303,30.18102],[-106.45236,30.1813],[-106.45175,30.18158]]}}
Línea 115.0 kV | LineString | 115.0 kV |  |  |  | CFE |  |  |  |  | OpenStreetMap | {"type":"Feature","properties":{},"geometry":{"type":"LineString","coordinates":[[-106.45421,30.1802],[-106.45351,30.18051],[-106.45286,30.18075]]}}
Línea 115.0 kV | LineString | 115.0 kV |  |  |  | CFE |  |  |  |  | OpenStreetMap | {"type":"Feature","properties":{},"geometry":{"type":"LineString","coordinates":[[-106.45623,30.17855],[-106.45645,30.17895],[-106.4575,30.18014]]}}
Línea 115.0 kV | LineString | 115.0 kV | 4 |  |  | CFE |  |  |  |  | OpenStreetMap | {"type":"Feature","properties":{},"geometry":{"type":"LineString","coordinates":[[-106.46995,30.18069],[-106.46759,30.17788],[-106.46703,30.17801],[-106.4635,30.1787],[-106.45939,30.17952],[-106.45835,30.17859],[-106.45797,30.17791]]}}
Línea 115.0 kV | LineString | 115.0 kV | 2 |  |  | CFE |  |  |  |  | OpenStreetMap | {"type":"Feature","properties":{},"geometry":{"type":"LineString","coordinates":[[-100.44692,25.78189],[-100.44722,25.78177],[-100.4476,25.78264],[-100.44671,25.78296],[-100.44588,25.78327],[-100.4473,25.78659],[-100.44778,25.78768],[-100.45505,25.78873],[-100.4546,25.79137]]}}
Línea 115.0 kV | LineString | 115.0 kV |  |  |  | CFE |  |  |  |  | OpenStreetMap | {"type":"Feature","properties":{},"geometry":{"type":"LineString","coordinates":[[-99.52016,20.77771],[-99.51997,20.77838],[-99.51886,20.77821],[-99.51737,20.77806],[-99.51318,20.77761],[-99.50823,20.77546],[-99.50532,20.77427],[-99.50488,20.77365]]}}
Línea 115.0 kV | LineString | 115.0 kV | 1 |  |  | CFE |  |  |  |  | OpenStreetMap | {"type":"Feature","properties":{},"geometry":{"type":"LineString","coordinates":[[-97.45629,19.69866],[-97.45583,19.69859],[-97.45582,19.69831]]}}
Línea 115.0 kV | LineString | 115.0 kV | 1 |  |  | CFE |  |  |  |  | OpenStreetMap | {"type":"Feature","properties":{},"geometry":{"type":"LineString","coordinates":[[-97.45631,19.69839],[-97.45582,19.69831]]}}
Línea 115.0 kV | LineString | 115.0 kV | 1 |  |  | CFE |  |  |  |  | OpenStreetMap | {"type":"Feature","properties":{},"geometry":{"type":"LineString","coordinates":[[-98.96439,22.7279],[-98.96588,22.72494],[-98.9683,22.72012],[-98.96911,22.71853],[-98.96989,22.7169],[-98.9702,22.71625],[-98.96915,22.71243],[-98.96809,22.70886],[-98.9671,22.70536],[-98.96609,22.70202],[-98.96502,22.6984],[-98.96409,22.6951],[-98.96315,22.69189],[-98.96133,22.68561],[-98.96016,22.68245],[-98.95916,22.67897],[-98.95823,22.6757],[-98.95633,22.66888],[-98.95539,22.66572],[-98.9544,22.6624],[-98.95262,22.65602],[-98.95,22.64696],[-98.94904,22.6435],[-98.94804,22.64011],[-98.94712,22.63693],[-98.94615,22.63357],[-98.94506,22.62979],[-98.94426,22.62719],[-98.94339,22.62393],[-98.94249,22.62083],[-98.94149,22.61734],[-98.94055,22.6141],[-98.9396,22.61091],[-98.93859,22.60754],[-98.93762,22.60402],[-98.93679,22.60104],[-98.92957,22.57616],[-98.92857,22.57073],[-98.92721,22.56354],[-98.9234,22.5587],[-98.92111,22.55579],[-98.91895,22.55563],[-98.91471,22.55533],[-98.91048,22.55502],[-98.90839,22.55487],[-98.90717,22.55492],[-98.90615,22.55462],[-98.9054,22.55397],[-98.90403,22.55272],[-98.9026,22.55148],[-98.90103,22.55009],[-98.8995,22.54871],[-98.89803,22.5474],[-98.8965,22.54604],[-98.89501,22.54471],[-98.89349,22.54388],[-98.89183,22.543],[-98.88686,22.54036],[-98.8852,22.53942],[-98.88354,22.53858],[-98.88249,22.53727],[-98.87664,22.52971],[-98.8755,22.52821],[-98.87366,22.52755],[-98.87187,22.52684],[-98.87037,22.52629],[-98.86901,22.52578],[-98.86736,22.52514],[-98.86574,22.52453],[-98.86414,22.52394],[-98.86243,22.5233],[-98.86075,22.52267],[-98.85915,22.52206],[-98.85753,22.52146],[-98.85589,22.52086],[-98.85423,22.52022],[-98.85089,22.51898],[-98.84918,22.51832],[-98.84747,22.51771],[-98.84572,22.51707],[-98.84418,22.51648],[-98.84249,22.51586],[-98.84082,22.51524],[-98.83916,22.51461],[-98.83411,22.51274],[-98.83249,22.51212],[-98.83088,22.51152],[-98.82922,22.51093],[-98.82755,22.51028],[-98.82568,22.5096],[-98.82332,22.50953],[-98.82106,22.50947],[-98.81926,22.50942],[-98.81764,22.50938],[-98.81571,22.50934],[-98.81378,22.50928],[-98.81032,22.50922],[-98.80858,22.50913],[-98.80676,22.50909],[-98.80491,22.50905],[-98.80313,22.509],[-98.79792,22.50887],[-98.7962,22.50883],[-98.7945,22.50878],[-98.79279,22.50871],[-98.79112,22.5087],[-98.78515,22.50854],[-98.78332,22.50849],[-98.78162,22.50844],[-98.77986,22.5084],[-98.77803,22.50835],[-98.77633,22.50832],[-98.77457,22.50826],[-98.7643,22.50799],[-98.76255,22.50794],[-98.76081,22.5079],[-98.75904,22.50787],[-98.75209,22.50767],[-98.7467,22.50753],[-98.7449,22.50749],[-98.74316,22.50746],[-98.74143,22.50741],[-98.73989,22.50737],[-98.73812,22.50732],[-98.73635,22.50729],[-98.73413,22.50722],[-98.73236,22.50718],[-98.73044,22.50713],[-98.7286,22.50708],[-98.7267,22.50704],[-98.72533,22.50701],[-98.72346,22.50669],[-98.72165,22.50638],[-98.71994,22.50608],[-98.71825,22.50579],[-98.71654,22.5055],[-98.71482,22.5052],[-98.71313,22.50494],[-98.71126,22.5046],[-98.70923,22.50425],[-98.70738,22.50393],[-98.70676,22.50384],[-98.70563,22.50365],[-98.70394,22.50338],[-98.70209,22.50308],[-98.70028,22.50283],[-98.69852,22.50252],[-98.69679,22.50224],[-98.69506,22.50197],[-98.69334,22.5017],[-98.69153,22.5014],[-98.68979,22.50112],[-98.68805,22.50083],[-98.68633,22.50058],[-98.68459,22.5003],[-98.68286,22.50004],[-98.68112,22.49977],[-98.67959,22.49948],[-98.67808,22.49926],[-98.67659,22.49902],[-98.6751,22.49877],[-98.67403,22.49729],[-98.67305,22.49593],[-98.67205,22.49457],[-98.67105,22.49319],[-98.67004,22.49178],[-98.669,22.49047],[-98.66792,22.489],[-98.6659,22.48621],[-98.66059,22.47889],[-98.65941,22.47725],[-98.65713,22.47413],[-98.6547,22.47077],[-98.65355,22.46918],[-98.65249,22.46758],[-98.65132,22.46599],[-98.65014,22.46435],[-98.649,22.46276],[-98.64787,22.46122],[-98.64681,22.45967],[-98.64567,22.4582],[-98.64452,22.45664],[-98.64344,22.45497],[-98.64227,22.4535],[-98.64109,22.4519],[-98.6399,22.45025],[-98.639,22.44899],[-98.63788,22.44743],[-98.63667,22.44581],[-98.63554,22.44424],[-98.63433,22.44258],[-98.63309,22.44091],[-98.63207,22.43947],[-98.63091,22.43787],[-98.6297,22.43624],[-98.62851,22.43458],[-98.62733,22.43297],[-98.62612,22.43133],[-98.62497,22.42974],[-98.62381,22.42816],[-98.62265,22.42657],[-98.62147,22.42496],[-98.62036,22.42339],[-98.61916,22.42182],[-98.61771,22.42051],[-98.61632,22.41926],[-98.61481,22.4179],[-98.61331,22.41657],[-98.61026,22.41389],[-98.60878,22.41255],[-98.60732,22.41124],[-98.60582,22.40989],[-98.60431,22.40857],[-98.6028,22.40722],[-98.59979,22.40452],[-98.59829,22.40318],[-98.59515,22.40037],[-98.59211,22.39763],[-98.58902,22.39489],[-98.58749,22.39352],[-98.58605,22.39223],[-98.58466,22.39097],[-98.58326,22.38972],[-98.58185,22.38846],[-98.58051,22.38726],[-98.57909,22.386],[-98.57771,22.38474],[-98.57616,22.38336],[-98.57461,22.38195],[-98.56693,22.37504],[-98.5638,22.37223],[-98.56226,22.37084],[-98.56075,22.3695],[-98.55764,22.36666],[-98.5561,22.36529],[-98.55458,22.36391],[-98.55303,22.36254],[-98.5515,22.36115],[-98.54998,22.35979],[-98.54846,22.35841],[-98.54692,22.35704],[-98.54531,22.35554],[-98.54324,22.35533],[-98.54112,22.35505],[-98.5391,22.35477],[-98.53702,22.3545],[-98.53499,22.35422],[-98.53094,22.35369],[-98.52717,22.35288],[-98.52529,22.35229],[-98.52344,22.35174],[-98.52157,22.35116],[-98.51959,22.35056],[-98.51742,22.34989],[-98.51628,22.34958]]}}
Línea 115.0 kV | LineString | 115.0 kV |  |  |  | CFE |  |  |  |  | OpenStreetMap | {"type":"Feature","properties":{},"geometry":{"type":"LineString","coordinates":[[-99.38129,22.58786],[-99.37945,22.58737],[-99.37565,22.58635],[-99.37193,22.58535],[-99.36816,22.58434],[-99.36573,22.58368],[-99.36455,22.58133],[-99.35844,22.56933],[-99.3569,22.5674],[-99.35562,22.56732],[-99.35255,22.56861],[-99.35035,22.5696],[-99.34071,22.57455],[-99.33855,22.57112],[-99.33665,22.56804],[-99.33473,22.56492],[-99.33306,22.56224],[-99.33051,22.55964],[-99.32788,22.55697],[-99.32546,22.55445],[-99.3229,22.55179],[-99.32017,22.54898],[-99.31715,22.54582],[-99.3143,22.54296],[-99.31147,22.54005],[-99.30902,22.53751],[-99.30607,22.53589],[-99.3021,22.53376],[-99.29823,22.53172],[-99.29418,22.52954],[-99.29102,22.52788],[-99.28778,22.52615],[-99.28618,22.52529],[-99.28391,22.52407],[-99.27777,22.52526],[-99.26212,22.52837],[-99.24728,22.53134],[-99.23115,22.53454],[-99.22705,22.53537],[-99.21865,22.53697],[-99.21415,22.5385],[-99.21032,22.53984],[-99.20652,22.54115],[-99.20272,22.54246],[-99.1988,22.54384],[-99.19515,22.54508],[-99.19014,22.5468],[-99.18659,22.54802],[-99.18119,22.54992],[-99.16993,22.55265],[-99.15796,22.55557],[-99.15367,22.55662],[-99.13111,22.55537],[-99.12183,22.55489],[-99.11827,22.55472],[-99.10954,22.55423],[-99.09642,22.55356],[-99.08796,22.55962],[-99.07847,22.5665],[-99.07664,22.569],[-99.07459,22.57181],[-99.07214,22.57522],[-99.06966,22.57859],[-99.06498,22.58509],[-99.05812,22.58942],[-99.05093,22.59401],[-99.03489,22.6042],[-99.02348,22.61139],[-99.02274,22.61282],[-99.01994,22.61828],[-99.01665,22.62465],[-99.01183,22.63411],[-99.00176,22.65378],[-98.99859,22.65997],[-98.9886,22.67999],[-98.98364,22.68993],[-98.97187,22.71349],[-98.97027,22.71661],[-98.96846,22.72016],[-98.96679,22.72356],[-98.96513,22.72679],[-98.96116,22.73476],[-98.96,22.7368],[-98.95958,22.7371]]}}
Línea 115.0 kV | LineString | 115.0 kV | 1 |  |  | CFE |  |  |  |  | OpenStreetMap | {"type":"Feature","properties":{},"geometry":{"type":"LineString","coordinates":[[-99.38213,22.58811],[-99.38393,22.5891],[-99.38583,22.59012],[-99.38982,22.59272],[-99.3936,22.5918],[-99.39913,22.59041],[-99.40185,22.58974],[-99.4045,22.58907],[-99.41254,22.58704],[-99.41827,22.58563],[-99.42742,22.58333],[-99.4353,22.58484],[-99.4383,22.58541],[-99.44146,22.58601],[-99.45099,22.58786],[-99.45926,22.58989],[-99.46226,22.59076],[-99.46708,22.59122],[-99.46885,22.59076],[-99.47219,22.5899],[-99.47901,22.58818],[-99.48312,22.58722],[-99.4859,22.58652],[-99.49104,22.58533],[-99.49831,22.58359],[-99.50166,22.58277],[-99.5042,22.58346],[-99.50697,22.58425],[-99.51104,22.59994],[-99.51228,22.60471],[-99.51578,22.60959],[-99.52072,22.61666],[-99.5234,22.62042],[-99.52562,22.62352],[-99.52937,22.62881],[-99.53124,22.63152],[-99.53364,22.63483],[-99.53782,22.64074],[-99.53942,22.64295],[-99.54164,22.64614],[-99.54365,22.64903],[-99.54565,22.65185],[-99.54732,22.6542],[-99.54893,22.65667],[-99.55129,22.65986],[-99.55408,22.66363],[-99.55549,22.66559],[-99.5587,22.67012],[-99.56326,22.67666],[-99.56607,22.68071],[-99.56843,22.68407],[-99.57081,22.69017],[-99.57373,22.69757],[-99.57528,22.7015],[-99.57819,22.70853],[-99.57925,22.7112],[-99.58233,22.71909],[-99.58382,22.7204],[-99.58901,22.72143],[-99.59748,22.72289],[-99.61157,22.7256],[-99.62045,22.72746],[-99.63209,22.72984],[-99.63839,22.73113],[-99.65048,22.73362],[-99.65459,22.73465],[-99.65985,22.74108],[-99.66715,22.75022],[-99.66944,22.75309],[-99.67276,22.75718],[-99.67614,22.76135],[-99.67727,22.76224],[-99.67746,22.76223]]}}
Línea 115.0 kV | LineString | 115.0 kV |  |  |  | CFE |  |  |  |  | OpenStreetMap | {"type":"Feature","properties":{},"geometry":{"type":"LineString","coordinates":[[-92.33875,16.77321],[-92.3374,16.77301],[-92.33738,16.77313]]}}
Línea 115.0 kV | LineString | 115.0 kV | 1 |  |  | CFE |  |  |  |  | OpenStreetMap | {"type":"Feature","properties":{},"geometry":{"type":"LineString","coordinates":[[-92.33875,16.77321],[-92.33762,16.77541],[-92.33593,16.77872],[-92.33316,16.78413],[-92.32949,16.79128],[-92.32877,16.79263],[-92.32628,16.79745],[-92.3254,16.79924],[-92.32256,16.80479],[-92.32208,16.80574],[-92.31878,16.81214],[-92.31773,16.81429],[-92.31591,16.81442],[-92.31015,16.81488],[-92.30707,16.81511],[-92.30518,16.81525],[-92.30227,16.81547],[-92.30031,16.81561],[-92.29601,16.81593],[-92.29109,16.81624],[-92.28717,16.81653],[-92.28316,16.81683],[-92.27966,16.81708],[-92.27723,16.81732],[-92.27392,16.81752],[-92.26999,16.8178],[-92.26857,16.81789],[-92.26623,16.81807],[-92.26238,16.81837],[-92.25991,16.81854],[-92.25762,16.81873],[-92.25579,16.81886],[-92.25137,16.81808],[-92.24756,16.81742],[-92.24556,16.81708],[-92.24011,16.81616],[-92.23478,16.81526],[-92.23312,16.81495],[-92.2302,16.81443],[-92.22683,16.81388],[-92.22321,16.81326],[-92.22052,16.8128],[-92.21595,16.81202],[-92.2114,16.81122],[-92.20715,16.81204],[-92.2032,16.81282],[-92.1969,16.81407],[-92.19389,16.81471],[-92.18978,16.81544],[-92.18539,16.8163],[-92.18036,16.81727],[-92.17611,16.81812],[-92.17346,16.81863],[-92.1679,16.81848],[-92.16501,16.81843],[-92.16097,16.8183],[-92.15765,16.81826],[-92.15284,16.81816],[-92.15022,16.8181],[-92.14752,16.81804],[-92.1446,16.81797],[-92.13983,16.81814],[-92.13534,16.81829],[-92.13316,16.8184],[-92.128,16.81851],[-92.12423,16.8185],[-92.11969,16.82355],[-92.11696,16.82669],[-92.11593,16.82787],[-92.11208,16.8323],[-92.11089,16.83586],[-92.10963,16.84014],[-92.109,16.84207],[-92.1075,16.84673],[-92.10715,16.84995],[-92.10635,16.85746],[-92.10586,16.86206],[-92.10545,16.86561],[-92.10508,16.86885],[-92.10488,16.87064],[-92.10365,16.88276],[-92.10302,16.88818],[-92.10276,16.89039],[-92.10255,16.8923],[-92.10236,16.89405],[-92.10051,16.89541],[-92.10041,16.89519]]}}
Línea 115.0 kV | LineString | 115.0 kV | 1 |  |  | CFE |  |  |  |  | OpenStreetMap | {"type":"Feature","properties":{},"geometry":{"type":"LineString","coordinates":[[-92.74978,16.40207],[-92.74788,16.4035],[-92.74681,16.40623],[-92.7457,16.40917],[-92.74519,16.41051],[-92.74359,16.41472],[-92.74261,16.41726],[-92.74174,16.4195],[-92.74049,16.42274],[-92.73908,16.42637],[-92.73804,16.42906],[-92.73689,16.432],[-92.73584,16.43472],[-92.73427,16.43885],[-92.73376,16.4401],[-92.73217,16.44422],[-92.73093,16.44742],[-92.72951,16.45112],[-92.72805,16.4549],[-92.72717,16.45719],[-92.72578,16.4608],[-92.72495,16.46292],[-92.72467,16.46584],[-92.72566,16.46986],[-92.72651,16.47329],[-92.72741,16.47696],[-92.72866,16.48204],[-92.73005,16.48767],[-92.73072,16.49036],[-92.73132,16.4928],[-92.73266,16.49813],[-92.73225,16.49983],[-92.73161,16.50246],[-92.73106,16.50473],[-92.73002,16.50909],[-92.72932,16.51201],[-92.72876,16.51435],[-92.72853,16.51531],[-92.72811,16.51707],[-92.72742,16.51993],[-92.72672,16.5228],[-92.72587,16.5263],[-92.72523,16.52896],[-92.72461,16.5315],[-92.72391,16.53447],[-92.72274,16.53938],[-92.72252,16.54031],[-92.72139,16.54502],[-92.72021,16.5502]]}}
Línea 115.0 kV | LineString | 115.0 kV | 1 |  |  | CFE |  |  |  |  | OpenStreetMap | {"type":"Feature","properties":{},"geometry":{"type":"LineString","coordinates":[[-92.92258,16.88045],[-92.92144,16.87902],[-92.91834,16.87533],[-92.91721,16.874],[-92.91426,16.87049],[-92.91349,16.86957],[-92.90817,16.86329],[-92.90621,16.86093],[-92.90478,16.85621],[-92.90422,16.85439],[-92.90381,16.85301],[-92.9032,16.85099],[-92.90193,16.84673],[-92.90021,16.84105],[-92.89863,16.83582],[-92.8975,16.83206],[-92.89696,16.83029],[-92.89621,16.82785],[-92.89557,16.82573],[-92.89491,16.82358],[-92.89427,16.82144],[-92.89356,16.81905],[-92.8929,16.81687],[-92.89185,16.81359],[-92.89046,16.80876],[-92.88988,16.80682],[-92.8893,16.80492],[-92.8886,16.80257],[-92.88802,16.80063],[-92.88697,16.79718],[-92.88432,16.79496],[-92.87979,16.79429],[-92.87623,16.79376],[-92.87495,16.79359],[-92.87169,16.7931],[-92.86791,16.79257],[-92.86512,16.79214],[-92.86312,16.79183],[-92.8603,16.79147],[-92.85765,16.79106],[-92.85472,16.7906],[-92.84687,16.79149],[-92.8433,16.79188],[-92.84031,16.79221],[-92.83833,16.79242],[-92.8372,16.79255],[-92.83403,16.79211],[-92.83082,16.79167],[-92.82615,16.79108],[-92.8247,16.79087],[-92.82176,16.79048],[-92.81839,16.79003],[-92.81731,16.78988],[-92.81427,16.78949],[-92.81271,16.78751],[-92.81055,16.78497],[-92.809,16.78425],[-92.80784,16.78369],[-92.80277,16.78128],[-92.80049,16.78023],[-92.79296,16.77668],[-92.78899,16.77478],[-92.78688,16.77376],[-92.78216,16.77162],[-92.77744,16.76937],[-92.77487,16.76816],[-92.77298,16.76725],[-92.77129,16.76646],[-92.7679,16.76457],[-92.76548,16.76324],[-92.76203,16.76133],[-92.75898,16.75963],[-92.75655,16.75829],[-92.75168,16.75559],[-92.74588,16.75236],[-92.74525,16.75201],[-92.74043,16.74932],[-92.73797,16.74791],[-92.73073,16.74393],[-92.73007,16.74351],[-92.72358,16.73889],[-92.72264,16.73824],[-92.71891,16.73556],[-92.71407,16.73207],[-92.71168,16.73043],[-92.70829,16.72801],[-92.70395,16.72492],[-92.70218,16.72366],[-92.70116,16.72294],[-92.69705,16.72002],[-92.69402,16.71991],[-92.6914,16.71981],[-92.68953,16.71973],[-92.6874,16.71965],[-92.68561,16.71957],[-92.68161,16.71941],[-92.6798,16.71935],[-92.67897,16.71931],[-92.67609,16.72107],[-92.67366,16.72259],[-92.67025,16.72193],[-92.66924,16.72174],[-92.66745,16.7214],[-92.66502,16.72095],[-92.65865,16.7191],[-92.65784,16.71822],[-92.65539,16.71747],[-92.65498,16.71736],[-92.65452,16.71822],[-92.65398,16.71927],[-92.65368,16.71994]]}}
Línea 115.0 kV | LineString | 115.0 kV | 1 |  |  | CFE |  |  |  |  | OpenStreetMap | {"type":"Feature","properties":{},"geometry":{"type":"LineString","coordinates":[[-92.65354,16.71981],[-92.65378,16.71911],[-92.6544,16.71792],[-92.65478,16.71724],[-92.65492,16.71618],[-92.65493,16.71557],[-92.65458,16.71489],[-92.65401,16.71462],[-92.65333,16.71433],[-92.6539,16.71325],[-92.65467,16.71262],[-92.65355,16.71041],[-92.64816,16.70737],[-92.64555,16.70587],[-92.64336,16.70462],[-92.64278,16.70447],[-92.64099,16.7039],[-92.63954,16.70345],[-92.63281,16.70135],[-92.63034,16.70131],[-92.62808,16.70129],[-92.62435,16.70128],[-92.62157,16.70122],[-92.62,16.70022],[-92.61693,16.69817],[-92.61355,16.69609],[-92.61218,16.69597],[-92.61073,16.69578],[-92.60887,16.69552],[-92.603,16.69475],[-92.60045,16.69441],[-92.59629,16.69389],[-92.59475,16.69368],[-92.59046,16.69307],[-92.58834,16.6928],[-92.58609,16.69259]]}}
Línea 115.0 kV | LineString | 115.0 kV |  |  |  | CFE |  |  |  |  | OpenStreetMap | {"type":"Feature","properties":{},"geometry":{"type":"LineString","coordinates":[[-92.77634,16.4012],[-92.77618,16.40153],[-92.77481,16.40209],[-92.77132,16.40176],[-92.76742,16.4014],[-92.76454,16.40113],[-92.76183,16.40087],[-92.75846,16.40055],[-92.75485,16.40022],[-92.75333,16.40007],[-92.74982,16.40205],[-92.74801,16.40307]]}}
Línea 115.0 kV | LineString | 115.0 kV | 1 |  |  | CFE |  |  |  |  | OpenStreetMap | {"type":"Feature","properties":{},"geometry":{"type":"LineString","coordinates":[[-92.74801,16.40307],[-92.74777,16.40295],[-92.74295,16.4004],[-92.7388,16.39822],[-92.73427,16.39586],[-92.73177,16.39449],[-92.72904,16.39304],[-92.72406,16.39041],[-92.72036,16.38845],[-92.71367,16.38491],[-92.71173,16.38388],[-92.70614,16.38089],[-92.70151,16.37843],[-92.69795,16.37653],[-92.69561,16.37528],[-92.69295,16.37389],[-92.68954,16.37205],[-92.6824,16.36829],[-92.68033,16.36718],[-92.67776,16.3658],[-92.67445,16.36406],[-92.67141,16.36239],[-92.66801,16.36064],[-92.6648,16.35891],[-92.66128,16.35707],[-92.65785,16.35524],[-92.65165,16.35195],[-92.6499,16.35104],[-92.64731,16.34968],[-92.64118,16.34634],[-92.6377,16.34452],[-92.63475,16.34297],[-92.63181,16.34141],[-92.62861,16.33971],[-92.62546,16.33805],[-92.62229,16.33638],[-92.61678,16.33352],[-92.61233,16.33112],[-92.60831,16.32896],[-92.60444,16.32693],[-92.60087,16.32501],[-92.59801,16.32501],[-92.59412,16.32495],[-92.59225,16.32499],[-92.5888,16.32492],[-92.58507,16.32488],[-92.58074,16.32481],[-92.57644,16.32476],[-92.57352,16.32474],[-92.57339,16.32474],[-92.56861,16.32469],[-92.56458,16.32464],[-92.56048,16.32461],[-92.55655,16.32458],[-92.55337,16.32454],[-92.54999,16.32451],[-92.54533,16.32445],[-92.54261,16.32444],[-92.53868,16.32439],[-92.53579,16.32438],[-92.53153,16.32393],[-92.52656,16.32341],[-92.52388,16.32313],[-92.5204,16.32276],[-92.51648,16.32235],[-92.51319,16.32201],[-92.50978,16.32167],[-92.5057,16.32122],[-92.50161,16.32079],[-92.4967,16.32031],[-92.49265,16.31985],[-92.48911,16.31949],[-92.48611,16.31922],[-92.48268,16.31886],[-92.47922,16.31854],[-92.47512,16.31806],[-92.47248,16.3178],[-92.46873,16.31738],[-92.46587,16.3171],[-92.45785,16.31628],[-92.45454,16.31593],[-92.44952,16.31534],[-92.44512,16.31491],[-92.4349,16.31387],[-92.42843,16.31331],[-92.42822,16.3137]]}}
Línea 115.0 kV | LineString | 115.0 kV | 1 |  |  | CFE |  |  |  |  | OpenStreetMap | {"type":"Feature","properties":{},"geometry":{"type":"LineString","coordinates":[[-92.13257,16.20491],[-92.13366,16.20424],[-92.13342,16.20382],[-92.13452,16.20319],[-92.13567,16.20252],[-92.1368,16.20187],[-92.1379,16.20123],[-92.13993,16.20005],[-92.14105,16.19941],[-92.14223,16.19875],[-92.14326,16.19813],[-92.1445,16.19746],[-92.14398,16.19652],[-92.14288,16.1946],[-92.1417,16.19254],[-92.14083,16.1913],[-92.14038,16.18817],[-92.13995,16.18485],[-92.13953,16.18164],[-92.13915,16.17871],[-92.13627,16.17737],[-92.1327,16.17571],[-92.13004,16.17447],[-92.12732,16.17321],[-92.12562,16.1708],[-92.12295,16.16727],[-92.12017,16.1635],[-92.11813,16.16073],[-92.11618,16.15814],[-92.11475,16.1562],[-92.11268,16.15348],[-92.11096,16.1511],[-92.10959,16.14931],[-92.10723,16.14845],[-92.10437,16.14741],[-92.10178,16.14647],[-92.09869,16.14538],[-92.0957,16.14426],[-92.09088,16.14258],[-92.08849,16.14184],[-92.08352,16.14045],[-92.08207,16.14003]]}}
Línea 115.0 kV | LineString | 115.0 kV |  |  |  | CFE |  |  |  |  | OpenStreetMap | {"type":"Feature","properties":{},"geometry":{"type":"LineString","coordinates":[[-92.08207,16.14003],[-92.0822,16.13974],[-92.08353,16.1374],[-92.08477,16.13512],[-92.08311,16.1315],[-92.07447,16.1204],[-92.06651,16.11009],[-92.06395,16.10683],[-92.05293,16.0817],[-92.0466,16.06804],[-92.03994,16.05385],[-92.03423,16.04045],[-92.03185,16.03481],[-92.03981,16.0116],[-92.04421,15.99879],[-92.0453,15.99564],[-92.05261,15.97414],[-92.06276,15.94448],[-92.0657,15.93584],[-92.06923,15.89804],[-92.07045,15.8845],[-92.07116,15.87599],[-92.07288,15.85799],[-92.07415,15.84501],[-92.0745,15.8413],[-92.07366,15.83744],[-92.07007,15.82111]]}}
Línea 115.0 kV | LineString | 115.0 kV |  |  |  | CFE |  |  |  |  | OpenStreetMap | {"type":"Feature","properties":{},"geometry":{"type":"LineString","coordinates":[[-92.08207,16.14003],[-92.08116,16.13976],[-92.07878,16.13906],[-92.07543,16.13811],[-92.0728,16.13735],[-92.07093,16.13681],[-92.06975,16.13723],[-92.06873,16.13732]]}}
Línea 115.0 kV | LineString | 115.0 kV | 1 |  |  | CFE |  |  |  |  | OpenStreetMap | {"type":"Feature","properties":{},"geometry":{"type":"LineString","coordinates":[[-92.42809,16.31369],[-92.42808,16.31285],[-92.42716,16.31166],[-92.42509,16.30877],[-92.4221,16.3072],[-92.41742,16.30466],[-92.41527,16.3035],[-92.41397,16.30249],[-92.41117,16.30032],[-92.40831,16.29804],[-92.40613,16.29632],[-92.40434,16.29489],[-92.40307,16.29389],[-92.40158,16.29272],[-92.39985,16.29138],[-92.3969,16.28902],[-92.39537,16.28783],[-92.39409,16.28688],[-92.39258,16.28562],[-92.39105,16.28443],[-92.38969,16.28335],[-92.38796,16.28198],[-92.38697,16.28124],[-92.38599,16.27985],[-92.38493,16.27842],[-92.38407,16.27728],[-92.38325,16.27616],[-92.38274,16.27547],[-92.38087,16.27293],[-92.38005,16.27184],[-92.37818,16.2693],[-92.37722,16.26796],[-92.37648,16.26695],[-92.37552,16.26574],[-92.37454,16.26439],[-92.37351,16.26298],[-92.37249,16.26158],[-92.37144,16.26021],[-92.37048,16.25883],[-92.3696,16.25758],[-92.36878,16.25649],[-92.36765,16.255],[-92.36667,16.25367],[-92.36576,16.25243],[-92.36507,16.25148],[-92.36379,16.24973],[-92.36247,16.24793],[-92.36088,16.24577],[-92.35986,16.24438],[-92.35894,16.24314],[-92.35791,16.24175],[-92.35698,16.24048],[-92.356,16.23916],[-92.35504,16.23784],[-92.35421,16.2367],[-92.35288,16.2357],[-92.35169,16.23482],[-92.35051,16.23393],[-92.34934,16.23304],[-92.34806,16.23206],[-92.34668,16.23102],[-92.34524,16.22993],[-92.34276,16.22804],[-92.33989,16.22589],[-92.3392,16.22537],[-92.33725,16.22389],[-92.33501,16.2222],[-92.33361,16.22114],[-92.33205,16.21996],[-92.33091,16.2191],[-92.32803,16.21693],[-92.32563,16.21512],[-92.32421,16.21403],[-92.32271,16.21292],[-92.32048,16.21124],[-92.31808,16.20942],[-92.31679,16.20844],[-92.3137,16.20611],[-92.31137,16.20429],[-92.30962,16.20294],[-92.30784,16.20157],[-92.30697,16.20088],[-92.30557,16.1998],[-92.30292,16.19776],[-92.30132,16.19653],[-92.29974,16.19532],[-92.2982,16.19413],[-92.29703,16.19323],[-92.2952,16.19183],[-92.29385,16.19137],[-92.29218,16.1908],[-92.29052,16.19023],[-92.28887,16.18966],[-92.28743,16.18917],[-92.28586,16.18863],[-92.28415,16.18805],[-92.28254,16.1875],[-92.28102,16.187],[-92.28014,16.18559],[-92.27939,16.1844],[-92.27832,16.18276],[-92.27771,16.18182],[-92.27678,16.18037],[-92.27579,16.17887],[-92.27489,16.17746],[-92.27398,16.17604],[-92.27318,16.1748],[-92.2716,16.1736],[-92.27006,16.17241],[-92.26871,16.17137],[-92.26726,16.17025],[-92.26492,16.16845],[-92.26375,16.16755],[-92.26214,16.16631],[-92.26074,16.16522],[-92.25953,16.16431],[-92.25801,16.16314],[-92.25658,16.16203],[-92.25505,16.16085],[-92.25349,16.15964],[-92.25147,16.1581],[-92.25008,16.15702],[-92.24862,16.1559],[-92.24734,16.15492],[-92.24605,16.15392],[-92.2446,16.15278],[-92.24231,16.15101],[-92.24088,16.1499],[-92.23978,16.14905],[-92.23854,16.1481],[-92.2373,16.14713],[-92.23428,16.14716],[-92.23024,16.1472],[-92.22617,16.14723],[-92.22297,16.14727],[-92.22007,16.14729],[-92.21387,16.14736],[-92.20803,16.14742],[-92.20627,16.14744],[-92.20453,16.14971],[-92.20097,16.15437],[-92.19767,16.15865],[-92.19611,16.16068],[-92.19209,16.16587],[-92.18837,16.1707],[-92.18559,16.17203],[-92.18184,16.17385],[-92.17822,16.17555],[-92.17517,16.1782],[-92.17073,16.18216],[-92.16795,16.18449],[-92.16562,16.1858],[-92.16263,16.18749],[-92.16024,16.18884],[-92.15844,16.18987],[-92.15443,16.19217],[-92.152,16.19356],[-92.14972,16.19484],[-92.14678,16.19653],[-92.14468,16.19771],[-92.14167,16.19941],[-92.13929,16.20156],[-92.13714,16.20349],[-92.13475,16.20568],[-92.13266,16.20514],[-92.13234,16.20496]]}}
Línea 115.0 kV | LineString | 115.0 kV | 1 |  |  | CFE |  |  |  |  | OpenStreetMap | {"type":"Feature","properties":{},"geometry":{"type":"LineString","coordinates":[[-103.30784,25.4329],[-103.30866,25.43291],[-103.30872,25.43349],[-103.30848,25.43477],[-103.30821,25.43624],[-103.30799,25.43749],[-103.30772,25.43894],[-103.30749,25.44028],[-103.30729,25.44141],[-103.30712,25.44242],[-103.30685,25.44381],[-103.30661,25.44486],[-103.30637,25.44624],[-103.30612,25.44765],[-103.30587,25.44903],[-103.30562,25.45023],[-103.30573,25.45072],[-103.30597,25.45109],[-103.30654,25.45134],[-103.30747,25.45149],[-103.30824,25.45187]]}}
Línea 115.0 kV | LineString | 115.0 kV | 2 |  |  | CFE |  |  |  |  | OpenStreetMap | {"type":"Feature","properties":{},"geometry":{"type":"LineString","coordinates":[[-99.27385,19.89282],[-99.27288,19.89274],[-99.27161,19.8939],[-99.27006,19.89601],[-99.26775,19.89873],[-99.26652,19.90177],[-99.26346,19.90391],[-99.26172,19.90592],[-99.26147,19.90605]]}}
Línea 115.0 kV | LineString | 115.0 kV | 1 |  |  | CFE |  |  |  |  | OpenStreetMap | {"type":"Feature","properties":{},"geometry":{"type":"LineString","coordinates":[[-99.24829,19.91437],[-99.24971,19.91438],[-99.251,19.91438],[-99.25229,19.91437],[-99.2536,19.91437],[-99.25488,19.91438],[-99.25618,19.9143],[-99.25726,19.91361],[-99.25775,19.91248],[-99.25802,19.91128],[-99.25827,19.91019],[-99.25846,19.90945],[-99.25864,19.90891],[-99.25981,19.9072],[-99.26069,19.9063],[-99.26115,19.90582],[-99.26147,19.90605]]}}
Línea 115.0 kV | LineString | 115.0 kV |  |  |  | CFE |  |  |  |  | OpenStreetMap | {"type":"Feature","properties":{},"geometry":{"type":"LineString","coordinates":[[-103.62194,25.70717],[-103.62201,25.70654],[-103.62206,25.70591],[-103.62212,25.7053],[-103.62244,25.70533],[-103.62246,25.70515]]}}
Línea 115.0 kV | LineString | 115.0 kV |  |  |  | CFE |  |  |  |  | OpenStreetMap | {"type":"Feature","properties":{},"geometry":{"type":"LineString","coordinates":[[-103.64316,25.70678],[-103.64312,25.70661]]}}
Línea 115.0 kV | LineString | 115.0 kV |  |  |  | CFE |  |  |  |  | OpenStreetMap | {"type":"Feature","properties":{},"geometry":{"type":"LineString","coordinates":[[-103.64223,25.70689],[-103.64316,25.70678]]}}
Línea 115.0 kV | LineString | 115.0 kV |  |  |  | CFE |  |  |  |  | OpenStreetMap | {"type":"Feature","properties":{},"geometry":{"type":"LineString","coordinates":[[-103.63869,25.70761],[-103.64223,25.70689]]}}
Línea 115.0 kV | LineString | 115.0 kV |  |  |  | CFE |  |  |  |  | OpenStreetMap | {"type":"Feature","properties":{},"geometry":{"type":"LineString","coordinates":[[-103.63748,25.70735],[-103.63869,25.70761]]}}
Línea 115.0 kV | LineString | 115.0 kV |  |  |  | CFE |  |  |  |  | OpenStreetMap | {"type":"Feature","properties":{},"geometry":{"type":"LineString","coordinates":[[-103.63391,25.70802],[-103.63748,25.70735]]}}
Línea 115.0 kV | LineString | 115.0 kV |  |  |  | CFE |  |  |  |  | OpenStreetMap | {"type":"Feature","properties":{},"geometry":{"type":"LineString","coordinates":[[-103.63161,25.70847],[-103.63391,25.70802]]}}
Línea 115.0 kV | LineString | 115.0 kV |  |  |  | CFE |  |  |  |  | OpenStreetMap | {"type":"Feature","properties":{},"geometry":{"type":"LineString","coordinates":[[-103.62898,25.70759],[-103.63161,25.70847]]}}
Línea 115.0 kV | LineString | 115.0 kV |  |  |  | CFE |  |  |  |  | OpenStreetMap | {"type":"Feature","properties":{},"geometry":{"type":"LineString","coordinates":[[-103.62619,25.70666],[-103.62898,25.70759]]}}
Línea 115.0 kV | LineString | 115.0 kV |  |  |  | CFE |  |  |  |  | OpenStreetMap | {"type":"Feature","properties":{},"geometry":{"type":"LineString","coordinates":[[-103.62418,25.70599],[-103.62619,25.70666]]}}
Línea 115.0 kV | LineString | 115.0 kV |  |  |  | CFE |  |  |  |  | OpenStreetMap | {"type":"Feature","properties":{},"geometry":{"type":"LineString","coordinates":[[-103.62271,25.70543],[-103.62418,25.70599]]}}
Línea 115.0 kV | LineString | 115.0 kV |  |  |  | CFE |  |  |  |  | OpenStreetMap | {"type":"Feature","properties":{},"geometry":{"type":"LineString","coordinates":[[-103.62252,25.70543],[-103.62271,25.70543]]}}
Línea 115.0 kV | LineString | 115.0 kV |  |  |  | CFE |  |  |  |  | OpenStreetMap | {"type":"Feature","properties":{},"geometry":{"type":"LineString","coordinates":[[-103.62255,25.70515],[-103.62252,25.70543]]}}
Línea 115.0 kV | LineString | 115.0 kV |  |  |  | CFE |  |  |  |  | OpenStreetMap | {"type":"Feature","properties":{},"geometry":{"type":"LineString","coordinates":[[-103.61526,25.72348],[-103.61518,25.72322],[-103.61474,25.72201],[-103.61433,25.72081],[-103.61542,25.71888],[-103.61653,25.717],[-103.61765,25.71517],[-103.61876,25.71327],[-103.61987,25.71141],[-103.62098,25.70954],[-103.6221,25.70767],[-103.62194,25.70717]]}}
Línea 115.0 kV | LineString | 115.0 kV |  |  |  | CFE |  |  |  |  | OpenStreetMap | {"type":"Feature","properties":{},"geometry":{"type":"LineString","coordinates":[[-103.56598,25.75919],[-103.56564,25.75834],[-103.56529,25.75747],[-103.5662,25.75708],[-103.5671,25.75669],[-103.56779,25.75637],[-103.5695,25.75563],[-103.57033,25.75524],[-103.56967,25.75367],[-103.56932,25.75282],[-103.569,25.75198],[-103.56868,25.75115],[-103.56835,25.75031],[-103.568,25.74946],[-103.56768,25.74863],[-103.56735,25.74779],[-103.567,25.74694],[-103.56669,25.7461],[-103.56634,25.74527],[-103.566,25.74442],[-103.56567,25.74358],[-103.56533,25.74273],[-103.56433,25.74022],[-103.56401,25.73939],[-103.56368,25.73855],[-103.56334,25.73771],[-103.563,25.73685],[-103.56267,25.73602],[-103.56233,25.73518],[-103.56198,25.73433],[-103.56165,25.7335],[-103.56131,25.73265],[-103.56098,25.73181],[-103.56065,25.73097],[-103.56031,25.73013],[-103.55998,25.72929],[-103.55965,25.72845],[-103.5593,25.72762],[-103.5589,25.72662],[-103.55835,25.72554],[-103.55805,25.72482],[-103.55764,25.72372],[-103.55733,25.72293],[-103.55728,25.72263],[-103.55845,25.72247],[-103.55961,25.72231],[-103.56122,25.72179],[-103.56219,25.72148],[-103.56319,25.72117],[-103.5645,25.72075],[-103.56615,25.72023],[-103.5678,25.71969],[-103.56943,25.71915],[-103.57106,25.71862],[-103.5727,25.71806],[-103.57434,25.71753],[-103.57599,25.71701],[-103.57746,25.71654],[-103.57909,25.716],[-103.58073,25.71547],[-103.58236,25.71493],[-103.58401,25.71441],[-103.58566,25.71388],[-103.5873,25.71335],[-103.58895,25.71282],[-103.59016,25.71242],[-103.59095,25.71237],[-103.59246,25.71223],[-103.59416,25.71191],[-103.59584,25.71149],[-103.5975,25.71114],[-103.59895,25.71083],[-103.5994,25.71249],[-103.5998,25.71407],[-103.60022,25.7157],[-103.60193,25.71536],[-103.60366,25.71501],[-103.60525,25.71415],[-103.6068,25.71331],[-103.60849,25.71262],[-103.61018,25.712],[-103.61184,25.71127],[-103.61352,25.71059],[-103.6152,25.7099],[-103.61688,25.70921],[-103.61857,25.70853],[-103.62025,25.70786],[-103.62194,25.70717]]}}
Línea 115.0 kV | LineString | 115.0 kV | 1 |  |  | CFE |  |  |  |  | OpenStreetMap | {"type":"Feature","properties":{},"geometry":{"type":"LineString","coordinates":[[-97.53257,18.88263],[-97.53372,18.8831]]}}
Línea 115.0 kV | LineString | 115.0 kV | 1 |  |  | CFE |  |  |  |  | OpenStreetMap | {"type":"Feature","properties":{},"geometry":{"type":"LineString","coordinates":[[-97.53151,18.88234],[-97.53257,18.88263]]}}
Línea 115.0 kV | LineString | 115.0 kV | 2 |  |  | CFE |  |  |  |  | OpenStreetMap | {"type":"Feature","properties":{},"geometry":{"type":"LineString","coordinates":[[-97.09596,18.83133],[-97.09796,18.83074],[-97.1008,18.82998],[-97.10297,18.82943],[-97.10528,18.82885],[-97.10745,18.82821],[-97.10972,18.82784],[-97.11185,18.82762],[-97.11393,18.82769],[-97.11647,18.82819],[-97.11874,18.82886],[-97.12096,18.8297],[-97.12298,18.83045],[-97.12504,18.83122],[-97.12708,18.83201],[-97.12922,18.83278],[-97.13126,18.83353],[-97.13329,18.83429],[-97.13559,18.83517],[-97.13799,18.8354],[-97.14002,18.83514],[-97.14237,18.83404],[-97.14461,18.83321],[-97.14699,18.83188],[-97.14867,18.8308],[-97.15066,18.82929],[-97.15207,18.82808],[-97.15295,18.82694],[-97.15627,18.82097],[-97.15729,18.81917],[-97.16065,18.81619],[-97.16245,18.81493],[-97.16438,18.81357],[-97.16632,18.81212],[-97.16699,18.81189],[-97.16922,18.81131],[-97.1715,18.81134],[-97.17374,18.81151],[-97.17604,18.81174],[-97.17823,18.81192],[-97.18096,18.81222],[-97.18295,18.8124],[-97.18573,18.81259],[-97.18797,18.81281],[-97.19013,18.81298],[-97.19258,18.81331],[-97.19487,18.81346],[-97.19691,18.8136],[-97.20163,18.81404],[-97.206,18.81441],[-97.20845,18.81463],[-97.21086,18.81484],[-97.21307,18.81505],[-97.21654,18.81534],[-97.21888,18.81554],[-97.22118,18.81578],[-97.22163,18.81509],[-97.22243,18.81514],[-97.22349,18.81525],[-97.22404,18.81531],[-97.22455,18.81539],[-97.22511,18.81547],[-97.22561,18.81554],[-97.22619,18.81564],[-97.22668,18.8157],[-97.2273,18.81578],[-97.22789,18.81588],[-97.23013,18.81634],[-97.2331,18.816],[-97.23696,18.81512],[-97.23937,18.81426],[-97.24091,18.81379],[-97.24494,18.8127],[-97.24749,18.81188],[-97.2492,18.81132],[-97.25077,18.81077],[-97.25307,18.80997],[-97.25703,18.80866],[-97.25848,18.80819],[-97.26197,18.80719],[-97.26483,18.80639],[-97.26665,18.80582],[-97.26847,18.80524],[-97.27053,18.8046],[-97.27286,18.80389],[-97.2751,18.80323],[-97.27728,18.80257],[-97.27949,18.80188],[-97.28168,18.80126],[-97.28394,18.80062],[-97.28621,18.80022],[-97.28853,18.8],[-97.29093,18.8],[-97.29327,18.80009],[-97.29802,18.80026],[-97.30041,18.80038],[-97.30293,18.80044],[-97.31446,18.80543],[-97.31536,18.80589],[-97.31669,18.80661],[-97.31834,18.80747],[-97.32004,18.80835],[-97.32151,18.80912],[-97.32317,18.80998],[-97.32485,18.81086],[-97.32618,18.81155],[-97.32824,18.81271],[-97.33151,18.81394],[-97.3352,18.8152],[-97.33627,18.81557],[-97.33829,18.81628],[-97.34026,18.81696],[-97.34249,18.81775],[-97.34459,18.81843],[-97.34664,18.8191],[-97.34934,18.82002],[-97.35197,18.82095],[-97.35381,18.82156],[-97.35642,18.82245],[-97.35863,18.82322],[-97.36095,18.82403],[-97.36256,18.8246],[-97.36528,18.82551],[-97.3674,18.82622],[-97.37006,18.82715],[-97.37143,18.82758],[-97.37406,18.8285],[-97.3757,18.82906],[-97.37842,18.82999],[-97.3813,18.83098],[-97.38668,18.83284],[-97.38897,18.83362],[-97.39564,18.83587],[-97.39783,18.83664],[-97.39866,18.83692],[-97.40085,18.83766],[-97.40306,18.83843],[-97.40387,18.83871],[-97.4042,18.8388],[-97.40521,18.8392],[-97.40739,18.83994],[-97.40957,18.84068],[-97.41179,18.84144],[-97.41392,18.84216],[-97.41615,18.84292],[-97.41833,18.84362],[-97.42053,18.8444],[-97.4227,18.84514],[-97.42489,18.84591],[-97.42706,18.84666],[-97.42932,18.84743],[-97.43143,18.84814],[-97.43366,18.84889],[-97.43581,18.84964],[-97.43774,18.85028],[-97.43998,18.85102],[-97.44222,18.85185],[-97.44437,18.85256],[-97.44654,18.85328],[-97.44867,18.85404],[-97.45092,18.8548],[-97.453,18.85555],[-97.45523,18.85627],[-97.45722,18.85696],[-97.45939,18.8577],[-97.46129,18.85836],[-97.46348,18.85911],[-97.46579,18.8599],[-97.46794,18.86064],[-97.47232,18.86214],[-97.47451,18.86288],[-97.47669,18.86359],[-97.47882,18.86434],[-97.48084,18.86507],[-97.48306,18.86583],[-97.48473,18.8664],[-97.48913,18.86786],[-97.49146,18.86869],[-97.49351,18.86939],[-97.49827,18.87101],[-97.50203,18.87224],[-97.50647,18.87377],[-97.50852,18.87448],[-97.51228,18.87578],[-97.51487,18.87665],[-97.51661,18.87724],[-97.52265,18.8793],[-97.52427,18.87987],[-97.52591,18.88043],[-97.52826,18.88123],[-97.53002,18.88183],[-97.53151,18.88234]]}}
Línea 115.0 kV | LineString | 115.0 kV | 1 |  |  | CFE |  |  |  |  | OpenStreetMap | {"type":"Feature","properties":{},"geometry":{"type":"LineString","coordinates":[[-97.53372,18.8831],[-97.53253,18.88274],[-97.53151,18.88234]]}}
Línea 115.0 kV | LineString | 115.0 kV | 1 |  |  | CFE |  |  |  |  | OpenStreetMap | {"type":"Feature","properties":{},"geometry":{"type":"LineString","coordinates":[[-96.14685,19.08395],[-96.14576,19.08335]]}}
Línea 115.0 kV | LineString | 115.0 kV | 1 |  |  | CFE |  |  |  |  | OpenStreetMap | {"type":"Feature","properties":{},"geometry":{"type":"LineString","coordinates":[[-96.15393,19.08406],[-96.15278,19.08349],[-96.14939,19.08323],[-96.14702,19.08305],[-96.14698,19.08326],[-96.14685,19.08395]]}}
Línea 115.0 kV | LineString | 115.0 kV | 2 |  |  | CFE |  |  |  |  | OpenStreetMap | {"type":"Feature","properties":{},"geometry":{"type":"LineString","coordinates":[[-96.15263,19.08532],[-96.14825,19.08537]]}}
Línea 115.0 kV | LineString | 115.0 kV | 2 |  |  | CFE |  |  |  |  | OpenStreetMap | {"type":"Feature","properties":{},"geometry":{"type":"LineString","coordinates":[[-97.06843,18.86172],[-97.06861,18.86141],[-97.06895,18.85748],[-97.06918,18.85454],[-97.06942,18.85151],[-97.07114,18.8506],[-97.0729,18.84961],[-97.07389,18.84767],[-97.07511,18.8453],[-97.07763,18.8423],[-97.0801,18.83974],[-97.08104,18.83855],[-97.08188,18.83748],[-97.08378,18.83502],[-97.08512,18.8349]]}}
Línea 115.0 kV | LineString | 115.0 kV | 2 |  |  | CFE |  |  |  |  | OpenStreetMap | {"type":"Feature","properties":{},"geometry":{"type":"LineString","coordinates":[[-97.04801,18.89026],[-97.04832,18.88992],[-97.05048,18.8881]]}}
Línea 115.0 kV | LineString | 115.0 kV | 2 |  |  | CFE |  |  |  |  | OpenStreetMap | {"type":"Feature","properties":{},"geometry":{"type":"LineString","coordinates":[[-97.05048,18.8881],[-97.0486,18.89004],[-97.04822,18.89043]]}}
Línea 115.0 kV | LineString | 115.0 kV | 1 |  |  | CFE |  |  |  |  | OpenStreetMap | {"type":"Feature","properties":{},"geometry":{"type":"LineString","coordinates":[[-96.90944,18.86075],[-96.91314,18.86066]]}}
Línea 115.0 kV | LineString | 115.0 kV | 1 |  |  | CFE |  |  |  |  | OpenStreetMap | {"type":"Feature","properties":{},"geometry":{"type":"LineString","coordinates":[[-96.91052,18.86075],[-96.91314,18.86066]]}}
Línea 115.0 kV | LineString | 115.0 kV | 1 |  |  | CFE |  |  |  |  | OpenStreetMap | {"type":"Feature","properties":{},"geometry":{"type":"LineString","coordinates":[[-96.90944,18.86075],[-96.91052,18.86075]]}}
Línea 115.0 kV | LineString | 115.0 kV | 1 |  |  | CFE |  |  |  |  | OpenStreetMap | {"type":"Feature","properties":{},"geometry":{"type":"LineString","coordinates":[[-96.95261,18.88395],[-96.95265,18.88415]]}}
Línea 115.0 kV | LineString | 115.0 kV | 1 |  |  | CFE |  |  |  |  | OpenStreetMap | {"type":"Feature","properties":{},"geometry":{"type":"LineString","coordinates":[[-96.95261,18.88395],[-96.9518,18.88452],[-96.95217,18.88508],[-96.95237,18.88497]]}}
Línea 115.0 kV | LineString | 115.0 kV | 2 |  |  | CFE |  |  |  |  | OpenStreetMap | {"type":"Feature","properties":{},"geometry":{"type":"LineString","coordinates":[[-96.90284,18.8582],[-96.90317,18.85837],[-96.90564,18.85983],[-96.90726,18.86079],[-96.90944,18.86075]]}}
Línea 115.0 kV | LineString | 115.0 kV | 1 |  |  | CFE |  |  |  |  | OpenStreetMap | {"type":"Feature","properties":{},"geometry":{"type":"LineString","coordinates":[[-96.90358,18.85812],[-96.90306,18.85785]]}}
Línea 115.0 kV | LineString | 115.0 kV | 1 |  |  | CFE |  |  |  |  | OpenStreetMap | {"type":"Feature","properties":{},"geometry":{"type":"LineString","coordinates":[[-96.90358,18.85812],[-96.90334,18.85793]]}}
Línea 115.0 kV | LineString | 115.0 kV | 1 |  |  | CFE |  |  |  |  | OpenStreetMap | {"type":"Feature","properties":{},"geometry":{"type":"LineString","coordinates":[[-93.31111,18.11872],[-93.31095,18.11852],[-93.31025,18.119],[-93.3089,18.11992],[-93.30772,18.12072],[-93.30637,18.12164],[-93.30517,18.12245],[-93.30401,18.12325],[-93.3029,18.12399],[-93.30175,18.12478],[-93.30061,18.12555],[-93.29937,18.12639],[-93.29807,18.12727],[-93.29655,18.12831],[-93.29533,18.1292],[-93.29426,18.12997],[-93.29281,18.13103],[-93.29192,18.13167],[-93.2908,18.1325],[-93.2895,18.13344],[-93.28797,18.13455],[-93.28669,18.13548],[-93.28545,18.13638],[-93.28419,18.13733],[-93.28272,18.13838],[-93.28154,18.13925],[-93.28009,18.14031],[-93.27913,18.14101],[-93.27785,18.14195],[-93.27663,18.14283],[-93.2754,18.14373],[-93.2744,18.14482],[-93.27327,18.14607],[-93.27221,18.14721],[-93.27111,18.1484],[-93.26995,18.14964],[-93.26891,18.15078],[-93.26791,18.15186],[-93.2668,18.15307],[-93.2658,18.15415],[-93.26486,18.15517],[-93.26393,18.1562],[-93.26287,18.1573],[-93.26155,18.1585],[-93.26011,18.15979],[-93.25883,18.16093],[-93.25762,18.162],[-93.25644,18.16305],[-93.2556,18.1638],[-93.25451,18.16477],[-93.25344,18.16572],[-93.25203,18.16699],[-93.25025,18.16857],[-93.24905,18.16964],[-93.24784,18.17072],[-93.24659,18.17183],[-93.24517,18.17292]]}}
Línea 115.0 kV | LineString | 115.0 kV | 2 |  |  | CFE |  |  |  |  | OpenStreetMap | {"type":"Feature","properties":{},"geometry":{"type":"LineString","coordinates":[[-93.24517,18.17292],[-93.24351,18.17144],[-93.24301,18.17119],[-93.24247,18.1703],[-93.24231,18.17039]]}}
Línea 115.0 kV | LineString | 115.0 kV | 1 |  |  | CFE |  |  |  |  | OpenStreetMap | {"type":"Feature","properties":{},"geometry":{"type":"LineString","coordinates":[[-93.21079,18.24397],[-93.21072,18.24398],[-93.21073,18.24385],[-93.21109,18.24372],[-93.21245,18.24314],[-93.2137,18.24261],[-93.21376,18.24098],[-93.214,18.23939],[-93.2149,18.23722],[-93.21546,18.23585],[-93.21727,18.23116],[-93.2183,18.22803],[-93.22066,18.22084],[-93.22212,18.21633],[-93.22317,18.21314],[-93.22415,18.21014],[-93.22668,18.20245],[-93.22719,18.20092],[-93.22981,18.19292],[-93.23029,18.19146],[-93.23078,18.18998],[-93.23121,18.18866],[-93.23178,18.18693],[-93.23265,18.18426],[-93.23378,18.18326],[-93.23733,18.18009],[-93.23826,18.17925],[-93.23944,18.17822],[-93.2407,18.17708],[-93.24184,18.17607],[-93.24316,18.17489],[-93.2443,18.17387],[-93.2447,18.17351],[-93.24517,18.17292]]}}
Línea 115.0 kV | LineString | 115.0 kV | 1 |  |  | CFE |  |  |  |  | OpenStreetMap | {"type":"Feature","properties":{},"geometry":{"type":"LineString","coordinates":[[-93.08925,18.18124],[-93.08931,18.18108],[-93.08949,18.18055],[-93.0897,18.17994],[-93.08991,18.17934],[-93.08999,18.17892]]}}
Línea 115.0 kV | LineString | 115.0 kV | 1 |  |  | CFE |  |  |  |  | OpenStreetMap | {"type":"Feature","properties":{},"geometry":{"type":"LineString","coordinates":[[-93.21083,18.24405],[-93.21037,18.24422],[-93.20968,18.24393],[-93.20855,18.24345],[-93.20692,18.24279],[-93.2056,18.24223],[-93.20421,18.24164],[-93.20276,18.24104],[-93.20125,18.24042],[-93.19968,18.23976],[-93.1979,18.23902],[-93.19629,18.23836],[-93.1948,18.23768],[-93.19338,18.23709],[-93.19182,18.23644],[-93.19043,18.23585],[-93.18901,18.2353],[-93.18723,18.23455],[-93.18545,18.23381],[-93.18407,18.23322],[-93.18272,18.23266],[-93.18153,18.23216],[-93.18025,18.23163],[-93.17895,18.23107],[-93.17755,18.2305],[-93.17625,18.22995],[-93.17484,18.22937],[-93.17352,18.22881],[-93.17218,18.22824],[-93.17071,18.22762],[-93.16927,18.22702],[-93.16784,18.22641],[-93.16659,18.22589],[-93.16537,18.22537],[-93.16415,18.22486],[-93.16276,18.22428],[-93.16128,18.22365],[-93.16003,18.22312],[-93.15872,18.22257],[-93.15759,18.2221],[-93.15632,18.22158],[-93.15483,18.22096],[-93.15382,18.22054],[-93.15273,18.22009],[-93.15111,18.21942],[-93.14973,18.21884],[-93.14841,18.21829],[-93.14691,18.21767],[-93.14544,18.21705],[-93.14396,18.21643],[-93.14226,18.21573],[-93.14046,18.215],[-93.13906,18.21441],[-93.1373,18.21369],[-93.13545,18.2129],[-93.13329,18.212],[-93.13172,18.21135],[-93.1304,18.21078],[-93.12897,18.2102],[-93.12758,18.20961],[-93.12626,18.20905],[-93.12435,18.20825],[-93.12217,18.20734],[-93.12043,18.20662],[-93.11836,18.20574],[-93.11633,18.20489],[-93.11475,18.20422],[-93.11315,18.20355],[-93.11185,18.20301],[-93.11037,18.20238],[-93.10929,18.20192],[-93.10786,18.20133],[-93.10694,18.20094],[-93.10545,18.20031],[-93.10382,18.19963],[-93.10325,18.1989],[-93.10274,18.19825],[-93.1017,18.19692],[-93.10063,18.19554],[-93.09974,18.19442],[-93.09884,18.19326],[-93.09796,18.19213],[-93.09704,18.19098],[-93.09593,18.18955],[-93.09518,18.1886],[-93.09417,18.1873],[-93.09345,18.18638],[-93.09252,18.18519],[-93.09155,18.18395],[-93.09069,18.18285],[-93.08981,18.18172],[-93.08931,18.18108],[-93.08901,18.1807]]}}
Línea 115.0 kV | LineString | 115.0 kV | 1 |  |  | CFE |  |  |  |  | OpenStreetMap | {"type":"Feature","properties":{},"geometry":{"type":"LineString","coordinates":[[-93.21604,18.28924],[-93.21511,18.28907],[-93.21526,18.28805],[-93.21543,18.28695],[-93.21566,18.28543],[-93.21519,18.28428],[-93.21469,18.28329],[-93.2143,18.2816],[-93.21404,18.28042],[-93.2136,18.28012],[-93.21312,18.27882],[-93.20909,18.26845],[-93.20824,18.26624],[-93.20331,18.25339],[-93.20152,18.24896],[-93.20106,18.24773],[-93.20236,18.24717],[-93.20405,18.24658],[-93.20565,18.24601],[-93.20715,18.24547],[-93.20891,18.24485],[-93.2105,18.24428],[-93.21086,18.24413]]}}
Línea 115.0 kV | LineString | 115.0 kV | 2 |  |  | CFE |  |  |  |  | OpenStreetMap | {"type":"Feature","properties":{},"geometry":{"type":"LineString","coordinates":[[-93.21736,18.29041],[-93.21721,18.29039],[-93.2173,18.28938],[-93.21666,18.2893],[-93.21604,18.28924]]}}
Línea 115.0 kV | LineString | 115.0 kV | 1 |  |  | CFE |  |  |  |  | OpenStreetMap | {"type":"Feature","properties":{},"geometry":{"type":"LineString","coordinates":[[-93.21737,18.29016],[-93.21736,18.29041]]}}
Línea 115.0 kV | LineString | 115.0 kV | 1 |  |  | CFE |  |  |  |  | OpenStreetMap | {"type":"Feature","properties":{},"geometry":{"type":"LineString","coordinates":[[-93.21749,18.29018],[-93.21748,18.29042],[-93.21736,18.29041]]}}
Línea 115.0 kV | LineString | 115.0 kV | 1 |  |  | CFE |  |  |  |  | OpenStreetMap | {"type":"Feature","properties":{},"geometry":{"type":"LineString","coordinates":[[-93.21604,18.28924],[-93.21509,18.28912],[-93.21489,18.2902],[-93.21458,18.2919],[-93.21444,18.29332],[-93.21425,18.29465],[-93.21405,18.29603],[-93.21384,18.29767],[-93.21366,18.29891],[-93.21344,18.30054],[-93.21324,18.3021],[-93.213,18.30382],[-93.21282,18.30513],[-93.21264,18.30645],[-93.21321,18.30817],[-93.21359,18.30943],[-93.21413,18.31111],[-93.21462,18.31266],[-93.21509,18.31422],[-93.21562,18.31584],[-93.21613,18.31749],[-93.21662,18.31904],[-93.21707,18.32049],[-93.21756,18.32209],[-93.21806,18.32371],[-93.21855,18.32534],[-93.21903,18.32693],[-93.21954,18.32857],[-93.22005,18.33024],[-93.22058,18.33191],[-93.22111,18.33361],[-93.22164,18.33528],[-93.22208,18.3368],[-93.2226,18.33845],[-93.22306,18.33992],[-93.22355,18.34153],[-93.22401,18.34302],[-93.22444,18.34444],[-93.22487,18.34583],[-93.22536,18.34743],[-93.22585,18.34902],[-93.22633,18.35064],[-93.22686,18.35233],[-93.22737,18.35399],[-93.2279,18.35576],[-93.22838,18.35734],[-93.22895,18.3592],[-93.22932,18.36042],[-93.2298,18.36205],[-93.23034,18.36373],[-93.23085,18.36548],[-93.23139,18.3672],[-93.23181,18.36864],[-93.23218,18.36983],[-93.23267,18.37143],[-93.23317,18.37305],[-93.23367,18.37467],[-93.23421,18.37638],[-93.2347,18.37806],[-93.23518,18.37963],[-93.23531,18.38005],[-93.23533,18.38012]]}}
Línea 115.0 kV | LineString | 115.0 kV | 1 |  |  | CFE |  |  |  |  | OpenStreetMap | {"type":"Feature","properties":{},"geometry":{"type":"LineString","coordinates":[[-93.23538,18.38004],[-93.23531,18.38005],[-93.2338,18.38034]]}}
Línea 115.0 kV | LineString | 115.0 kV |  |  |  | CFE |  |  |  |  | OpenStreetMap | {"type":"Feature","properties":{},"geometry":{"type":"LineString","coordinates":[[-93.21102,18.41518],[-93.21096,18.4167],[-93.21076,18.41697]]}}
Línea 115.0 kV | LineString | 115.0 kV | 1 |  |  | CFE |  |  |  |  | OpenStreetMap | {"type":"Feature","properties":{},"geometry":{"type":"LineString","coordinates":[[-93.23381,18.38045],[-93.23536,18.38017],[-93.23668,18.38443],[-93.23716,18.38604],[-93.23763,18.3876],[-93.23669,18.38887],[-93.23562,18.39032],[-93.23463,18.39166],[-93.23362,18.39302],[-93.23155,18.39583],[-93.2295,18.39867],[-93.22844,18.40005],[-93.22667,18.40244],[-93.22541,18.40417],[-93.2242,18.40579],[-93.22316,18.40721],[-93.22221,18.4085],[-93.21978,18.41177],[-93.21877,18.41315],[-93.21796,18.41429],[-93.21629,18.4145],[-93.21485,18.4147],[-93.21273,18.41499],[-93.21102,18.41518]]}}
Línea 115.0 kV | LineString | 115.0 kV | 2 |  |  | CFE |  |  |  |  | OpenStreetMap | {"type":"Feature","properties":{},"geometry":{"type":"LineString","coordinates":[[-93.15213,17.98665],[-93.1514,17.99021],[-93.15056,17.9945],[-93.15046,17.99728],[-93.15037,18.00005]]}}
Línea 115.0 kV | LineString | 115.0 kV | 1 |  |  | CFE |  |  |  |  | OpenStreetMap | {"type":"Feature","properties":{},"geometry":{"type":"LineString","coordinates":[[-93.39366,17.99839],[-93.39376,17.99796],[-93.39416,17.99738],[-93.39425,17.99577],[-93.39733,17.99591],[-93.39884,17.99598],[-93.40273,17.99594],[-93.40246,17.99857],[-93.40219,18.00111],[-93.40235,18.0031],[-93.40659,18.00384],[-93.40879,18.00425],[-93.4082,18.00656],[-93.40734,18.00988],[-93.40647,18.01317],[-93.40476,18.01618],[-93.40287,18.01953],[-93.40094,18.02295],[-93.39907,18.02638],[-93.39712,18.02973],[-93.39523,18.03308],[-93.39346,18.03619],[-93.39097,18.03612],[-93.38835,18.036],[-93.38481,18.03588],[-93.38105,18.03574],[-93.37703,18.03552],[-93.37354,18.03547],[-93.37287,18.03483],[-93.37127,18.03472],[-93.36749,18.03446],[-93.36392,18.03689],[-93.36251,18.03641],[-93.35974,18.03388],[-93.35654,18.03108],[-93.35398,18.02872],[-93.35112,18.02615],[-93.34914,18.02437],[-93.34731,18.02399],[-93.34586,18.0237],[-93.34457,18.02344],[-93.34162,18.02404],[-93.33763,18.0249],[-93.33368,18.02572],[-93.32973,18.02657],[-93.32575,18.02743],[-93.32262,18.02809],[-93.31868,18.02891],[-93.31467,18.02975],[-93.3107,18.03061],[-93.3067,18.03146],[-93.3028,18.03228],[-93.29914,18.03305],[-93.29639,18.03294],[-93.29397,18.03281],[-93.29129,18.03149],[-93.28866,18.03009],[-93.28551,18.02844],[-93.28269,18.02697],[-93.27914,18.02511],[-93.27561,18.02327],[-93.27249,18.02164],[-93.26984,18.01961],[-93.2668,18.01733],[-93.26473,18.01577],[-93.26239,18.01401],[-93.26005,18.01224],[-93.25776,18.01046],[-93.2552,18.00856],[-93.25266,18.00663],[-93.25004,18.00464],[-93.24795,18.00309],[-93.24582,18.00146],[-93.24369,18.00147],[-93.24038,18.00146],[-93.23675,18.00147],[-93.23344,18.00146],[-93.22955,18.00145],[-93.22553,18.00145],[-93.22152,18.00145],[-93.21759,18.00145],[-93.21311,18.00145],[-93.20957,18.00142],[-93.20702,18.00143],[-93.2045,18.0014],[-93.20039,18.00144],[-93.19646,18.00143],[-93.19253,18.00143],[-93.18854,18.00142],[-93.18448,18.00141],[-93.18055,18.00141],[-93.17645,18.00142],[-93.17245,18.00142],[-93.16872,18.00142],[-93.16647,18.00099],[-93.16406,18.00052],[-93.16213,18.00017],[-93.15993,18.00053],[-93.15699,18.00055],[-93.15399,18.00055],[-93.15064,18.00056],[-93.15037,18.00005]]}}
Línea 115.0 kV | LineString | 115.0 kV | 2 |  |  | CFE |  |  |  |  | OpenStreetMap | {"type":"Feature","properties":{},"geometry":{"type":"LineString","coordinates":[[-92.92553,18.04872],[-92.92557,18.04829],[-92.92758,18.04729],[-92.93002,18.04645],[-92.93196,18.04575],[-92.93469,18.04478],[-92.93747,18.04386],[-92.93926,18.04134],[-92.9413,18.03848],[-92.94332,18.0356],[-92.94564,18.03396],[-92.94804,18.03219],[-92.95022,18.03055],[-92.95253,18.0289],[-92.95466,18.02729],[-92.95703,18.02554],[-92.95917,18.02396],[-92.95985,18.02156],[-92.96065,18.01884],[-92.96148,18.01596],[-92.96283,18.01313],[-92.96394,18.01079],[-92.96399,18.01075]]}}
Línea 115.0 kV | LineString | 115.0 kV | 1 |  |  | CFE |  |  |  |  | OpenStreetMap | {"type":"Feature","properties":{},"geometry":{"type":"LineString","coordinates":[[-92.85956,18.16203],[-92.85994,18.16234],[-92.8601,18.16169],[-92.86038,18.16047],[-92.86055,18.1598],[-92.86088,18.15835],[-92.86104,18.15779],[-92.86122,18.15696],[-92.86139,18.1562],[-92.86148,18.15583],[-92.86174,18.15482],[-92.86188,18.15406],[-92.86201,18.15353],[-92.86218,18.15286],[-92.8625,18.15155],[-92.86269,18.15084],[-92.86289,18.14976],[-92.86328,18.14838],[-92.86363,18.14669],[-92.86374,18.14628],[-92.86393,18.14557],[-92.86408,18.145],[-92.86422,18.14444],[-92.86438,18.14373],[-92.86454,18.14306],[-92.86503,18.14315],[-92.86511,18.14293],[-92.86504,18.14291]]}}
Línea 115.0 kV | LineString | 115.0 kV | 1 |  |  | CFE |  |  |  |  | OpenStreetMap | {"type":"Feature","properties":{},"geometry":{"type":"LineString","coordinates":[[-92.85956,18.16203],[-92.85874,18.16538],[-92.85808,18.16807],[-92.85747,18.17066],[-92.85507,18.17312],[-92.85171,18.17435],[-92.8484,18.17557],[-92.84509,18.1768],[-92.84299,18.17916],[-92.84092,18.1815],[-92.83871,18.184],[-92.83652,18.18647],[-92.83444,18.18885],[-92.83235,18.19118],[-92.83065,18.19312],[-92.82917,18.19477],[-92.82752,18.19669],[-92.82597,18.19876],[-92.82458,18.20063],[-92.82315,18.20256],[-92.82268,18.20516],[-92.82213,18.2082],[-92.8216,18.21104],[-92.82104,18.21409],[-92.82059,18.21656],[-92.82013,18.21909],[-92.8197,18.22142],[-92.8202,18.22348],[-92.82241,18.22513],[-92.82449,18.2267],[-92.82613,18.22793],[-92.82796,18.22932],[-92.82964,18.23166],[-92.82921,18.23446],[-92.82844,18.23737],[-92.82977,18.23967],[-92.83103,18.24185],[-92.83188,18.24443],[-92.83226,18.24695],[-92.8326,18.24927],[-92.83259,18.25016],[-92.83202,18.25347],[-92.8314,18.25706],[-92.83082,18.26045],[-92.83031,18.26351],[-92.82984,18.26618],[-92.82933,18.269],[-92.82887,18.27173],[-92.82978,18.27456],[-92.83067,18.27728],[-92.83071,18.28003],[-92.82918,18.28271],[-92.82755,18.28513],[-92.82519,18.28693],[-92.82275,18.28872],[-92.82011,18.29064],[-92.81756,18.2925],[-92.81485,18.29447],[-92.8119,18.29664],[-92.80913,18.29865],[-92.80641,18.30065],[-92.80385,18.30252],[-92.80143,18.30428],[-92.79926,18.30586],[-92.79845,18.30875],[-92.79748,18.31226],[-92.79652,18.31566],[-92.79556,18.31904],[-92.79461,18.32245],[-92.79364,18.32599],[-92.7927,18.32918],[-92.79274,18.33057],[-92.79238,18.33183],[-92.79206,18.33298],[-92.79159,18.33472],[-92.78924,18.34318],[-92.78884,18.34464],[-92.78859,18.34548],[-92.78887,18.34694],[-92.78914,18.34833],[-92.78947,18.34999],[-92.79045,18.35511],[-92.79077,18.3568],[-92.7911,18.35849],[-92.79143,18.36019],[-92.79174,18.36179],[-92.79206,18.36347],[-92.79268,18.36665],[-92.79301,18.36836],[-92.79414,18.37443],[-92.79488,18.37844],[-92.79512,18.37974],[-92.79539,18.38125],[-92.79568,18.38282],[-92.79606,18.38483],[-92.79635,18.38645],[-92.79654,18.38761],[-92.7965,18.38888],[-92.79663,18.39103],[-92.79676,18.39292],[-92.79689,18.39476],[-92.797,18.39647],[-92.79713,18.3983],[-92.7972,18.39939],[-92.79726,18.40047],[-92.79735,18.40182],[-92.79746,18.40354],[-92.79759,18.40526],[-92.79768,18.40686],[-92.79712,18.40829],[-92.79652,18.40974],[-92.79608,18.4108],[-92.79652,18.41241],[-92.79694,18.41399],[-92.79735,18.41548],[-92.79774,18.41709],[-92.7981,18.41838],[-92.79858,18.4183],[-92.79863,18.41857]]}}
Línea 115.0 kV | LineString | 115.0 kV | 1 |  |  | CFE |  |  |  |  | OpenStreetMap | {"type":"Feature","properties":{},"geometry":{"type":"LineString","coordinates":[[-92.91443,18.04948],[-92.91161,18.05157],[-92.90874,18.05373],[-92.90581,18.05592],[-92.90313,18.05793],[-92.9005,18.05986],[-92.8981,18.06136],[-92.8947,18.06344],[-92.89151,18.0654],[-92.88835,18.06738],[-92.88707,18.06814],[-92.88661,18.07053],[-92.88617,18.07262],[-92.88454,18.07364],[-92.8829,18.07463],[-92.88149,18.07548],[-92.87999,18.07644],[-92.87868,18.07724],[-92.87756,18.07793],[-92.87613,18.07881],[-92.87315,18.08064],[-92.87139,18.08176],[-92.86966,18.08165],[-92.86789,18.08151],[-92.86556,18.08136],[-92.8632,18.08121],[-92.85858,18.08088],[-92.85632,18.08306],[-92.85511,18.08423],[-92.85412,18.08519],[-92.85291,18.08634],[-92.85157,18.08763],[-92.85025,18.0889],[-92.84905,18.09007],[-92.84784,18.09122],[-92.84659,18.09243],[-92.84531,18.09366],[-92.84405,18.09488],[-92.84279,18.09608],[-92.84152,18.09732],[-92.84025,18.09853],[-92.83901,18.09973],[-92.83923,18.1013],[-92.83946,18.10292],[-92.83963,18.10417],[-92.83993,18.10642],[-92.84047,18.10806],[-92.84089,18.10935],[-92.84143,18.111],[-92.84194,18.11254],[-92.84248,18.11421],[-92.84302,18.11584],[-92.84333,18.11679],[-92.84383,18.11836],[-92.84432,18.11989],[-92.84484,18.12146],[-92.84534,18.123],[-92.84588,18.12465],[-92.84627,18.12585],[-92.84683,18.12761],[-92.84737,18.12924],[-92.8479,18.13088],[-92.84833,18.1322],[-92.84884,18.13377],[-92.84936,18.13534],[-92.84969,18.13638],[-92.8502,18.13793],[-92.85073,18.13953],[-92.85127,18.1412],[-92.85177,18.14275],[-92.8523,18.14439],[-92.8527,18.1456],[-92.85309,18.1468],[-92.85349,18.14804],[-92.85413,18.14961],[-92.85449,18.15053],[-92.85482,18.15132],[-92.85547,18.15288],[-92.85612,18.15448],[-92.85676,18.15607],[-92.85741,18.15766],[-92.85874,18.16085],[-92.85956,18.16203]]}}
Línea 115.0 kV | LineString | 115.0 kV | 1 |  |  | CFE |  |  |  |  | OpenStreetMap | {"type":"Feature","properties":{},"geometry":{"type":"LineString","coordinates":[[-92.91443,18.04948],[-92.91642,18.04796],[-92.91659,18.04595]]}}
Línea 115.0 kV | LineString | 115.0 kV | 2 |  |  | CFE |  |  |  |  | OpenStreetMap | {"type":"Feature","properties":{},"geometry":{"type":"LineString","coordinates":[[-92.92521,18.0487],[-92.92525,18.04825],[-92.92317,18.04672],[-92.92284,18.04669],[-92.91965,18.04632],[-92.91659,18.04595]]}}
Línea 115.0 kV | LineString | 115.0 kV | 1 |  |  | CFE |  |  |  |  | OpenStreetMap | {"type":"Feature","properties":{},"geometry":{"type":"LineString","coordinates":[[-92.92505,18.04869],[-92.92506,18.0484],[-92.92424,18.04833],[-92.92414,18.04915],[-92.92405,18.04995],[-92.92376,18.05111],[-92.92268,18.05097],[-92.92173,18.05086],[-92.92086,18.05075],[-92.9199,18.05064],[-92.91898,18.05053],[-92.91801,18.05043],[-92.91706,18.05031],[-92.91612,18.05021],[-92.91513,18.0501],[-92.91454,18.04955],[-92.91443,18.04948]]}}
Línea 115.0 kV | LineString | 115.0 kV | 2 |  |  | CFE |  |  |  |  | OpenStreetMap | {"type":"Feature","properties":{},"geometry":{"type":"LineString","coordinates":[[-92.91659,18.04595],[-92.91551,18.0458],[-92.91298,18.04374],[-92.91017,18.04147],[-92.90733,18.03914],[-92.90477,18.03705],[-92.90221,18.03501]]}}
Línea 115.0 kV | LineString | 115.0 kV | 2 |  |  | CFE |  |  |  |  | OpenStreetMap | {"type":"Feature","properties":{},"geometry":{"type":"LineString","coordinates":[[-92.95907,18.00099],[-92.95922,18.00127],[-92.961,18.00162]]}}
Línea 115.0 kV | LineString | 115.0 kV | 2 |  |  | CFE |  |  |  |  | OpenStreetMap | {"type":"Feature","properties":{},"geometry":{"type":"LineString","coordinates":[[-92.99215,17.98737],[-92.99206,17.98746],[-92.99023,17.98928],[-92.98733,17.99225],[-92.98427,17.9933],[-92.98122,17.99432],[-92.97738,17.99563],[-92.9741,17.99674],[-92.96991,17.99817],[-92.96454,17.99998],[-92.96126,18.00109],[-92.95942,18.00105],[-92.95922,18.00086]]}}
Línea 115.0 kV | LineString | 115.0 kV | 1 |  |  | CFE |  |  |  |  | OpenStreetMap | {"type":"Feature","properties":{},"geometry":{"type":"LineString","coordinates":[[-92.96694,17.96322],[-92.96475,17.96395],[-92.96731,17.96618],[-92.96996,17.96663],[-92.972,17.96694],[-92.97257,17.96801],[-92.97355,17.9698],[-92.97543,17.97324],[-92.97812,17.97551],[-92.98105,17.97799],[-92.98374,17.98027],[-92.98648,17.98259],[-92.98956,17.98518],[-92.99092,17.98634],[-92.99215,17.98737]]}}
Línea 115.0 kV | LineString | 115.0 kV |  |  |  | CFE |  |  |  |  | OpenStreetMap | {"type":"Feature","properties":{},"geometry":{"type":"LineString","coordinates":[[-92.92309,17.9619],[-92.92434,17.96468],[-92.9256,17.96743],[-92.92575,17.96775],[-92.92705,17.97065],[-92.92846,17.97374],[-92.92885,17.97414]]}}
Línea 115.0 kV | LineString | 115.0 kV | 2 |  |  | CFE |  |  |  |  | OpenStreetMap | {"type":"Feature","properties":{},"geometry":{"type":"LineString","coordinates":[[-92.89184,18.01549],[-92.89209,18.01698],[-92.89281,18.02047],[-92.89348,18.0237],[-92.89539,18.0257],[-92.89742,18.02779],[-92.89947,18.02992],[-92.90134,18.03186],[-92.90169,18.03204]]}}
Línea 115.0 kV | LineString | 115.0 kV | 1 |  |  | CFE |  |  |  |  | OpenStreetMap | {"type":"Feature","properties":{},"geometry":{"type":"LineString","coordinates":[[-92.92855,18.00649],[-92.92985,18.00397],[-92.92898,18.00384],[-92.92876,18.00379]]}}
Línea 115.0 kV | LineString | 115.0 kV | 1 |  |  | CFE |  |  |  |  | OpenStreetMap | {"type":"Feature","properties":{},"geometry":{"type":"LineString","coordinates":[[-92.92855,18.00649],[-92.92968,18.00402],[-92.92897,18.0039],[-92.92874,18.00388]]}}
Línea 115.0 kV | LineString | 115.0 kV | 2 |  |  | CFE |  |  |  |  | OpenStreetMap | {"type":"Feature","properties":{},"geometry":{"type":"LineString","coordinates":[[-92.89184,18.01549],[-92.89447,18.01509],[-92.89615,18.01484],[-92.89886,18.01445],[-92.90169,18.01402],[-92.9051,18.0135],[-92.90846,18.01299],[-92.91065,18.01096],[-92.91262,18.00914],[-92.91389,18.00797],[-92.91651,18.00554],[-92.91763,18.0045],[-92.91869,18.00461],[-92.9213,18.00485],[-92.92485,18.00521],[-92.92733,18.00586],[-92.92816,18.0065],[-92.92855,18.00649]]}}
Línea 115.0 kV | LineString | 115.0 kV | 2 |  |  | CFE |  |  |  |  | OpenStreetMap | {"type":"Feature","properties":{},"geometry":{"type":"LineString","coordinates":[[-92.92859,17.9744],[-92.92845,17.97426],[-92.92734,17.97343],[-92.92551,17.97179],[-92.92385,17.9707],[-92.92324,17.97008],[-92.92178,17.96968],[-92.91834,17.96901],[-92.91712,17.96874],[-92.91517,17.96841],[-92.91203,17.96781],[-92.90919,17.96837],[-92.90799,17.96861],[-92.90662,17.97159],[-92.90518,17.97468],[-92.90393,17.97736],[-92.90251,17.98044],[-92.90111,17.98344],[-92.89975,17.98639],[-92.89841,17.98931],[-92.89703,17.99227],[-92.89574,17.99507],[-92.89437,17.99804],[-92.89311,18.00077],[-92.89226,18.0026],[-92.89153,18.00416],[-92.89069,18.006],[-92.8901,18.00728],[-92.89078,18.01062],[-92.89144,18.01381],[-92.89184,18.01549]]}}
Línea 115.0 kV | LineString | 115.0 kV | 1 |  |  | CFE |  |  |  |  | OpenStreetMap | {"type":"Feature","properties":{},"geometry":{"type":"LineString","coordinates":[[-93.48488,17.65423],[-93.48485,17.6543],[-93.48469,17.65465]]}}
Línea 115.0 kV | LineString | 115.0 kV | 1 |  |  | CFE |  |  |  |  | OpenStreetMap | {"type":"Feature","properties":{},"geometry":{"type":"LineString","coordinates":[[-93.48413,17.65438],[-93.48439,17.65419],[-93.48485,17.6543],[-93.48505,17.65435],[-93.48525,17.65481],[-93.48549,17.65541],[-93.48576,17.65669],[-93.48595,17.65844],[-93.48611,17.66013],[-93.48676,17.66779],[-93.48633,17.66912],[-93.48586,17.67049],[-93.48428,17.67522],[-93.48263,17.68017],[-93.48213,17.68168],[-93.48155,17.68337],[-93.48093,17.68525],[-93.48037,17.68691],[-93.4798,17.68863],[-93.47918,17.69047],[-93.47869,17.69194],[-93.47811,17.69366],[-93.47757,17.69529],[-93.47706,17.69683],[-93.47645,17.69865],[-93.47442,17.70471],[-93.47389,17.7063],[-93.47331,17.70802],[-93.47277,17.70961],[-93.47225,17.71114],[-93.46993,17.71805],[-93.46889,17.72114],[-93.46823,17.7231],[-93.46775,17.72455],[-93.46727,17.72599],[-93.46686,17.72723],[-93.46635,17.72879],[-93.46585,17.73034],[-93.4653,17.73207],[-93.46479,17.73367],[-93.46429,17.73522],[-93.46376,17.7369],[-93.46322,17.73857],[-93.4627,17.74022],[-93.46214,17.74195],[-93.46167,17.7434],[-93.46115,17.74505],[-93.46058,17.74681],[-93.46006,17.74846],[-93.45965,17.74974],[-93.45913,17.75138],[-93.4586,17.75304],[-93.45806,17.75473],[-93.45753,17.75639],[-93.45699,17.75807],[-93.45648,17.7597],[-93.45592,17.76145],[-93.45547,17.76285],[-93.45494,17.76451],[-93.45447,17.76599],[-93.45393,17.76773],[-93.45336,17.76947],[-93.4528,17.77123],[-93.45183,17.77427],[-93.45137,17.7757],[-93.45097,17.77695],[-93.45021,17.77833],[-93.44941,17.77976],[-93.44849,17.78142],[-93.4476,17.78303],[-93.44676,17.78455],[-93.44519,17.78739],[-93.44438,17.78885],[-93.44358,17.79027],[-93.44233,17.79254],[-93.44145,17.79413],[-93.44003,17.7967],[-93.43846,17.79952],[-93.43765,17.801],[-93.43682,17.8025],[-93.43602,17.80394],[-93.43515,17.8055],[-93.43435,17.80697],[-93.43349,17.80851],[-93.43264,17.81006],[-93.4319,17.81141],[-93.43123,17.81259],[-93.43036,17.81416],[-93.42894,17.81674],[-93.42815,17.81815],[-93.42734,17.81963],[-93.42641,17.8213],[-93.42566,17.82267],[-93.42482,17.82417],[-93.42391,17.82581],[-93.42311,17.82725],[-93.42232,17.82869],[-93.4214,17.83037],[-93.41886,17.83496],[-93.41818,17.83619],[-93.41731,17.83776],[-93.41642,17.83937],[-93.41565,17.84077],[-93.41479,17.84233],[-93.41395,17.84386],[-93.41306,17.84548],[-93.41226,17.8469],[-93.41155,17.84819],[-93.41082,17.84951],[-93.40997,17.85105],[-93.40913,17.85255],[-93.40825,17.85416],[-93.40741,17.85569],[-93.40656,17.85722],[-93.40587,17.85845],[-93.40507,17.8599],[-93.40422,17.86144],[-93.40338,17.86297],[-93.40249,17.86457],[-93.40165,17.86609],[-93.40088,17.86749],[-93.39997,17.86913],[-93.39917,17.87059],[-93.39829,17.87218],[-93.3974,17.87379],[-93.39427,17.87943],[-93.39345,17.88093],[-93.39261,17.88244],[-93.39177,17.88396],[-93.39097,17.88541],[-93.39011,17.88697],[-93.38926,17.8885],[-93.38838,17.8901],[-93.38748,17.89171],[-93.38664,17.89323],[-93.38586,17.89465],[-93.38506,17.8961],[-93.38426,17.89754],[-93.38339,17.89912],[-93.38254,17.90063],[-93.38168,17.90219],[-93.38092,17.90356],[-93.38012,17.90501],[-93.37931,17.90642],[-93.37701,17.91042],[-93.37695,17.91053]]}}
Línea 115.0 kV | LineString | 115.0 kV | 1 |  |  | CFE |  |  |  |  | OpenStreetMap | {"type":"Feature","properties":{},"geometry":{"type":"LineString","coordinates":[[-93.48357,17.65449],[-93.48352,17.65477],[-93.48453,17.65529],[-93.48412,17.65609],[-93.48456,17.65641],[-93.4856,17.65693],[-93.4858,17.65905],[-93.48594,17.66064],[-93.48655,17.66761],[-93.4852,17.67163],[-93.48314,17.67781],[-93.48256,17.67956],[-93.48212,17.68088],[-93.48147,17.68282],[-93.481,17.68422],[-93.48047,17.68581],[-93.47944,17.68892],[-93.47889,17.69055],[-93.47836,17.69212],[-93.47733,17.69524],[-93.47688,17.69659],[-93.47634,17.69819],[-93.47435,17.70416],[-93.47389,17.70555],[-93.47338,17.70705],[-93.47288,17.70855],[-93.47237,17.71006],[-93.4719,17.71148],[-93.47021,17.71655],[-93.46977,17.7179],[-93.46823,17.72246],[-93.46775,17.72395],[-93.46727,17.72538],[-93.46669,17.72711],[-93.46619,17.7286],[-93.46566,17.73019],[-93.46514,17.73177],[-93.46461,17.73334],[-93.46411,17.73487],[-93.46359,17.7364],[-93.46307,17.73798],[-93.46255,17.73952],[-93.46202,17.74112],[-93.46151,17.74266],[-93.461,17.74421],[-93.45945,17.74885],[-93.45891,17.75047],[-93.45842,17.75201],[-93.45792,17.75361],[-93.45742,17.75518],[-93.45692,17.75674],[-93.45597,17.75976],[-93.4555,17.76127],[-93.45506,17.76267],[-93.45456,17.76425],[-93.45405,17.76584],[-93.45356,17.76741],[-93.45305,17.76901],[-93.45263,17.77038],[-93.45222,17.77166],[-93.4512,17.77489],[-93.4507,17.77643],[-93.45012,17.77747],[-93.44953,17.77851],[-93.44892,17.77958],[-93.44814,17.78095],[-93.4474,17.78224],[-93.44653,17.78374],[-93.44499,17.78645],[-93.44417,17.78788],[-93.44339,17.78924],[-93.44253,17.79074],[-93.44105,17.79334],[-93.44038,17.79451],[-93.4397,17.79569],[-93.43793,17.79881],[-93.43718,17.80014],[-93.43632,17.80164],[-93.43548,17.80312],[-93.43478,17.80434],[-93.43395,17.80578],[-93.43312,17.80725],[-93.4323,17.80869],[-93.43152,17.81006],[-93.43063,17.81163],[-93.42981,17.81309],[-93.42905,17.81441],[-93.42822,17.81587],[-93.42733,17.81744],[-93.4265,17.8189],[-93.42575,17.8202],[-93.42491,17.82169],[-93.42254,17.82585],[-93.42171,17.82731],[-93.42089,17.82875],[-93.42013,17.8301],[-93.41937,17.83144],[-93.41694,17.83573],[-93.41614,17.8371],[-93.41535,17.8385],[-93.41378,17.84126],[-93.41299,17.84265],[-93.41217,17.84409],[-93.41185,17.84466],[-93.41144,17.84537],[-93.41066,17.84673],[-93.40994,17.84801],[-93.40919,17.84934],[-93.40842,17.85069],[-93.40774,17.85188],[-93.40696,17.85325],[-93.40619,17.85462],[-93.40536,17.85604],[-93.40456,17.85746],[-93.40375,17.85885],[-93.40299,17.86016],[-93.40206,17.86178],[-93.40116,17.86335],[-93.40009,17.86519],[-93.39917,17.8668],[-93.39828,17.86834],[-93.39747,17.86975],[-93.39663,17.87122],[-93.39584,17.87258],[-93.39511,17.87384],[-93.39432,17.8752],[-93.39319,17.87717],[-93.39205,17.87916],[-93.39123,17.88059],[-93.39046,17.88193],[-93.38972,17.88321],[-93.38896,17.88454],[-93.38811,17.88597],[-93.38717,17.88757],[-93.38635,17.88907],[-93.38553,17.89047],[-93.38483,17.89175],[-93.38403,17.89308],[-93.38326,17.89444],[-93.3824,17.89592],[-93.38162,17.89728],[-93.38085,17.89862],[-93.38009,17.89993],[-93.37927,17.90135],[-93.37848,17.90272],[-93.3778,17.90391],[-93.37696,17.90536],[-93.37619,17.9067],[-93.37583,17.91283],[-93.37571,17.91473],[-93.37552,17.91565],[-93.37463,17.91573],[-93.37464,17.91601]]}}
Línea 115.0 kV | LineString | 115.0 kV | 1 |  |  | CFE |  |  |  |  | OpenStreetMap | {"type":"Feature","properties":{},"geometry":{"type":"LineString","coordinates":[[-93.37691,17.9104],[-93.37701,17.91042],[-93.37794,17.91061],[-93.3785,17.91072]]}}
Línea 115.0 kV | LineString | 115.0 kV | 1 |  |  | CFE |  |  |  |  | OpenStreetMap | {"type":"Feature","properties":{},"geometry":{"type":"LineString","coordinates":[[-93.41205,17.84474],[-93.41185,17.84466],[-93.41169,17.84459],[-93.40998,17.84383],[-93.40877,17.84332],[-93.40625,17.84222],[-93.40496,17.84231],[-93.40409,17.84237],[-93.39894,17.84275],[-93.39719,17.84289],[-93.39601,17.84237],[-93.39604,17.84224]]}}
Línea 115.0 kV | LineString | 115.0 kV | 1 |  |  | CFE |  |  |  |  | OpenStreetMap | {"type":"Feature","properties":{},"geometry":{"type":"LineString","coordinates":[[-93.37474,17.916],[-93.37473,17.91583],[-93.37552,17.91573],[-93.37559,17.91659],[-93.37557,17.91742],[-93.37548,17.9189],[-93.37538,17.92049],[-93.37529,17.9221],[-93.37521,17.92361],[-93.37611,17.92501],[-93.37882,17.92921],[-93.38065,17.93203],[-93.3814,17.93317],[-93.38297,17.93573],[-93.38394,17.9372],[-93.38483,17.93856],[-93.38576,17.93996],[-93.38666,17.94134],[-93.38753,17.94267],[-93.38835,17.94396],[-93.38925,17.94535],[-93.39015,17.94671],[-93.39107,17.94811],[-93.39196,17.94949],[-93.39367,17.95212],[-93.39368,17.9538],[-93.39367,17.95542],[-93.39367,17.957],[-93.39366,17.9586],[-93.39369,17.9615],[-93.39354,17.96311]]}}
Línea 115.0 kV | LineString | 115.0 kV | 2 |  |  | CFE |  |  |  |  | OpenStreetMap | {"type":"Feature","properties":{},"geometry":{"type":"LineString","coordinates":[[-93.39354,17.96311],[-93.39088,17.96097],[-93.38822,17.9589],[-93.3855,17.95884],[-93.38299,17.95886],[-93.38072,17.95888],[-93.3795,17.95886],[-93.37894,17.95793],[-93.37845,17.95719],[-93.37771,17.95737],[-93.37662,17.95763],[-93.37542,17.95788],[-93.3743,17.95814],[-93.37324,17.95845],[-93.37297,17.95853]]}}
Línea 115.0 kV | LineString | 115.0 kV | 1 |  |  | CFE |  |  |  |  | OpenStreetMap | {"type":"Feature","properties":{},"geometry":{"type":"LineString","coordinates":[[-93.39353,17.99839],[-93.39373,17.99772],[-93.39371,17.99452],[-93.39372,17.99286],[-93.39373,17.99131],[-93.39371,17.98813],[-93.39371,17.98648],[-93.39372,17.98009],[-93.39373,17.97695],[-93.39371,17.97565],[-93.39372,17.97434],[-93.3937,17.97282],[-93.39371,17.97124],[-93.39371,17.96952],[-93.3937,17.96787],[-93.39369,17.96632],[-93.39368,17.96475],[-93.39354,17.96311]]}}
Línea 115.0 kV | LineString | 115.0 kV | 1 |  |  | CFE |  |  |  |  | OpenStreetMap | {"type":"Feature","properties":{},"geometry":{"type":"LineString","coordinates":[[-93.39341,17.99852],[-93.39341,17.99881],[-93.39351,17.99967],[-93.3935,18.0007],[-93.39349,18.0022],[-93.39352,18.00526],[-93.39352,18.00674],[-93.39352,18.00982],[-93.39352,18.01148],[-93.39353,18.01292],[-93.39353,18.01441],[-93.39318,18.01623],[-93.39287,18.01782],[-93.39257,18.01945],[-93.39168,18.02405],[-93.39141,18.02549],[-93.39115,18.02677],[-93.39088,18.02818],[-93.39027,18.03131],[-93.38995,18.03305],[-93.38972,18.03422],[-93.38942,18.03584],[-93.38829,18.04177],[-93.38767,18.04503],[-93.38649,18.05116],[-93.3862,18.05268],[-93.38595,18.05392],[-93.384,18.0558],[-93.38041,18.05926],[-93.3794,18.06023],[-93.37816,18.06143],[-93.37697,18.06255],[-93.37559,18.06387],[-93.37456,18.06487],[-93.3734,18.06597],[-93.37214,18.06717],[-93.37108,18.06817],[-93.36985,18.06934],[-93.36865,18.07048],[-93.365,18.07392],[-93.36379,18.07507],[-93.35969,18.07895],[-93.35875,18.07983],[-93.35725,18.08126],[-93.35624,18.08221],[-93.35508,18.0833],[-93.35357,18.08473],[-93.34376,18.094],[-93.34234,18.09534],[-93.34134,18.09629],[-93.33913,18.09838],[-93.33792,18.09949],[-93.33684,18.10052],[-93.33584,18.10122],[-93.32848,18.10639],[-93.32684,18.10753],[-93.32586,18.10822],[-93.32472,18.10901],[-93.32346,18.10991],[-93.32306,18.11017],[-93.32224,18.11077],[-93.32085,18.11173],[-93.31938,18.11276],[-93.31791,18.11381],[-93.3168,18.11456],[-93.3157,18.1153],[-93.31391,18.11652],[-93.31258,18.11741],[-93.31103,18.11847],[-93.31119,18.11865]]}}
Línea 115.0 kV | LineString | 115.0 kV | 1 |  |  | CFE |  |  |  |  | OpenStreetMap | {"type":"Feature","properties":{},"geometry":{"type":"LineString","coordinates":[[-92.84343,17.57421],[-92.8433,17.57419]]}}
Línea 115.0 kV | LineString | 115.0 kV | 1 |  |  | CFE |  |  |  |  | OpenStreetMap | {"type":"Feature","properties":{},"geometry":{"type":"LineString","coordinates":[[-92.84343,17.57421],[-92.84341,17.57432],[-92.84329,17.5743]]}}
Línea 115.0 kV | LineString | 115.0 kV | 2 |  |  | CFE |  |  |  |  | OpenStreetMap | {"type":"Feature","properties":{},"geometry":{"type":"LineString","coordinates":[[-92.86108,17.55647],[-92.8609,17.5587],[-92.86075,17.55917],[-92.85802,17.56172],[-92.85614,17.5635],[-92.85376,17.56463],[-92.85046,17.56623],[-92.84858,17.56783],[-92.84859,17.57015],[-92.84714,17.57207],[-92.84597,17.57249],[-92.84479,17.57292],[-92.84359,17.57336],[-92.84343,17.57421]]}}
Línea 115.0 kV | LineString | 115.0 kV | 1 |  |  | CFE |  |  |  |  | OpenStreetMap | {"type":"Feature","properties":{},"geometry":{"type":"LineString","coordinates":[[-92.96129,17.59353],[-92.96189,17.59218],[-92.96263,17.59048],[-92.96324,17.5889],[-92.96398,17.58707],[-92.96462,17.58541],[-92.96523,17.58383],[-92.96581,17.58211],[-92.96592,17.58182]]}}
Línea 115.0 kV | LineString | 115.0 kV | 1 |  |  | CFE |  |  |  |  | OpenStreetMap | {"type":"Feature","properties":{},"geometry":{"type":"LineString","coordinates":[[-92.67295,17.20523],[-92.67371,17.20165],[-92.67512,17.19506],[-92.67535,17.19378],[-92.67572,17.19142],[-92.67689,17.18894],[-92.67887,17.18472],[-92.6797,17.18387],[-92.68043,17.18315],[-92.68152,17.18207],[-92.68297,17.18065],[-92.68308,17.17945],[-92.68322,17.17799],[-92.68341,17.17671],[-92.68496,17.17616],[-92.68543,17.17603],[-92.68628,17.17578],[-92.68791,17.1753],[-92.69063,17.17258],[-92.69397,17.16851],[-92.6951,17.16759],[-92.69668,17.16626],[-92.69932,17.16463],[-92.70052,17.16377],[-92.70371,17.16291],[-92.70518,17.1621],[-92.70805,17.1605],[-92.70793,17.15983],[-92.7081,17.15691],[-92.70783,17.15607],[-92.70733,17.15157],[-92.70618,17.15054],[-92.70497,17.14948],[-92.70424,17.14788],[-92.70374,17.14726],[-92.70271,17.14599],[-92.70168,17.14472],[-92.70058,17.14316],[-92.69827,17.14096],[-92.69731,17.14022],[-92.69683,17.13983],[-92.69771,17.13664],[-92.69827,17.13448],[-92.6984,17.13431],[-92.69933,17.13451],[-92.7001,17.13467],[-92.70247,17.13518],[-92.70322,17.13562],[-92.70326,17.13535],[-92.70363,17.13524],[-92.70343,17.13454],[-92.70327,17.13458],[-92.70335,17.13479]]}}
Línea 115.0 kV | LineString | 115.0 kV | 1 |  |  | CFE |  |  |  |  | OpenStreetMap | {"type":"Feature","properties":{},"geometry":{"type":"LineString","coordinates":[[-92.78702,17.45073],[-92.78745,17.4509],[-92.78702,17.45038],[-92.78454,17.44595],[-92.78339,17.44392],[-92.7804,17.4388],[-92.77899,17.43641],[-92.77584,17.43089],[-92.77093,17.42248],[-92.76871,17.41865],[-92.76785,17.41714],[-92.76618,17.41424],[-92.76422,17.41089],[-92.76256,17.408],[-92.75905,17.40212],[-92.75292,17.39174],[-92.75184,17.38957],[-92.75071,17.38755],[-92.74694,17.38115],[-92.74594,17.37935],[-92.74491,17.37748],[-92.74204,17.37257],[-92.74079,17.37039],[-92.73811,17.36574],[-92.73629,17.36255],[-92.73492,17.36004],[-92.7334,17.35666],[-92.73157,17.35283],[-92.72871,17.34677],[-92.72772,17.34456],[-92.72465,17.33801],[-92.72073,17.32961],[-92.7201,17.32815],[-92.71737,17.32235],[-92.71612,17.3196],[-92.71514,17.31675],[-92.7139,17.31304],[-92.71313,17.31075],[-92.71242,17.30866],[-92.71024,17.30228],[-92.70972,17.2999],[-92.70655,17.29135],[-92.70553,17.28829],[-92.70467,17.28583],[-92.70095,17.27932],[-92.6979,17.27408],[-92.6957,17.27027],[-92.69385,17.26697],[-92.69251,17.26456],[-92.69021,17.26049],[-92.68777,17.25621],[-92.68272,17.24751],[-92.68093,17.2444],[-92.67928,17.24134],[-92.67554,17.23504]]}}
Línea 115.0 kV | LineString | 115.0 kV | 1 |  |  | CFE |  |  |  |  | OpenStreetMap | {"type":"Feature","properties":{},"geometry":{"type":"LineString","coordinates":[[-92.86108,17.55647],[-92.85992,17.55454],[-92.85792,17.55168],[-92.85675,17.55002],[-92.85482,17.54729],[-92.85207,17.54337],[-92.85013,17.54061],[-92.84805,17.53766],[-92.84542,17.53391],[-92.84437,17.53242],[-92.8429,17.53031],[-92.84143,17.52822],[-92.83966,17.52571],[-92.83721,17.5222],[-92.83584,17.52026],[-92.83418,17.51789],[-92.83303,17.51623],[-92.83038,17.51246],[-92.82898,17.51044],[-92.8274,17.50818],[-92.82492,17.50463],[-92.82365,17.5028],[-92.82087,17.49881],[-92.82006,17.49766],[-92.81449,17.48967],[-92.81052,17.48397],[-92.80955,17.48259],[-92.80776,17.48002],[-92.80508,17.47625],[-92.80319,17.47355],[-92.80039,17.46951],[-92.79906,17.46761],[-92.79675,17.46427],[-92.79603,17.46321],[-92.7939,17.46019],[-92.79302,17.45894],[-92.79022,17.45497],[-92.78745,17.4509],[-92.78682,17.45107],[-92.78695,17.45075]]}}
Línea 115.0 kV | LineString | 115.0 kV | 1 |  |  | CFE |  |  |  |  | OpenStreetMap | {"type":"Feature","properties":{},"geometry":{"type":"LineString","coordinates":[[-92.92531,17.84428],[-92.92489,17.84426],[-92.92505,17.84308],[-92.92517,17.84208],[-92.92519,17.84193]]}}
Línea 115.0 kV | LineString | 115.0 kV | 1 |  |  | CFE |  |  |  |  | OpenStreetMap | {"type":"Feature","properties":{},"geometry":{"type":"LineString","coordinates":[[-92.92512,17.84208],[-92.92517,17.84208],[-92.92668,17.84217],[-92.92793,17.84226],[-92.92933,17.84227],[-92.9305,17.84227],[-92.93191,17.84247],[-92.93205,17.84249]]}}
Línea 115.0 kV | LineString | 115.0 kV |  |  |  | CFE |  |  |  |  | OpenStreetMap | {"type":"Feature","properties":{},"geometry":{"type":"LineString","coordinates":[[-92.92458,17.846],[-92.92573,17.84618],[-92.92634,17.84627],[-92.92774,17.84646],[-92.92792,17.84648]]}}
Línea 115.0 kV | LineString | 115.0 kV | 1 |  |  | CFE |  |  |  |  | OpenStreetMap | {"type":"Feature","properties":{},"geometry":{"type":"LineString","coordinates":[[-92.49492,17.8667],[-92.49465,17.86684],[-92.49389,17.86829],[-92.49349,17.86826]]}}
Línea 115.0 kV | LineString | 115.0 kV | 1 |  |  | CFE |  |  |  |  | OpenStreetMap | {"type":"Feature","properties":{},"geometry":{"type":"LineString","coordinates":[[-92.9253,17.84436],[-92.92489,17.84426],[-92.92274,17.84375]]}}
Línea 115.0 kV | LineString | 115.0 kV | 1 |  |  | CFE |  |  |  |  | OpenStreetMap | {"type":"Feature","properties":{},"geometry":{"type":"LineString","coordinates":[[-92.60758,17.83433],[-92.60824,17.83445],[-92.61115,17.83729],[-92.61271,17.83885]]}}
Línea 115.0 kV | LineString | 115.0 kV | 2 |  |  | CFE |  |  |  |  | OpenStreetMap | {"type":"Feature","properties":{},"geometry":{"type":"LineString","coordinates":[[-92.60735,17.83377],[-92.60692,17.83375],[-92.60451,17.83546],[-92.60219,17.83718],[-92.60061,17.83831],[-92.59851,17.83982],[-92.596,17.84004],[-92.59266,17.84034],[-92.58875,17.84069],[-92.5858,17.84098],[-92.58266,17.84129],[-92.57913,17.84157],[-92.57645,17.84179],[-92.5735,17.84207],[-92.57019,17.84238],[-92.56722,17.84264],[-92.5646,17.8429],[-92.5607,17.84323],[-92.55741,17.84353],[-92.55339,17.84388],[-92.54969,17.84421],[-92.54768,17.84438],[-92.54438,17.84471],[-92.54173,17.84495],[-92.53806,17.84528],[-92.53432,17.8456],[-92.52964,17.84602],[-92.52586,17.84636],[-92.52208,17.84671],[-92.51739,17.84713],[-92.51442,17.84739],[-92.51049,17.84774],[-92.50651,17.8481],[-92.50435,17.84877],[-92.50297,17.85138],[-92.50156,17.8541],[-92.50014,17.85675],[-92.49836,17.86014],[-92.49669,17.8633],[-92.49492,17.8667],[-92.4935,17.86941],[-92.49221,17.87187],[-92.49208,17.87563],[-92.49196,17.88012],[-92.49183,17.88375],[-92.49103,17.88438],[-92.49062,17.8843]]}}
Línea 115.0 kV | LineString | 115.0 kV | 1 |  |  | CFE |  |  |  |  | OpenStreetMap | {"type":"Feature","properties":{},"geometry":{"type":"LineString","coordinates":[[-92.60747,17.83293],[-92.60726,17.8329],[-92.60709,17.83359],[-92.60737,17.83362]]}}
Línea 115.0 kV | LineString | 115.0 kV | 1 |  |  | CFE |  |  |  |  | OpenStreetMap | {"type":"Feature","properties":{},"geometry":{"type":"LineString","coordinates":[[-92.06873,16.13732],[-92.06865,16.13713]]}}
Línea 115.0 kV | LineString | 115.0 kV | 1 |  |  | CFE |  |  |  |  | OpenStreetMap | {"type":"Feature","properties":{},"geometry":{"type":"LineString","coordinates":[[-92.57355,16.32485],[-92.57352,16.32474],[-92.57349,16.32467],[-92.57282,16.32309],[-92.57144,16.32002],[-92.57069,16.31825],[-92.56917,16.31714],[-92.56865,16.31698]]}}
Línea 115.0 kV | LineString | 115.0 kV | 1 |  |  | CFE |  |  |  |  | OpenStreetMap | {"type":"Feature","properties":{},"geometry":{"type":"LineString","coordinates":[[-93.02748,16.68381],[-93.02752,16.68394],[-93.02878,16.68857],[-93.02971,16.69201],[-93.03131,16.69788],[-93.0328,16.70337],[-93.03398,16.70768],[-93.03493,16.71118],[-93.03577,16.71423],[-93.03667,16.71757],[-93.03719,16.71947],[-93.03839,16.72393],[-93.03872,16.72514],[-93.0409,16.72671],[-93.04407,16.72898],[-93.0479,16.73172],[-93.05025,16.73341],[-93.05391,16.73603],[-93.05745,16.73857],[-93.06094,16.74109],[-93.06407,16.74334],[-93.065,16.74399]]}}
Línea 115.0 kV | LineString | 115.0 kV | 2 |  |  | CFE |  |  |  |  | OpenStreetMap | {"type":"Feature","properties":{},"geometry":{"type":"LineString","coordinates":[[-93.065,16.74399],[-93.06563,16.74318],[-93.06627,16.74234],[-93.06694,16.74143],[-93.06755,16.74062],[-93.06842,16.73948],[-93.06925,16.74],[-93.07008,16.74053],[-93.07092,16.74108],[-93.07165,16.74147],[-93.07248,16.74167],[-93.0733,16.74167],[-93.07453,16.74133],[-93.07512,16.74182],[-93.07711,16.74137],[-93.07793,16.74117],[-93.07872,16.74095],[-93.07959,16.74063],[-93.08045,16.74024],[-93.08126,16.73985],[-93.08208,16.73945],[-93.0829,16.73903],[-93.08488,16.73892],[-93.08483,16.73946],[-93.08509,16.7405],[-93.08527,16.74133],[-93.08533,16.7416]]}}
Línea 115.0 kV | LineString | 115.0 kV | 1 |  |  | CFE |  |  |  |  | OpenStreetMap | {"type":"Feature","properties":{},"geometry":{"type":"LineString","coordinates":[[-93.065,16.74399],[-93.06717,16.74552],[-93.07042,16.74787],[-93.07341,16.75001],[-93.07627,16.75203],[-93.07938,16.75425],[-93.08256,16.75655],[-93.08534,16.75855],[-93.08844,16.76077],[-93.0893,16.76139],[-93.09015,16.762],[-93.09082,16.76252],[-93.09183,16.7633],[-93.09278,16.76398],[-93.09331,16.76436],[-93.09447,16.7651],[-93.09568,16.7658],[-93.09636,16.76634],[-93.09714,16.76695],[-93.09809,16.76766],[-93.09917,16.76829],[-93.10021,16.7689],[-93.10083,16.76936],[-93.10133,16.76977],[-93.10106,16.77037],[-93.10095,16.77068]]}}
Línea 115.0 kV | LineString | 115.0 kV | 1 |  |  | CFE |  |  |  |  | OpenStreetMap | {"type":"Feature","properties":{},"geometry":{"type":"LineString","coordinates":[[-93.0277,16.68402],[-93.02752,16.68394],[-93.02726,16.68384],[-93.02589,16.68319]]}}
Línea 115.0 kV | LineString | 115.0 kV | 1 |  |  | CFE |  |  |  |  | OpenStreetMap | {"type":"Feature","properties":{},"geometry":{"type":"LineString","coordinates":[[-93.02762,16.68363],[-93.02745,16.68369],[-93.02728,16.68374],[-93.02589,16.68319]]}}
Línea 115.0 kV | LineString | 115.0 kV | 2 |  |  | CFE |  |  |  |  | OpenStreetMap | {"type":"Feature","properties":{},"geometry":{"type":"LineString","coordinates":[[-93.01982,16.68088],[-93.02007,16.68099],[-93.02126,16.68144],[-93.02589,16.68319]]}}
Línea 115.0 kV | LineString | 115.0 kV | 1 |  |  | CFE |  |  |  |  | OpenStreetMap | {"type":"Feature","properties":{},"geometry":{"type":"LineString","coordinates":[[-92.82427,16.07027],[-92.82432,16.07014],[-92.8244,16.06993],[-92.82403,16.06939],[-92.82367,16.06926],[-92.82363,16.06924]]}}
Línea 115.0 kV | LineString | 115.0 kV | 1 |  |  | CFE |  |  |  |  | OpenStreetMap | {"type":"Feature","properties":{},"geometry":{"type":"LineString","coordinates":[[-92.82423,16.07006],[-92.82432,16.07014],[-92.82533,16.07108],[-92.82686,16.07243],[-92.82798,16.07343],[-92.8278,16.0738]]}}
Línea 115.0 kV | LineString | 115.0 kV | 2 |  |  | CFE |  |  |  |  | OpenStreetMap | {"type":"Feature","properties":{},"geometry":{"type":"LineString","coordinates":[[-92.92258,16.88045],[-92.92241,16.88062],[-92.92226,16.88049]]}}
Línea 115.0 kV | LineString | 115.0 kV | 1 |  |  | CFE |  |  |  |  | OpenStreetMap | {"type":"Feature","properties":{},"geometry":{"type":"LineString","coordinates":[[-92.90992,16.99662],[-92.91026,16.99602],[-92.90572,16.99089],[-92.90677,16.98775],[-92.90833,16.98264],[-92.9097,16.97827],[-92.91217,16.97439],[-92.91384,16.97176],[-92.91559,16.96905],[-92.9181,16.96515],[-92.91945,16.9631],[-92.9166,16.95826],[-92.91476,16.95513],[-92.91263,16.9515],[-92.91114,16.94896],[-92.91059,16.94803],[-92.9106,16.9468],[-92.91062,16.94567],[-92.91059,16.94309],[-92.91057,16.94027],[-92.91057,16.93501],[-92.91059,16.9317],[-92.91058,16.92788],[-92.91061,16.92491],[-92.91165,16.9227],[-92.91373,16.91854],[-92.91453,16.91682],[-92.91582,16.91419],[-92.91722,16.91141],[-92.91869,16.9084],[-92.92063,16.90444],[-92.92231,16.90361],[-92.92579,16.90188],[-92.92784,16.90086],[-92.93085,16.89934],[-92.93351,16.89802],[-92.93614,16.89673],[-92.93848,16.89559],[-92.93857,16.89546],[-92.93866,16.89535]]}}
Línea 115.0 kV | LineString | 115.0 kV | 1 |  |  | CFE |  |  |  |  | OpenStreetMap | {"type":"Feature","properties":{},"geometry":{"type":"LineString","coordinates":[[-93.09396,16.94007],[-93.09348,16.9403],[-93.08866,16.94098],[-93.08143,16.94196],[-93.07473,16.94279],[-93.0718,16.94324],[-93.06657,16.94391],[-93.06432,16.94417],[-93.06096,16.94463],[-93.05662,16.94521],[-93.05121,16.94591],[-93.04804,16.9464],[-93.04547,16.94664],[-93.04341,16.94689],[-93.0387,16.94758],[-93.03308,16.9484],[-93.02969,16.9488],[-93.02512,16.94937],[-93.02381,16.94954],[-93.02224,16.94857],[-93.02037,16.94733],[-93.0181,16.94593],[-93.01202,16.94204],[-93.0107,16.94116],[-93.00537,16.93776],[-93.00327,16.93645],[-93.00193,16.93446],[-93.00036,16.93211],[-92.99857,16.92947],[-92.99684,16.9269],[-92.9936,16.92214],[-92.99234,16.92028],[-92.99125,16.91862],[-92.9903,16.91722],[-92.98948,16.91597],[-92.98716,16.91502],[-92.9831,16.91338],[-92.98136,16.91268],[-92.9782,16.91142],[-92.97122,16.9086],[-92.96676,16.90681],[-92.9582,16.90336],[-92.95681,16.9028],[-92.95351,16.90147],[-92.9494,16.89982],[-92.9451,16.89808],[-92.9426,16.89708],[-92.94117,16.8965],[-92.93861,16.89548],[-92.93857,16.89546],[-92.93543,16.89419],[-92.93359,16.89346],[-92.93218,16.8918],[-92.93037,16.88965],[-92.92849,16.88746],[-92.92644,16.88499],[-92.92536,16.88364],[-92.92344,16.88137],[-92.92258,16.88045]]}}
Línea 115.0 kV | LineString | 115.0 kV | 1 |  |  | CFE |  |  |  |  | OpenStreetMap | {"type":"Feature","properties":{},"geometry":{"type":"LineString","coordinates":[[-92.74801,16.40307],[-92.74777,16.40295]]}}
Línea 115.0 kV | LineString | 115.0 kV | 1 |  |  | CFE |  |  |  |  | OpenStreetMap | {"type":"Feature","properties":{},"geometry":{"type":"LineString","coordinates":[[-92.74801,16.40307],[-92.74884,16.40538],[-92.75003,16.40873],[-92.75098,16.41132],[-92.75194,16.41397],[-92.75225,16.41481],[-92.75397,16.41957],[-92.75507,16.42267],[-92.75655,16.42675],[-92.75777,16.43001],[-92.75943,16.43445],[-92.76049,16.43748],[-92.7616,16.44062],[-92.76338,16.44139],[-92.76679,16.44286],[-92.76995,16.44425],[-92.77309,16.44562],[-92.77617,16.44695],[-92.77975,16.44854],[-92.78318,16.45001],[-92.78734,16.45185],[-92.79011,16.45304],[-92.79342,16.45451],[-92.79638,16.4558],[-92.79931,16.45702],[-92.80202,16.45819],[-92.80378,16.45897],[-92.8072,16.46046],[-92.81195,16.46254],[-92.81593,16.4643],[-92.8178,16.46513],[-92.82036,16.46621],[-92.82292,16.46736],[-92.82682,16.46904],[-92.83028,16.47053],[-92.83409,16.47221],[-92.8384,16.47407],[-92.84155,16.47547],[-92.84332,16.47775],[-92.84582,16.48104],[-92.8483,16.48416],[-92.85061,16.48715],[-92.85203,16.48903],[-92.85407,16.49165],[-92.85705,16.49548],[-92.85976,16.49897],[-92.86236,16.50232],[-92.86418,16.50467],[-92.86767,16.50916],[-92.8701,16.51236],[-92.87234,16.51523],[-92.87452,16.51806],[-92.87694,16.52114],[-92.87934,16.52426],[-92.88156,16.52711],[-92.88358,16.52971],[-92.88569,16.53246],[-92.88786,16.53528],[-92.89011,16.53815],[-92.8926,16.54137],[-92.89521,16.54473],[-92.89695,16.54698],[-92.8992,16.54987],[-92.90118,16.55247],[-92.90343,16.55535],[-92.90572,16.55831],[-92.90786,16.56108],[-92.91018,16.56406],[-92.91219,16.56667],[-92.91405,16.56902],[-92.91614,16.57171],[-92.91783,16.57391],[-92.92072,16.57521],[-92.92357,16.57649],[-92.92723,16.57812],[-92.92967,16.57921],[-92.93253,16.58047],[-92.93551,16.5818],[-92.93874,16.58324],[-92.9426,16.58498],[-92.94544,16.58623],[-92.94874,16.5877],[-92.95275,16.58947],[-92.95549,16.59068],[-92.95837,16.59197],[-92.96123,16.59325],[-92.9656,16.59521],[-92.96986,16.59709],[-92.9738,16.59885],[-92.97876,16.60106],[-92.98209,16.60255],[-92.98523,16.60395],[-92.98914,16.60569],[-92.99275,16.60731],[-92.99524,16.6084],[-93.0008,16.61089],[-93.00385,16.61225],[-93.00611,16.61325],[-93.00859,16.61436],[-93.00941,16.61737],[-93.01021,16.62032],[-93.01112,16.62367],[-93.01203,16.62702],[-93.01298,16.63051],[-93.01387,16.63376],[-93.01476,16.63707],[-93.01585,16.64106],[-93.017,16.64528],[-93.01847,16.6507],[-93.0192,16.65341],[-93.0208,16.65928],[-93.02293,16.66709],[-93.02411,16.67145],[-93.02533,16.67593],[-93.02607,16.67863],[-93.02745,16.68369],[-93.02748,16.68381]]}}
Línea 115.0 kV | LineString | 115.0 kV | 1 |  |  | CFE |  |  |  |  | OpenStreetMap | {"type":"Feature","properties":{},"geometry":{"type":"LineString","coordinates":[[-92.74978,16.40207],[-92.7479,16.40282],[-92.74777,16.40295],[-92.74767,16.40303]]}}
Línea 115.0 kV | LineString | 115.0 kV |  |  |  | CFE |  |  |  |  | OpenStreetMap | {"type":"Feature","properties":{},"geometry":{"type":"LineString","coordinates":[[-92.77643,16.40123],[-92.77619,16.4015],[-92.77481,16.4021],[-92.77133,16.40177],[-92.76741,16.40141],[-92.76455,16.40112],[-92.76183,16.40086],[-92.75843,16.40056],[-92.75484,16.40022],[-92.7533,16.40007],[-92.74978,16.40207]]}}
Línea 115.0 kV | LineString | 115.0 kV | 1 |  |  | CFE |  |  |  |  | OpenStreetMap | {"type":"Feature","properties":{},"geometry":{"type":"LineString","coordinates":[[-92.72021,16.5502],[-92.71868,16.55638],[-92.71758,16.5608],[-92.71696,16.56341],[-92.71635,16.56594],[-92.71553,16.56933],[-92.71488,16.57204],[-92.71396,16.57586],[-92.71365,16.57713],[-92.71282,16.58058],[-92.71208,16.58369],[-92.71164,16.58548],[-92.71052,16.59015],[-92.70987,16.59286],[-92.70911,16.59602],[-92.70845,16.59873],[-92.70774,16.60169],[-92.70697,16.6049],[-92.70646,16.60699],[-92.70593,16.60927],[-92.70396,16.61736],[-92.70219,16.62469],[-92.7016,16.62717],[-92.7007,16.631],[-92.69935,16.63673],[-92.69776,16.63956],[-92.69687,16.64115],[-92.69493,16.64465],[-92.69315,16.64785],[-92.6906,16.65244],[-92.68833,16.65652],[-92.68695,16.65901],[-92.68456,16.66331],[-92.68152,16.66877],[-92.68,16.67149],[-92.67764,16.67574],[-92.67574,16.67917],[-92.67446,16.68153],[-92.67116,16.6874],[-92.66923,16.69089],[-92.66792,16.69327],[-92.6662,16.69642],[-92.66448,16.69957],[-92.66284,16.70246],[-92.66174,16.70457],[-92.6599,16.70783],[-92.65819,16.71089],[-92.65788,16.71144],[-92.65608,16.71516],[-92.65385,16.71921],[-92.65361,16.71986]]}}
Línea 115.0 kV | LineString | 115.0 kV |  |  |  | CFE |  |  |  |  | OpenStreetMap | {"type":"Feature","properties":{},"geometry":{"type":"LineString","coordinates":[[-92.72021,16.5502],[-92.7209,16.55034],[-92.72391,16.5507],[-92.72615,16.55096],[-92.72928,16.55133],[-92.73137,16.55159],[-92.73366,16.55185],[-92.73624,16.55261],[-92.73827,16.55318],[-92.74339,16.55461],[-92.74561,16.55523],[-92.74782,16.55587],[-92.75106,16.55601],[-92.75763,16.55626],[-92.76347,16.5565],[-92.76581,16.55658],[-92.77136,16.55681],[-92.7746,16.55694],[-92.77514,16.55667]]}}
Línea 115.0 kV | LineString | 115.0 kV | 1 |  |  | CFE |  |  |  |  | OpenStreetMap | {"type":"Feature","properties":{},"geometry":{"type":"LineString","coordinates":[[-92.62576,16.88423],[-92.62611,16.88294],[-92.62633,16.88192],[-92.62601,16.87971],[-92.62556,16.87676],[-92.62525,16.87484],[-92.62468,16.87092],[-92.62415,16.86737],[-92.62351,16.86326],[-92.62241,16.85594],[-92.62379,16.85395],[-92.62678,16.84974],[-92.62959,16.84568],[-92.63283,16.8411],[-92.63486,16.83822],[-92.63636,16.83605],[-92.63774,16.8341],[-92.63906,16.82966],[-92.64,16.82648],[-92.64064,16.82442],[-92.6415,16.82149],[-92.64224,16.819],[-92.6427,16.81755],[-92.64346,16.81496],[-92.64375,16.81393],[-92.64509,16.81259],[-92.64735,16.8103],[-92.6505,16.8071],[-92.65142,16.80617],[-92.65153,16.80345],[-92.65159,16.80144],[-92.65173,16.79718],[-92.6519,16.79249],[-92.65196,16.79036],[-92.65207,16.78762],[-92.64914,16.78464],[-92.64774,16.78329],[-92.64468,16.78032],[-92.64311,16.77881],[-92.64037,16.77617],[-92.63572,16.77168],[-92.63275,16.7688],[-92.63107,16.76718],[-92.62913,16.7653],[-92.62677,16.76303],[-92.62319,16.75956],[-92.62114,16.75753],[-92.61783,16.75437],[-92.61555,16.75216],[-92.61357,16.75108],[-92.61093,16.74964],[-92.60967,16.74892],[-92.60557,16.74667],[-92.60378,16.74569],[-92.60007,16.74364],[-92.59929,16.73942],[-92.60083,16.73797]]}}
Línea 115.0 kV | LineString | 115.0 kV | 1 |  |  | CFE |  |  |  |  | OpenStreetMap | {"type":"Feature","properties":{},"geometry":{"type":"LineString","coordinates":[[-92.60018,16.73786],[-92.60074,16.73787],[-92.60075,16.73773]]}}
Línea 115.0 kV | LineString | 115.0 kV | 1 |  |  | CFE |  |  |  |  | OpenStreetMap | {"type":"Feature","properties":{},"geometry":{"type":"LineString","coordinates":[[-92.60018,16.73786],[-92.60063,16.73786],[-92.60063,16.73773]]}}
Línea 115.0 kV | LineString | 115.0 kV | 2 |  |  | CFE |  |  |  |  | OpenStreetMap | {"type":"Feature","properties":{},"geometry":{"type":"LineString","coordinates":[[-92.58609,16.69259],[-92.58592,16.69452],[-92.58633,16.69703],[-92.58713,16.70011],[-92.58853,16.70535],[-92.58925,16.70806],[-92.58981,16.71016],[-92.59131,16.71583],[-92.59228,16.71962],[-92.59281,16.72164],[-92.5936,16.72471],[-92.594,16.72626],[-92.59518,16.73085],[-92.59626,16.73494],[-92.59842,16.73649],[-92.60018,16.73786]]}}
Línea 115.0 kV | LineString | 115.0 kV | 1 |  |  | CFE |  |  |  |  | OpenStreetMap | {"type":"Feature","properties":{},"geometry":{"type":"LineString","coordinates":[[-92.58609,16.69259],[-92.58369,16.69221],[-92.58208,16.6905],[-92.58014,16.68844],[-92.57779,16.68596],[-92.57587,16.68394],[-92.57325,16.68122],[-92.57028,16.6781],[-92.56743,16.67515],[-92.56646,16.67411],[-92.56234,16.6748],[-92.55718,16.67565],[-92.55455,16.6761],[-92.55264,16.6764],[-92.54831,16.67713],[-92.54703,16.67733],[-92.54077,16.67835],[-92.53943,16.6779],[-92.53766,16.67731],[-92.53615,16.6768],[-92.53119,16.67514],[-92.52766,16.67397],[-92.5246,16.67292],[-92.52163,16.67191],[-92.52014,16.67302],[-92.51889,16.67394],[-92.51623,16.67586],[-92.51492,16.67681],[-92.51345,16.67789],[-92.51189,16.67903],[-92.51005,16.68036],[-92.50844,16.68153],[-92.50502,16.68408],[-92.50388,16.68493],[-92.50206,16.68627],[-92.50137,16.68678],[-92.49555,16.6911],[-92.49133,16.69423],[-92.48935,16.6957],[-92.4868,16.6976],[-92.48503,16.69794],[-92.48152,16.69865],[-92.47409,16.70015],[-92.4702,16.70091],[-92.46515,16.70195],[-92.46,16.70299],[-92.4549,16.704],[-92.4481,16.70541],[-92.44488,16.70948],[-92.44067,16.71481],[-92.43923,16.71662],[-92.43655,16.72005],[-92.43531,16.72167],[-92.4347,16.72245],[-92.43151,16.7265],[-92.43012,16.72826],[-92.42785,16.73114],[-92.42594,16.73356],[-92.42379,16.73636],[-92.42111,16.73978],[-92.41521,16.74694],[-92.40762,16.74876],[-92.40188,16.75007],[-92.39806,16.75094],[-92.39297,16.75211],[-92.38763,16.75332],[-92.38456,16.75404],[-92.37971,16.75514],[-92.3775,16.75561],[-92.37343,16.75723],[-92.37186,16.75787],[-92.36661,16.75998],[-92.36311,16.7614],[-92.36004,16.76262],[-92.35653,16.7641],[-92.35495,16.76474],[-92.35255,16.76568],[-92.34923,16.76703],[-92.34528,16.76861],[-92.34343,16.76927],[-92.34195,16.7698],[-92.3394,16.7706],[-92.33875,16.77321]]}}
Línea 115.0 kV | LineString | 115.0 kV |  |  |  | CFE |  |  |  |  | OpenStreetMap | {"type":"Feature","properties":{},"geometry":{"type":"LineString","coordinates":[[-92.24853,14.9754],[-92.2486,14.97545],[-92.24866,14.97549],[-92.24907,14.9758],[-92.24991,14.97643],[-92.24949,14.97692],[-92.24937,14.97678]]}}
Línea 115.0 kV | LineString | 115.0 kV | 1 |  |  | CFE |  |  |  |  | OpenStreetMap | {"type":"Feature","properties":{},"geometry":{"type":"LineString","coordinates":[[-92.33035,14.90721],[-92.32937,14.90696],[-92.32935,14.90715]]}}
Línea 115.0 kV | LineString | 115.0 kV | 1 |  |  | CFE |  |  |  |  | OpenStreetMap | {"type":"Feature","properties":{},"geometry":{"type":"LineString","coordinates":[[-92.33035,14.90721],[-92.32949,14.907],[-92.32945,14.90717]]}}
Línea 115.0 kV | LineString | 115.0 kV | 1 |  |  | CFE |  |  |  |  | OpenStreetMap | {"type":"Feature","properties":{},"geometry":{"type":"LineString","coordinates":[[-92.32952,14.90729],[-92.32939,14.90767],[-92.32887,14.90752],[-92.32861,14.90745],[-92.32842,14.90728],[-92.32858,14.90662]]}}
Línea 115.0 kV | LineString | 115.0 kV | 1 |  |  | CFE |  |  |  |  | OpenStreetMap | {"type":"Feature","properties":{},"geometry":{"type":"LineString","coordinates":[[-92.45228,15.14665],[-92.45216,15.14682],[-92.4519,15.14682],[-92.45187,15.14629],[-92.45089,15.14624],[-92.44886,15.14627],[-92.44761,15.14787],[-92.44713,15.14873]]}}
Línea 115.0 kV | LineString | 115.0 kV |  |  |  | CFE |  |  |  |  | OpenStreetMap | {"type":"Feature","properties":{},"geometry":{"type":"LineString","coordinates":[[-92.44713,15.14873],[-92.44735,15.15229],[-92.44554,15.15393],[-92.44256,15.15682],[-92.43939,15.15986],[-92.43695,15.16221],[-92.43397,15.16444],[-92.43116,15.16656],[-92.42451,15.17165],[-92.4225,15.17312],[-92.42142,15.17809],[-92.41985,15.1858],[-92.41697,15.19888],[-92.41594,15.20363],[-92.41504,15.20746],[-92.414,15.21229],[-92.41318,15.21609],[-92.41223,15.2205],[-92.41061,15.22805],[-92.40768,15.24288],[-92.407,15.24635],[-92.40653,15.24875],[-92.40611,15.25085],[-92.40556,15.25367],[-92.40467,15.25815],[-92.40255,15.26118],[-92.40027,15.26442],[-92.3986,15.26681],[-92.39547,15.27126],[-92.39387,15.27356],[-92.39341,15.27497],[-92.39186,15.27984],[-92.39179,15.28104],[-92.39161,15.28376],[-92.39128,15.28895],[-92.39087,15.29692],[-92.38579,15.30083],[-92.38563,15.30152],[-92.38529,15.30288],[-92.38463,15.30387],[-92.38448,15.30391]]}}
Línea 115.0 kV | LineString | 115.0 kV |  |  |  | CFE |  |  |  |  | OpenStreetMap | {"type":"Feature","properties":{},"geometry":{"type":"LineString","coordinates":[[-92.38455,15.30398],[-92.38465,15.30396],[-92.38468,15.30444],[-92.38445,15.30472],[-92.3772,15.30707],[-92.37459,15.30902],[-92.36947,15.3128],[-92.36874,15.31328],[-92.36575,15.31352],[-92.35993,15.31374],[-92.35421,15.31392],[-92.35008,15.31406],[-92.34614,15.31425],[-92.34442,15.31497],[-92.33485,15.3193],[-92.3287,15.32192],[-92.32799,15.32223],[-92.32083,15.32264],[-92.31506,15.32296],[-92.31181,15.32316],[-92.30703,15.32343],[-92.30309,15.32365],[-92.29693,15.32401],[-92.29263,15.32565],[-92.28493,15.32859],[-92.27779,15.33131],[-92.27567,15.33214],[-92.27282,15.33536],[-92.27059,15.33787],[-92.2691,15.33954],[-92.26468,15.34442],[-92.25909,15.34517],[-92.2524,15.34601],[-92.25023,15.34629],[-92.23982,15.35078],[-92.23959,15.35658],[-92.23819,15.36372],[-92.2373,15.36749],[-92.23666,15.36877],[-92.23683,15.36902]]}}
Línea 115.0 kV | LineString | 115.0 kV |  |  |  | CFE |  |  |  |  | OpenStreetMap | {"type":"Feature","properties":{},"geometry":{"type":"LineString","coordinates":[[-92.23673,15.36907],[-92.23658,15.36886],[-92.23607,15.36885],[-92.2349,15.3692],[-92.23412,15.36983],[-92.23111,15.37218],[-92.22898,15.37384],[-92.22988,15.38012],[-92.23024,15.38269],[-92.23081,15.3867],[-92.23109,15.38857],[-92.23123,15.38956],[-92.2316,15.39201],[-92.23163,15.39247],[-92.23266,15.39361],[-92.23423,15.39535],[-92.23808,15.39962],[-92.24073,15.40087],[-92.24348,15.40218],[-92.24645,15.4036],[-92.25093,15.40572],[-92.2548,15.40757],[-92.2579,15.40905],[-92.25985,15.40999],[-92.26227,15.41112],[-92.26559,15.41271],[-92.2674,15.41357],[-92.2715,15.41551],[-92.27507,15.41723],[-92.27669,15.41801],[-92.28266,15.42084],[-92.2863,15.42258],[-92.28687,15.42447],[-92.28721,15.42546],[-92.28635,15.42788],[-92.28537,15.42938],[-92.28454,15.43188],[-92.28334,15.43551],[-92.28261,15.43767],[-92.28164,15.4407],[-92.28108,15.44271],[-92.28005,15.44551],[-92.27873,15.44959],[-92.27408,15.45277],[-92.27098,15.45485],[-92.26763,15.45711],[-92.26508,15.45893],[-92.26274,15.46048],[-92.25654,15.46482],[-92.25176,15.46963],[-92.2497,15.4704],[-92.24326,15.4719],[-92.24135,15.47382],[-92.23968,15.47552],[-92.23478,15.48041],[-92.23364,15.48087],[-92.2329,15.48686],[-92.232,15.49332],[-92.2314,15.49766],[-92.23118,15.49977],[-92.23085,15.50212],[-92.23068,15.50378],[-92.23008,15.50808],[-92.22996,15.50958],[-92.2294,15.5134],[-92.22917,15.51529],[-92.22959,15.51625],[-92.23083,15.51892],[-92.23194,15.52152],[-92.23287,15.52341],[-92.23369,15.5257],[-92.23445,15.52706],[-92.23587,15.53047],[-92.2365,15.53182],[-92.23723,15.53336],[-92.23776,15.53627],[-92.23848,15.53985],[-92.23973,15.54634],[-92.23998,15.54821],[-92.24122,15.55422],[-92.24196,15.55922],[-92.24217,15.5606],[-92.24321,15.56725],[-92.24385,15.57154],[-92.24415,15.57264],[-92.2375,15.58419],[-92.23553,15.58754],[-92.23583,15.58954],[-92.23701,15.59752],[-92.23732,15.59933],[-92.23744,15.60085],[-92.23839,15.60675],[-92.23907,15.61167],[-92.23945,15.61431],[-92.23993,15.61699],[-92.23669,15.62098],[-92.23356,15.6248],[-92.2295,15.62568],[-92.22587,15.62637],[-92.22358,15.62685],[-92.21876,15.62783],[-92.21528,15.62855],[-92.20921,15.62979],[-92.20718,15.63021],[-92.20664,15.63103],[-92.20415,15.6346],[-92.20266,15.63688],[-92.20165,15.63841],[-92.20081,15.63873],[-92.19828,15.63969],[-92.19639,15.64045],[-92.19148,15.64231],[-92.19054,15.64265],[-92.18637,15.64431],[-92.18293,15.64572],[-92.17864,15.64738],[-92.17383,15.64931],[-92.17149,15.65022],[-92.16891,15.65123],[-92.16637,15.65223],[-92.16331,15.65443],[-92.16186,15.65547],[-92.15995,15.65675],[-92.15521,15.66003],[-92.15443,15.66066],[-92.1526,15.66235],[-92.15143,15.66338],[-92.14872,15.66639],[-92.14827,15.67185],[-92.14788,15.674],[-92.14833,15.67517]]}}
Línea 115.0 kV | LineString | 115.0 kV |  |  |  | CFE |  |  |  |  | OpenStreetMap | {"type":"Feature","properties":{},"geometry":{"type":"LineString","coordinates":[[-92.14833,15.67517],[-92.14708,15.67568],[-92.14638,15.67537],[-92.14612,15.67553]]}}
Línea 115.0 kV | LineString | 115.0 kV |  |  |  | CFE |  |  |  |  | OpenStreetMap | {"type":"Feature","properties":{},"geometry":{"type":"LineString","coordinates":[[-92.10362,15.74721],[-92.10522,15.74393],[-92.10833,15.7391],[-92.11198,15.73638],[-92.11448,15.73446],[-92.11731,15.73232],[-92.12,15.73029],[-92.12267,15.72831],[-92.12519,15.72638],[-92.12999,15.72274],[-92.13284,15.72062],[-92.13543,15.71866],[-92.13816,15.71661],[-92.1435,15.71263],[-92.14523,15.70742],[-92.14494,15.70491],[-92.14437,15.70096],[-92.14392,15.69781],[-92.14355,15.6951],[-92.14319,15.69257],[-92.14369,15.68934],[-92.1443,15.6858],[-92.14474,15.68277],[-92.14504,15.68114],[-92.14718,15.68033],[-92.14833,15.67517]]}}
Línea 115.0 kV | LineString | 115.0 kV | 1 |  |  | CFE |  |  |  |  | OpenStreetMap | {"type":"Feature","properties":{},"geometry":{"type":"LineString","coordinates":[[-92.22694,15.02328],[-92.2273,15.02288],[-92.22801,15.02229],[-92.22915,15.02132],[-92.22976,15.02019],[-92.23004,15.01966],[-92.23047,15.01832],[-92.23172,15.01455],[-92.23274,15.01118],[-92.23421,15.00658],[-92.23541,15.00265],[-92.23607,15.0007],[-92.2374,14.99631],[-92.23859,14.99262],[-92.23998,14.98826],[-92.24128,14.98435],[-92.24278,14.98255],[-92.2449,14.97995],[-92.24531,14.97944],[-92.24643,14.97803],[-92.24694,14.9774],[-92.24822,14.97589],[-92.2484,14.97569]]}}
Línea 115.0 kV | LineString | 115.0 kV | 1 |  |  | CFE |  |  |  |  | OpenStreetMap | {"type":"Feature","properties":{},"geometry":{"type":"LineString","coordinates":[[-92.24813,14.97582],[-92.24822,14.97589],[-92.24831,14.97596],[-92.2487,14.97625],[-92.24915,14.97673]]}}
Línea 115.0 kV | LineString | 115.0 kV | 1 |  |  | CFE |  |  |  |  | OpenStreetMap | {"type":"Feature","properties":{},"geometry":{"type":"LineString","coordinates":[[-99.13439,16.72388],[-99.13501,16.72386],[-99.1381,16.72377],[-99.13894,16.72376],[-99.1425,16.72716],[-99.15915,16.74275],[-99.1601,16.74352],[-99.16424,16.7466],[-99.1671,16.74876],[-99.1689,16.75013],[-99.17042,16.75127],[-99.17443,16.7543],[-99.17586,16.75538],[-99.17929,16.75798],[-99.18094,16.75923],[-99.1853,16.76253],[-99.18927,16.76289],[-99.1965,16.76356],[-99.19679,16.76358],[-99.1998,16.76383],[-99.20379,16.76418],[-99.20593,16.76422],[-99.20961,16.76423],[-99.21189,16.76423],[-99.21673,16.76431],[-99.21832,16.76432],[-99.21987,16.76433],[-99.22092,16.76434],[-99.22279,16.76435],[-99.22494,16.76437],[-99.23003,16.7645],[-99.23536,16.76382],[-99.23863,16.76349],[-99.2408,16.76328],[-99.24439,16.76291],[-99.26283,16.761],[-99.26851,16.76141],[-99.27054,16.76155],[-99.27872,16.76213],[-99.28093,16.76229],[-99.30311,16.76382],[-99.30685,16.76408],[-99.30865,16.7642],[-99.31754,16.7648],[-99.31855,16.76487],[-99.32128,16.76507],[-99.32505,16.76534],[-99.32763,16.76552],[-99.33002,16.76568],[-99.33093,16.76574],[-99.33338,16.76591],[-99.33496,16.76602],[-99.33626,16.7661],[-99.3382,16.76624],[-99.34014,16.76638],[-99.34408,16.76667],[-99.34477,16.76674],[-99.3502,16.76705],[-99.35124,16.76715],[-99.35465,16.76741],[-99.35603,16.76749],[-99.35876,16.76772],[-99.3631,16.76798],[-99.36505,16.7681],[-99.36738,16.76828],[-99.36998,16.76847],[-99.37112,16.76855],[-99.37271,16.76864],[-99.37396,16.76874],[-99.3751,16.76884],[-99.37664,16.76897],[-99.37884,16.76911],[-99.38161,16.76929],[-99.3834,16.76944],[-99.38765,16.76974],[-99.3885,16.7698],[-99.3909,16.76995],[-99.39354,16.77011],[-99.39611,16.77029],[-99.39816,16.77043],[-99.40036,16.77059],[-99.40257,16.77074],[-99.40476,16.77088],[-99.40726,16.77109],[-99.40954,16.77126],[-99.41168,16.77139],[-99.41355,16.77152],[-99.41549,16.77165],[-99.41913,16.77195],[-99.42069,16.77201],[-99.42291,16.77215],[-99.42557,16.77235],[-99.42648,16.77242],[-99.42878,16.77258],[-99.43053,16.77275],[-99.43377,16.77237],[-99.4362,16.77208],[-99.43789,16.7719],[-99.43977,16.7717],[-99.4411,16.77157],[-99.44348,16.7713],[-99.44561,16.77108],[-99.44759,16.77087],[-99.44981,16.77062],[-99.45137,16.77047],[-99.45304,16.77029],[-99.45447,16.77014],[-99.45704,16.76985],[-99.45885,16.76966],[-99.46091,16.76944],[-99.46275,16.76925],[-99.46584,16.76893],[-99.46835,16.76865],[-99.47022,16.76844],[-99.47195,16.76829],[-99.47413,16.76805],[-99.47605,16.76784],[-99.47849,16.76755],[-99.48002,16.76741],[-99.4827,16.76711],[-99.48563,16.76679],[-99.48696,16.76665],[-99.48937,16.7664],[-99.49105,16.76621],[-99.49504,16.76579],[-99.49924,16.76535],[-99.50247,16.76501],[-99.506,16.76462],[-99.50798,16.76441],[-99.50942,16.76425],[-99.51067,16.76412],[-99.51292,16.76387],[-99.51557,16.76359],[-99.51737,16.76339],[-99.51963,16.76315],[-99.52126,16.76297],[-99.52315,16.76277],[-99.5248,16.76259],[-99.5267,16.76238],[-99.53121,16.7619],[-99.53364,16.76163],[-99.53827,16.76114],[-99.54093,16.76084],[-99.54209,16.76071],[-99.54414,16.7605],[-99.54634,16.76028],[-99.54807,16.76009],[-99.55065,16.7598],[-99.55306,16.75956],[-99.55693,16.75912],[-99.55895,16.75958],[-99.56087,16.76003],[-99.56253,16.76039],[-99.56456,16.76086],[-99.56519,16.76102]]}}
Línea 115.0 kV | LineString | 115.0 kV | 1 |  |  | CFE |  |  |  |  | OpenStreetMap | {"type":"Feature","properties":{},"geometry":{"type":"LineString","coordinates":[[-99.83457,16.91024],[-99.83484,16.90973],[-99.83367,16.90888],[-99.8338,16.90794],[-99.83147,16.90672],[-99.8302,16.90818],[-99.82887,16.90988],[-99.82693,16.91214],[-99.82627,16.91294],[-99.82434,16.91524],[-99.82048,16.91984],[-99.81617,16.9219],[-99.81493,16.92248],[-99.8138,16.92225],[-99.81336,16.92156],[-99.81093,16.91773],[-99.80845,16.91328],[-99.8081,16.91208],[-99.80747,16.91018],[-99.80484,16.90649],[-99.8023,16.90296],[-99.80109,16.90128],[-99.79824,16.8974],[-99.79365,16.891],[-99.79252,16.88944],[-99.79139,16.88786],[-99.79041,16.88652],[-99.78924,16.88491],[-99.78815,16.88341],[-99.78703,16.88186],[-99.7848,16.87878],[-99.78213,16.87513],[-99.77957,16.87254],[-99.7628,16.85566],[-99.76009,16.85294],[-99.75868,16.85151],[-99.75629,16.8491],[-99.75438,16.84717],[-99.7531,16.84589],[-99.752,16.84479],[-99.74706,16.83995],[-99.74469,16.83745],[-99.74265,16.83538],[-99.74063,16.83335],[-99.73802,16.83252],[-99.73678,16.83212],[-99.73486,16.83152],[-99.73358,16.83111],[-99.73195,16.8306],[-99.72826,16.82944],[-99.72527,16.82846],[-99.72297,16.82773],[-99.72001,16.8268],[-99.71848,16.82631],[-99.71657,16.82627],[-99.71392,16.82618],[-99.71057,16.82611],[-99.70868,16.82603],[-99.70676,16.82598],[-99.70478,16.82593],[-99.70296,16.82588],[-99.70042,16.82581],[-99.69611,16.82573],[-99.69219,16.82421],[-99.68985,16.8233],[-99.6878,16.8225],[-99.68633,16.82194],[-99.68418,16.82111],[-99.68227,16.82037],[-99.68117,16.81996],[-99.67859,16.81897],[-99.67733,16.8185],[-99.67515,16.81766],[-99.67366,16.81709],[-99.67165,16.81631],[-99.66802,16.81491],[-99.66548,16.8125],[-99.66381,16.81091],[-99.6623,16.80949],[-99.65944,16.80674],[-99.65811,16.80547],[-99.65706,16.80445],[-99.65607,16.80352],[-99.65482,16.80232],[-99.65284,16.80042],[-99.65098,16.79868],[-99.64943,16.79718],[-99.6461,16.79401],[-99.63692,16.78544],[-99.63236,16.78307],[-99.63082,16.78232],[-99.62663,16.78042],[-99.62505,16.77969],[-99.6224,16.77848],[-99.62043,16.77761],[-99.61801,16.77651],[-99.6159,16.77555],[-99.61396,16.77465],[-99.61141,16.77349],[-99.60642,16.77122],[-99.60222,16.76932],[-99.60154,16.76903],[-99.59929,16.76802],[-99.59664,16.76681],[-99.59568,16.76638],[-99.59219,16.76478],[-99.59113,16.7643],[-99.59008,16.76381],[-99.58803,16.7629],[-99.58475,16.7614],[-99.58336,16.76077],[-99.5813,16.75984],[-99.57965,16.75908],[-99.57815,16.7584],[-99.57535,16.75712],[-99.57186,16.75757],[-99.57063,16.75771],[-99.56931,16.75788],[-99.56579,16.76114],[-99.56529,16.76102]]}}
Línea 115.0 kV | LineString | 115.0 kV | 1 |  |  | CFE |  |  |  |  | OpenStreetMap | {"type":"Feature","properties":{},"geometry":{"type":"LineString","coordinates":[[-98.74482,16.8959],[-98.74514,16.89579],[-98.74721,16.89784],[-98.74928,16.8999],[-98.75258,16.90322],[-98.75533,16.9059],[-98.75887,16.90953],[-98.76044,16.91105],[-98.76555,16.91618],[-98.76865,16.91931],[-98.77397,16.92449],[-98.77677,16.9274],[-98.7827,16.93325],[-98.78453,16.93511],[-98.78613,16.9368],[-98.78706,16.93981],[-98.78772,16.94187],[-98.78881,16.94557],[-98.7901,16.94972],[-98.79105,16.95295],[-98.79225,16.95689],[-98.79347,16.96088],[-98.79486,16.96544],[-98.79389,16.96946],[-98.79324,16.97212],[-98.79231,16.97603],[-98.79154,16.97916],[-98.79027,16.98451],[-98.78965,16.98699],[-98.78836,16.99233],[-98.78715,16.99734],[-98.78623,17.00104],[-98.78824,17.00646],[-98.78934,17.00938],[-98.79032,17.01204],[-98.79254,17.01783],[-98.79413,17.02235],[-98.79302,17.02767],[-98.79155,17.03465],[-98.79063,17.039],[-98.78984,17.04275],[-98.79002,17.04617],[-98.79051,17.05299],[-98.7906,17.05589],[-98.79099,17.06194],[-98.79117,17.06522],[-98.7915,17.06967],[-98.7931,17.07255],[-98.79716,17.07952],[-98.79833,17.08148],[-98.80012,17.08441],[-98.8013,17.08637],[-98.80391,17.0906],[-98.80438,17.09303],[-98.80496,17.09605],[-98.80583,17.10056],[-98.80654,17.10414],[-98.80722,17.10749],[-98.80545,17.10843],[-98.80352,17.10955],[-98.79702,17.11329],[-98.79096,17.11656],[-98.78869,17.11787],[-98.78776,17.11841],[-98.78243,17.12151],[-98.78065,17.12248],[-98.77545,17.12532],[-98.77349,17.1265],[-98.76898,17.12915],[-98.76877,17.13],[-98.76845,17.13137],[-98.76805,17.13318],[-98.76684,17.13874],[-98.76624,17.1415],[-98.76472,17.1484],[-98.76352,17.15399],[-98.76316,17.15561],[-98.76005,17.15863],[-98.75852,17.16009],[-98.75251,17.16583],[-98.75143,17.16684],[-98.74956,17.16864],[-98.74732,17.17079],[-98.74448,17.17361],[-98.74104,17.17685],[-98.74018,17.17769],[-98.73488,17.18274],[-98.73361,17.18396],[-98.73215,17.18536],[-98.73118,17.1863],[-98.72833,17.18905],[-98.72663,17.19067],[-98.72553,17.19235],[-98.72456,17.19394],[-98.7212,17.19919],[-98.71819,17.20469],[-98.7171,17.20666],[-98.71485,17.21082],[-98.71216,17.21577],[-98.71014,17.21952],[-98.70773,17.22395],[-98.70618,17.22672],[-98.70471,17.22941],[-98.70414,17.23046],[-98.70056,17.23537],[-98.697,17.24022],[-98.69312,17.24558],[-98.69138,17.24795],[-98.68731,17.25351],[-98.68676,17.25429],[-98.68677,17.25481]]}}
Línea 115.0 kV | LineString | 115.0 kV | 2 |  |  | CFE |  |  |  |  | OpenStreetMap | {"type":"Feature","properties":{},"geometry":{"type":"LineString","coordinates":[[-98.74477,16.89578],[-98.74513,16.89567],[-98.74654,16.89414],[-98.74952,16.89099],[-98.7503,16.88727],[-98.75076,16.8849],[-98.75133,16.88219],[-98.75213,16.8783],[-98.75262,16.87588],[-98.75306,16.87372],[-98.75342,16.87193],[-98.75404,16.86889],[-98.75456,16.86641],[-98.75498,16.86427],[-98.75539,16.86231],[-98.75635,16.85767],[-98.75698,16.85452],[-98.75745,16.85221],[-98.75828,16.84824],[-98.75964,16.84401],[-98.76063,16.84097],[-98.76207,16.8365],[-98.76281,16.83419],[-98.76362,16.83174],[-98.7645,16.82902],[-98.76535,16.8263],[-98.76642,16.82302]]}}
Línea 115.0 kV | LineString | 115.0 kV | 1 |  |  | CFE |  |  |  |  | OpenStreetMap | {"type":"Feature","properties":{},"geometry":{"type":"LineString","coordinates":[[-98.76642,16.82302],[-98.76854,16.82258],[-98.77182,16.82185],[-98.77361,16.82146],[-98.77669,16.82077],[-98.77949,16.82014],[-98.78238,16.81948],[-98.78463,16.81898],[-98.78958,16.81787],[-98.79235,16.81725],[-98.79638,16.81641],[-98.7998,16.81564],[-98.80249,16.81507],[-98.80594,16.8143],[-98.80788,16.81387],[-98.81216,16.81293],[-98.81477,16.81237],[-98.81819,16.81163],[-98.82586,16.80992],[-98.82819,16.80936],[-98.8335,16.80825],[-98.83627,16.80766],[-98.83886,16.80707],[-98.8436,16.806],[-98.84654,16.80551],[-98.84933,16.80508],[-98.85259,16.80456],[-98.85866,16.80366],[-98.8605,16.80332],[-98.86322,16.80293],[-98.86839,16.8021],[-98.87187,16.80154],[-98.87413,16.8012],[-98.87739,16.80069],[-98.88042,16.80022],[-98.88326,16.79979],[-98.88721,16.79918],[-98.89074,16.7986],[-98.89568,16.79783],[-98.89915,16.79728],[-98.90331,16.79663],[-98.90611,16.79619],[-98.91134,16.79537],[-98.91495,16.7948],[-98.91823,16.79428],[-98.9214,16.79842],[-98.9245,16.80251],[-98.9263,16.80494],[-98.92836,16.80763],[-98.93074,16.81071],[-98.93362,16.8146],[-98.93499,16.81642],[-98.93804,16.82038],[-98.94029,16.82331],[-98.9418,16.82534],[-98.94583,16.83062],[-98.94804,16.83352],[-98.94943,16.83536],[-98.95044,16.83991],[-98.95083,16.84168],[-98.95177,16.84588],[-98.95234,16.84839],[-98.95269,16.85003],[-98.95332,16.8528],[-98.95531,16.86198],[-98.95661,16.86795],[-98.95737,16.8713],[-98.95779,16.87321],[-98.96116,16.87776],[-98.96281,16.87998],[-98.96439,16.88216],[-98.96561,16.88366],[-98.96914,16.88846],[-98.97121,16.89128],[-98.97473,16.89605],[-98.97579,16.89809],[-98.9771,16.90025],[-98.97917,16.90266],[-98.98318,16.90751],[-98.98485,16.90947],[-98.98713,16.91219],[-98.98953,16.91523],[-98.9926,16.91913],[-98.99368,16.92046],[-98.997,16.92204],[-98.99983,16.92476],[-99.00217,16.92724],[-99.004,16.92966],[-99.00625,16.93266],[-99.00823,16.93534],[-99.00968,16.9373],[-99.01462,16.94183],[-99.01707,16.94408],[-99.02186,16.9485],[-99.0231,16.94964],[-99.02398,16.95042],[-99.02706,16.95326],[-99.02925,16.95532],[-99.03435,16.9577],[-99.03943,16.96012],[-99.04441,16.96244],[-99.04684,16.96356],[-99.0519,16.96593],[-99.05588,16.96779],[-99.05909,16.96931],[-99.06142,16.97039],[-99.06293,16.97111],[-99.06587,16.97249],[-99.06928,16.97409],[-99.07446,16.97652],[-99.07746,16.97793],[-99.08045,16.97934],[-99.08699,16.98241],[-99.0909,16.98424],[-99.09458,16.98597],[-99.09475,16.98572]]}}
Línea 115.0 kV | LineString | 115.0 kV | 1 |  |  | CFE |  |  |  |  | OpenStreetMap | {"type":"Feature","properties":{},"geometry":{"type":"LineString","coordinates":[[-98.6791,16.61264],[-98.67909,16.61236],[-98.67958,16.61229],[-98.68002,16.61279],[-98.68087,16.61536],[-98.68207,16.61915],[-98.68322,16.62273],[-98.68434,16.62618],[-98.6858,16.63082],[-98.6872,16.63514],[-98.6884,16.63884],[-98.68952,16.64229],[-98.6904,16.64513],[-98.69124,16.64765],[-98.69256,16.65181],[-98.69378,16.65562],[-98.69465,16.65828],[-98.69609,16.66275],[-98.6968,16.66499],[-98.69802,16.66882],[-98.6994,16.67314],[-98.70075,16.67726],[-98.70238,16.68233],[-98.7039,16.68699],[-98.70526,16.69132],[-98.7066,16.69544],[-98.70825,16.70066],[-98.70937,16.70406],[-98.71059,16.70783],[-98.71228,16.71312],[-98.71303,16.71551],[-98.71361,16.71932],[-98.71401,16.72205],[-98.71412,16.7229],[-98.71447,16.72519],[-98.7146,16.72608],[-98.71513,16.72967],[-98.71525,16.7305],[-98.71593,16.735],[-98.71637,16.73794],[-98.71643,16.73854],[-98.717,16.74253],[-98.71751,16.74583],[-98.71799,16.74925],[-98.71869,16.75392],[-98.71902,16.75627],[-98.71924,16.75753],[-98.71954,16.75965],[-98.71964,16.76044],[-98.72004,16.76304],[-98.72088,16.76864],[-98.72124,16.77093],[-98.72177,16.7745],[-98.72256,16.77501],[-98.72415,16.77603],[-98.72689,16.77773],[-98.7328,16.78141],[-98.73741,16.78429],[-98.73913,16.78538],[-98.74092,16.78651],[-98.74357,16.78806],[-98.7456,16.78936],[-98.74952,16.79186],[-98.75293,16.79396],[-98.75619,16.79595],[-98.75835,16.79729],[-98.75952,16.79806],[-98.76357,16.80056],[-98.7661,16.80213],[-98.76949,16.80423],[-98.76896,16.80745],[-98.76824,16.81189],[-98.76757,16.81598],[-98.76733,16.81738],[-98.76703,16.81925],[-98.76642,16.82302]]}}
Línea 115.0 kV | LineString | 115.0 kV | 1 |  |  | CFE |  |  |  |  | OpenStreetMap | {"type":"Feature","properties":{},"geometry":{"type":"LineString","coordinates":[[-99.24829,19.91437],[-99.24854,19.91367]]}}
Línea 115.0 kV | LineString | 115.0 kV | 1 |  |  | CFE |  |  |  |  | OpenStreetMap | {"type":"Feature","properties":{},"geometry":{"type":"LineString","coordinates":[[-99.24829,19.91437],[-99.24835,19.91367]]}}
Línea 115.0 kV | LineString | 115.0 kV | 1 |  |  | CFE |  |  |  |  | OpenStreetMap | {"type":"Feature","properties":{},"geometry":{"type":"LineString","coordinates":[[-99.24829,19.91437],[-99.24825,19.91367]]}}
Línea 115.0 kV | LineString | 115.0 kV | 1 |  |  | CFE |  |  |  |  | OpenStreetMap | {"type":"Feature","properties":{},"geometry":{"type":"LineString","coordinates":[[-99.24722,19.91486],[-99.24714,19.9145],[-99.24829,19.91437]]}}
Línea 115.0 kV | LineString | 115.0 kV | 1 |  |  | CFE |  |  |  |  | OpenStreetMap | {"type":"Feature","properties":{},"geometry":{"type":"LineString","coordinates":[[-99.27428,19.89368],[-99.27385,19.89282]]}}
Línea 115.0 kV | LineString | 115.0 kV | 1 |  |  | CFE |  |  |  |  | OpenStreetMap | {"type":"Feature","properties":{},"geometry":{"type":"LineString","coordinates":[[-99.27412,19.89374],[-99.27385,19.89282]]}}
Línea 115.0 kV | LineString | 115.0 kV | 1 |  |  | CFE |  |  |  |  | OpenStreetMap | {"type":"Feature","properties":{},"geometry":{"type":"LineString","coordinates":[[-96.37602,18.80711],[-96.37731,18.80642],[-96.37824,18.80592],[-96.37901,18.80552],[-96.37988,18.80509],[-96.38131,18.805],[-96.38264,18.80494],[-96.38417,18.80485],[-96.38561,18.80477],[-96.38801,18.80463],[-96.39051,18.80444],[-96.39293,18.80436],[-96.39546,18.80418],[-96.39673,18.80528],[-96.39947,18.80768],[-96.3999,18.80806]]}}
Línea 115.0 kV | LineString | 115.0 kV | 2 |  |  | CFE |  |  |  |  | OpenStreetMap | {"type":"Feature","properties":{},"geometry":{"type":"LineString","coordinates":[[-90.49071,19.78525],[-90.49393,19.78479],[-90.49706,19.78437],[-90.50007,19.78392],[-90.50219,19.78366],[-90.50443,19.78337],[-90.50684,19.78357],[-90.51014,19.78383],[-90.5135,19.7841],[-90.51646,19.78432],[-90.52009,19.78462],[-90.52328,19.78481],[-90.52554,19.785],[-90.52953,19.78531],[-90.53219,19.78553],[-90.53554,19.78575]]}}
Línea 115.0 kV | LineString | 115.0 kV |  |  |  | CFE |  |  |  |  | OpenStreetMap | {"type":"Feature","properties":{},"geometry":{"type":"LineString","coordinates":[[-97.16853,18.81182],[-97.16922,18.81131]]}}
Línea 115.0 kV | LineString | 115.0 kV | 1 |  |  | CFE |  |  |  |  | OpenStreetMap | {"type":"Feature","properties":{},"geometry":{"type":"LineString","coordinates":[[-98.00688,22.23107],[-98.00985,22.23304],[-98.01299,22.23516],[-98.0159,22.23714],[-98.01906,22.23926],[-98.02218,22.24136],[-98.02522,22.24343],[-98.02827,22.24547],[-98.03109,22.24738],[-98.03415,22.24944],[-98.03721,22.25151],[-98.04021,22.25352],[-98.04328,22.25558],[-98.04634,22.25765],[-98.04942,22.25971],[-98.05257,22.26184],[-98.05574,22.26397],[-98.05921,22.26625],[-98.06179,22.26808],[-98.06503,22.26761],[-98.06903,22.2671],[-98.07257,22.26662],[-98.07625,22.26614],[-98.07991,22.26567],[-98.08376,22.26514],[-98.08741,22.26466],[-98.09018,22.26428],[-98.09299,22.2639],[-98.09575,22.26356],[-98.09853,22.26317],[-98.10229,22.26268],[-98.10602,22.26217],[-98.10967,22.26169],[-98.1134,22.2612],[-98.11705,22.26071],[-98.1208,22.26022],[-98.1245,22.25969],[-98.12826,22.2592],[-98.1309,22.25883],[-98.13289,22.25857],[-98.13564,22.2582],[-98.13803,22.25789],[-98.14024,22.25759],[-98.14304,22.25721],[-98.14668,22.25674],[-98.15035,22.25626],[-98.15408,22.25574],[-98.15775,22.25527],[-98.16165,22.25474],[-98.16537,22.25425],[-98.16913,22.25374],[-98.17306,22.2532],[-98.17652,22.25274],[-98.17989,22.25229],[-98.18384,22.25178],[-98.18813,22.25122],[-98.19189,22.25071],[-98.19602,22.25016],[-98.20032,22.24958],[-98.20437,22.24904],[-98.20904,22.24842],[-98.21244,22.2483],[-98.2163,22.24818],[-98.22162,22.24803],[-98.2253,22.24792],[-98.22869,22.24779],[-98.23248,22.24766],[-98.23589,22.24756],[-98.24047,22.24742],[-98.24423,22.2473],[-98.24819,22.24717],[-98.25199,22.24687],[-98.25617,22.24653],[-98.25954,22.24626],[-98.26388,22.24592],[-98.26834,22.24555],[-98.27177,22.24525],[-98.27532,22.24496],[-98.27908,22.24466],[-98.28354,22.24428],[-98.28732,22.24394],[-98.29131,22.2437],[-98.29499,22.24339],[-98.29865,22.24309],[-98.3027,22.24277],[-98.30665,22.24245],[-98.30925,22.24223],[-98.31203,22.24182],[-98.31543,22.24129],[-98.31919,22.24072],[-98.32263,22.24019],[-98.32683,22.23955],[-98.33017,22.23903],[-98.3344,22.23839],[-98.33795,22.23784],[-98.3414,22.23732],[-98.34572,22.23665],[-98.34919,22.23612],[-98.35255,22.23561],[-98.35685,22.23496],[-98.36013,22.23444],[-98.36368,22.2339],[-98.36731,22.23335],[-98.37114,22.23277],[-98.37471,22.23221],[-98.37833,22.23166],[-98.3822,22.23106],[-98.38592,22.23049],[-98.38938,22.22995],[-98.39303,22.2294],[-98.39698,22.22879],[-98.40093,22.22819],[-98.40465,22.22763],[-98.40846,22.22703],[-98.4126,22.2264],[-98.41648,22.2258],[-98.41889,22.22376],[-98.42141,22.22162],[-98.42377,22.21961],[-98.42554,22.2181],[-98.42898,22.2174],[-98.43267,22.21664],[-98.43647,22.21587],[-98.44016,22.21512],[-98.44397,22.21434],[-98.44766,22.21359],[-98.45125,22.21284],[-98.45504,22.21207],[-98.45893,22.21128],[-98.46217,22.21062],[-98.46613,22.20982],[-98.46968,22.20908],[-98.47339,22.20836],[-98.477,22.20762],[-98.481,22.2068],[-98.4845,22.20608],[-98.49019,22.20491]]}}
Línea 115.0 kV | LineString | 115.0 kV | 1 |  |  | CFE |  |  |  |  | OpenStreetMap | {"type":"Feature","properties":{},"geometry":{"type":"LineString","coordinates":[[-98.84532,22.0427],[-98.8482,22.04142],[-98.85118,22.04074],[-98.85514,22.03984],[-98.85926,22.0389],[-98.8634,22.03796],[-98.86705,22.0371],[-98.87193,22.03793],[-98.87947,22.03506],[-98.88439,22.03316],[-98.94202,22.01031],[-98.95537,22.00497],[-98.95845,22.00387],[-98.96655,22.00062],[-98.98217,21.99438],[-98.9861,21.9928]]}}
Línea 115.0 kV | LineString | 115.0 kV |  |  |  | CFE |  |  |  |  | OpenStreetMap | {"type":"Feature","properties":{},"geometry":{"type":"LineString","coordinates":[[-98.49019,22.20491],[-98.49049,22.20628],[-98.49096,22.20823],[-98.49142,22.21009],[-98.49184,22.21197],[-98.49265,22.21543],[-98.49244,22.21737],[-98.49057,22.23437],[-98.49035,22.23504],[-98.4899,22.23503]]}}
Línea 115.0 kV | LineString | 115.0 kV | 1 |  |  | CFE |  |  |  |  | OpenStreetMap | {"type":"Feature","properties":{},"geometry":{"type":"LineString","coordinates":[[-98.30269,22.71903],[-98.30252,22.71927]]}}
Línea 115.0 kV | LineString | 115.0 kV | 1 |  |  | CFE |  |  |  |  | OpenStreetMap | {"type":"Feature","properties":{},"geometry":{"type":"LineString","coordinates":[[-98.30269,22.71903],[-98.30245,22.7192]]}}
Línea 115.0 kV | LineString | 115.0 kV | 2 |  |  | CFE |  |  |  |  | OpenStreetMap | {"type":"Feature","properties":{},"geometry":{"type":"LineString","coordinates":[[-98.20257,22.60011],[-98.20409,22.60174],[-98.20613,22.60394],[-98.20819,22.60621],[-98.21027,22.60845],[-98.21233,22.6107],[-98.21441,22.61295],[-98.21649,22.61519],[-98.21856,22.61744],[-98.22022,22.61957],[-98.22191,22.6217],[-98.2236,22.62386],[-98.22524,22.62594],[-98.22692,22.62808],[-98.22861,22.6302],[-98.23028,22.63232],[-98.23214,22.63467],[-98.234,22.63703],[-98.23586,22.63939],[-98.23771,22.64174],[-98.23958,22.64411],[-98.24145,22.64647],[-98.24331,22.64883],[-98.24513,22.65113],[-98.24695,22.65342],[-98.24876,22.65572],[-98.25059,22.65802],[-98.25262,22.66059],[-98.25422,22.66262],[-98.25603,22.66492],[-98.25788,22.66725],[-98.25984,22.66934],[-98.26183,22.67144],[-98.2638,22.67354],[-98.26574,22.67565],[-98.26771,22.67772],[-98.26966,22.67979],[-98.27163,22.68189],[-98.27376,22.68417],[-98.27588,22.68643],[-98.27783,22.68853],[-98.27982,22.69064],[-98.28178,22.69272],[-98.28743,22.69876],[-98.29167,22.70325],[-98.29375,22.7055],[-98.29585,22.70774],[-98.29795,22.70998],[-98.30219,22.71448],[-98.3043,22.71675]]}}
Línea 115.0 kV | LineString | 115.0 kV | 1 |  |  | CFE |  |  |  |  | OpenStreetMap | {"type":"Feature","properties":{},"geometry":{"type":"LineString","coordinates":[[-98.20219,22.59971],[-98.20238,22.59995],[-98.20257,22.60011]]}}
Línea 115.0 kV | LineString | 115.0 kV | 1 |  |  | CFE |  |  |  |  | OpenStreetMap | {"type":"Feature","properties":{},"geometry":{"type":"LineString","coordinates":[[-98.20219,22.59971],[-98.20246,22.59989],[-98.20257,22.60011]]}}
Línea 115.0 kV | LineString | 115.0 kV | 1 |  |  | CFE |  |  |  |  | OpenStreetMap | {"type":"Feature","properties":{},"geometry":{"type":"LineString","coordinates":[[-98.2008,22.59821],[-98.20065,22.59797],[-98.20043,22.59779]]}}
Línea 115.0 kV | LineString | 115.0 kV | 1 |  |  | CFE |  |  |  |  | OpenStreetMap | {"type":"Feature","properties":{},"geometry":{"type":"LineString","coordinates":[[-98.20043,22.59779],[-98.20056,22.59803],[-98.2008,22.59821]]}}
Línea 115.0 kV | LineString | 115.0 kV | 2 |  |  | CFE |  |  |  |  | OpenStreetMap | {"type":"Feature","properties":{},"geometry":{"type":"LineString","coordinates":[[-98.2008,22.59821],[-98.20148,22.59895],[-98.20219,22.59971]]}}
Línea 115.0 kV | LineString | 115.0 kV | 2 |  |  | CFE |  |  |  |  | OpenStreetMap | {"type":"Feature","properties":{},"geometry":{"type":"LineString","coordinates":[[-98.18175,22.52311],[-98.18117,22.52604],[-98.1806,22.52896],[-98.17993,22.53228],[-98.17936,22.53517],[-98.17878,22.53813],[-98.17818,22.54112],[-98.17758,22.54417],[-98.17709,22.54665],[-98.17658,22.54923],[-98.17606,22.55179],[-98.17554,22.55438],[-98.17516,22.55632],[-98.17505,22.55686],[-98.17467,22.55882],[-98.17407,22.56184],[-98.17347,22.56487],[-98.17289,22.56789],[-98.1746,22.56977],[-98.17636,22.57168],[-98.1781,22.57357],[-98.17979,22.5754],[-98.18127,22.57699],[-98.18334,22.57925],[-98.18535,22.58143],[-98.18743,22.58369],[-98.18951,22.58595],[-98.19157,22.58821],[-98.19366,22.59046],[-98.19575,22.59272],[-98.19735,22.59446],[-98.19897,22.59621],[-98.20043,22.59779]]}}
Línea 115.0 kV | LineString | 115.0 kV | 4 |  |  | CFE |  |  |  |  | OpenStreetMap | {"type":"Feature","properties":{},"geometry":{"type":"LineString","coordinates":[[-116.98288,32.46199],[-116.98313,32.4623]]}}
Línea 115.0 kV | LineString | 115.0 kV | 1 |  |  | CFE |  |  |  |  | OpenStreetMap | {"type":"Feature","properties":{},"geometry":{"type":"LineString","coordinates":[[-99.53181,24.99621],[-99.53172,24.9965]]}}
Línea 115.0 kV | LineString | 115.0 kV | 1 |  |  | CFE |  |  |  |  | OpenStreetMap | {"type":"Feature","properties":{},"geometry":{"type":"LineString","coordinates":[[-99.53162,24.99645],[-99.53181,24.99621]]}}
Línea 115.0 kV | LineString | 115.0 kV | 2 |  |  | CFE |  |  |  |  | OpenStreetMap | {"type":"Feature","properties":{},"geometry":{"type":"LineString","coordinates":[[-99.53628,24.99925],[-99.53531,24.99956],[-99.53333,24.99783],[-99.53181,24.99621]]}}
Línea 115.0 kV | LineString | 115.0 kV | 2 |  |  | CFE |  |  |  |  | OpenStreetMap | {"type":"Feature","properties":{},"geometry":{"type":"LineString","coordinates":[[-99.53628,24.99925],[-99.53897,25.00145],[-99.53841,25.00417],[-99.53777,25.00741],[-99.53693,25.01154],[-99.53864,25.01431],[-99.53965,25.01585],[-99.54246,25.0169],[-99.54501,25.01787],[-99.54822,25.01904],[-99.55255,25.02031],[-99.5564,25.02149],[-99.55866,25.02254],[-99.56004,25.02324],[-99.56237,25.02448],[-99.56511,25.026],[-99.56773,25.02649],[-99.57036,25.02693],[-99.57744,25.02949],[-99.57972,25.03031],[-99.58282,25.0314],[-99.58598,25.03256],[-99.58924,25.03374],[-99.59207,25.03476],[-99.59559,25.03606],[-99.59892,25.03724],[-99.60224,25.03845],[-99.60529,25.03995],[-99.60856,25.04152],[-99.61164,25.04294],[-99.61486,25.04445],[-99.61746,25.04567],[-99.6203,25.04701],[-99.62274,25.04816],[-99.62549,25.04946],[-99.62857,25.0509],[-99.63011,25.05181],[-99.6317,25.05271],[-99.6355,25.05447],[-99.63898,25.05628],[-99.64227,25.05789],[-99.64534,25.05942],[-99.64855,25.06094],[-99.65179,25.06246],[-99.65503,25.06407],[-99.65768,25.06527],[-99.66031,25.06647],[-99.66323,25.06796],[-99.66598,25.06927],[-99.67004,25.07076],[-99.67336,25.07205],[-99.67682,25.07334],[-99.67957,25.07435],[-99.68327,25.07579],[-99.68709,25.0772],[-99.69101,25.07867],[-99.69483,25.0801],[-99.69821,25.08136],[-99.70095,25.08238],[-99.70459,25.08381],[-99.70809,25.08517],[-99.71144,25.08613],[-99.71418,25.08712],[-99.71684,25.08809]]}}
Línea 115.0 kV | LineString | 115.0 kV | 1 |  |  | CFE |  |  |  |  | OpenStreetMap | {"type":"Feature","properties":{},"geometry":{"type":"LineString","coordinates":[[-99.53537,24.96814],[-99.53511,24.9677]]}}
Línea 115.0 kV | LineString | 115.0 kV | 1 |  |  | CFE |  |  |  |  | OpenStreetMap | {"type":"Feature","properties":{},"geometry":{"type":"LineString","coordinates":[[-99.53553,24.96754],[-99.53572,24.96802]]}}
Línea 115.0 kV | LineString | 115.0 kV | 1 |  |  | CFE |  |  |  |  | OpenStreetMap | {"type":"Feature","properties":{},"geometry":{"type":"LineString","coordinates":[[-99.53523,24.96765],[-99.53537,24.96814]]}}
Línea 115.0 kV | LineString | 115.0 kV | 1 |  |  | CFE |  |  |  |  | OpenStreetMap | {"type":"Feature","properties":{},"geometry":{"type":"LineString","coordinates":[[-99.53572,24.96802],[-99.53538,24.96759]]}}
Línea 115.0 kV | LineString | 115.0 kV |  |  |  | CFE |  |  |  |  | OpenStreetMap | {"type":"Feature","properties":{},"geometry":{"type":"LineString","coordinates":[[-99.54153,24.9771],[-99.54399,24.97575],[-99.54722,24.97385],[-99.55033,24.97205],[-99.55397,24.96988],[-99.55693,24.96815],[-99.56019,24.96619],[-99.56276,24.96466],[-99.56578,24.9629],[-99.5689,24.96106],[-99.57181,24.95933],[-99.5748,24.95758],[-99.57781,24.95581],[-99.58065,24.95414],[-99.58367,24.95235],[-99.58661,24.95063],[-99.58936,24.94901],[-99.59253,24.94714],[-99.59547,24.94541],[-99.59865,24.94352],[-99.6016,24.94202],[-99.60424,24.94025],[-99.60553,24.93673],[-99.60674,24.93343],[-99.60786,24.93039],[-99.60872,24.92809],[-99.61001,24.92456],[-99.61114,24.92152],[-99.61236,24.91817],[-99.61319,24.91591],[-99.61434,24.91279],[-99.61545,24.90979],[-99.61657,24.90676],[-99.6177,24.90366],[-99.61941,24.90173],[-99.62096,24.89994],[-99.62284,24.8978],[-99.62315,24.89461],[-99.62347,24.89144],[-99.62379,24.8884],[-99.62406,24.8859],[-99.62445,24.88228],[-99.62479,24.87926],[-99.6245,24.87901]]}}
Línea 115.0 kV | LineString | 115.0 kV | 2 |  |  | CFE |  |  |  |  | OpenStreetMap | {"type":"Feature","properties":{},"geometry":{"type":"LineString","coordinates":[[-99.53537,24.96814],[-99.53671,24.97046],[-99.53833,24.97327],[-99.53958,24.97545],[-99.54061,24.97722],[-99.54085,24.9776],[-99.53685,24.97995],[-99.53361,24.98186],[-99.53335,24.98297],[-99.53256,24.98629],[-99.53304,24.98775],[-99.53393,24.99126],[-99.5342,24.99223],[-99.53478,24.9943],[-99.5356,24.99728],[-99.53628,24.99925]]}}
Línea 115.0 kV | LineString | 115.0 kV |  |  |  | CFE |  |  |  |  | OpenStreetMap | {"type":"Feature","properties":{},"geometry":{"type":"LineString","coordinates":[[-99.53572,24.96802],[-99.53729,24.9707],[-99.53936,24.97417],[-99.53995,24.97525],[-99.54097,24.97687]]}}
Línea 115.0 kV | LineString | 115.0 kV | 1 |  |  | CFE |  |  |  |  | OpenStreetMap | {"type":"Feature","properties":{},"geometry":{"type":"LineString","coordinates":[[-99.83079,25.17153],[-99.8314,25.172]]}}
Línea 115.0 kV | LineString | 115.0 kV | 1 |  |  | CFE |  |  |  |  | OpenStreetMap | {"type":"Feature","properties":{},"geometry":{"type":"LineString","coordinates":[[-99.83079,25.17153],[-99.83128,25.17207]]}}
Línea 115.0 kV | LineString | 115.0 kV |  |  |  | CFE |  |  |  |  | OpenStreetMap | {"type":"Feature","properties":{},"geometry":{"type":"LineString","coordinates":[[-86.92942,20.83238],[-86.92952,20.83239]]}}
Línea 115.0 kV | LineString | 115.0 kV |  |  |  | CFE |  |  |  |  | OpenStreetMap | {"type":"Feature","properties":{},"geometry":{"type":"LineString","coordinates":[[-94.37772,18.0774],[-94.37678,18.07714],[-94.37669,18.07625],[-94.37669,18.07618],[-94.37581,18.07611],[-94.3758,18.07633]]}}
Línea 115.0 kV | LineString | 115.0 kV |  |  |  | CFE |  |  |  |  | OpenStreetMap | {"type":"Feature","properties":{},"geometry":{"type":"LineString","coordinates":[[-94.37919,18.07978],[-94.37775,18.07983],[-94.37733,18.07924],[-94.37714,18.07793],[-94.37765,18.07775],[-94.37772,18.0774]]}}
Línea 115.0 kV | LineString | 115.0 kV | 2 |  |  | CFE |  |  |  |  | OpenStreetMap | {"type":"Feature","properties":{},"geometry":{"type":"LineString","coordinates":[[-102.27264,21.93385],[-102.27212,21.93756],[-102.27161,21.9389],[-102.27016,21.94282],[-102.26889,21.94624],[-102.26821,21.94801],[-102.26727,21.95059],[-102.26676,21.95196]]}}
Línea 115.0 kV | LineString | 115.0 kV | 2 |  |  | CFE |  |  |  |  | OpenStreetMap | {"type":"Feature","properties":{},"geometry":{"type":"LineString","coordinates":[[-102.28201,21.95076],[-102.28017,21.95109],[-102.27614,21.95134],[-102.27195,21.95161],[-102.26779,21.95188],[-102.26676,21.95196]]}}
Línea 115.0 kV | LineString | 115.0 kV | 1 |  |  | CFE |  |  |  |  | OpenStreetMap | {"type":"Feature","properties":{},"geometry":{"type":"LineString","coordinates":[[-106.60639,31.78199],[-106.60645,31.78227]]}}
Línea 115.0 kV | LineString | 115.0 kV | 1 |  |  | CFE |  |  |  |  | OpenStreetMap | {"type":"Feature","properties":{},"geometry":{"type":"LineString","coordinates":[[-106.6065,31.78199],[-106.60645,31.78227]]}}
Línea 115.0 kV | LineString | 115.0 kV | 1 |  |  | CFE |  |  |  |  | OpenStreetMap | {"type":"Feature","properties":{},"geometry":{"type":"LineString","coordinates":[[-106.60634,31.78188],[-106.6065,31.78187],[-106.60657,31.78187]]}}
Línea 115.0 kV | LineString | 115.0 kV | 1 |  |  | CFE |  |  |  |  | OpenStreetMap | {"type":"Feature","properties":{},"geometry":{"type":"LineString","coordinates":[[-106.60639,31.78177],[-106.60639,31.78199],[-106.60639,31.78206]]}}
Línea 115.0 kV | LineString | 115.0 kV | 1 |  |  | CFE |  |  |  |  | OpenStreetMap | {"type":"Feature","properties":{},"geometry":{"type":"LineString","coordinates":[[-106.6065,31.78206],[-106.6065,31.78199],[-106.6065,31.78187]]}}
Línea 115.0 kV | LineString | 115.0 kV | 1 |  |  | CFE |  |  |  |  | OpenStreetMap | {"type":"Feature","properties":{},"geometry":{"type":"LineString","coordinates":[[-94.19308,17.8725],[-94.19334,17.87486],[-94.19346,17.8775],[-94.19367,17.88075],[-94.19409,17.88749],[-94.19426,17.88983],[-94.19457,17.8948]]}}
Línea 115.0 kV | LineString | 115.0 kV | 1 |  |  | CFE |  |  |  |  | OpenStreetMap | {"type":"Feature","properties":{},"geometry":{"type":"LineString","coordinates":[[-94.09694,17.92857],[-94.09706,17.92844],[-94.09835,17.92408],[-94.11043,17.91876],[-94.1137,17.91754],[-94.11582,17.91671],[-94.11752,17.91604],[-94.11911,17.91542],[-94.11994,17.91507],[-94.12177,17.91438],[-94.12283,17.91397],[-94.12471,17.91323],[-94.12619,17.91265],[-94.12706,17.9123],[-94.12871,17.91164],[-94.13031,17.91103],[-94.13237,17.91023],[-94.13763,17.90816],[-94.16379,17.89779],[-94.16781,17.89618],[-94.16913,17.89566],[-94.17074,17.89504],[-94.17302,17.89416],[-94.17588,17.89422],[-94.17667,17.89423],[-94.1854,17.89456],[-94.18998,17.8947],[-94.19457,17.8948]]}}
Línea 115.0 kV | LineString | 115.0 kV | 2 |  |  | CFE |  |  |  |  | OpenStreetMap | {"type":"Feature","properties":{},"geometry":{"type":"LineString","coordinates":[[-96.19504,19.17444],[-96.19489,19.17423]]}}
Línea 115.0 kV | LineString | 115.0 kV | 2 |  |  | CFE |  |  |  |  | OpenStreetMap | {"type":"Feature","properties":{},"geometry":{"type":"LineString","coordinates":[[-96.19504,19.17444],[-96.19369,19.17526],[-96.19349,19.17761],[-96.19333,19.18062],[-96.19328,19.1822],[-96.19388,19.18205],[-96.1944,19.18356],[-96.19409,19.18367]]}}
Línea 115.0 kV | LineString | 115.0 kV | 1 |  |  | CFE |  |  |  |  | OpenStreetMap | {"type":"Feature","properties":{},"geometry":{"type":"LineString","coordinates":[[-96.3999,18.80806],[-96.40245,18.81023],[-96.404,18.81161],[-96.40299,18.8138],[-96.40263,18.81401]]}}
Línea 115.0 kV | LineString | 115.0 kV | 1 |  |  | CFE |  |  |  |  | OpenStreetMap | {"type":"Feature","properties":{},"geometry":{"type":"LineString","coordinates":[[-97.89622,22.38496],[-97.89599,22.38469],[-97.89611,22.38372],[-97.89626,22.38274],[-97.89643,22.38154],[-97.89654,22.38072],[-97.89673,22.37941],[-97.89832,22.37966],[-97.90006,22.37995],[-97.90024,22.37953]]}}
Línea 115.0 kV | LineString | 115.0 kV | 1 |  |  | CFE |  |  |  |  | OpenStreetMap | {"type":"Feature","properties":{},"geometry":{"type":"LineString","coordinates":[[-97.896,22.38492],[-97.89572,22.38467],[-97.89584,22.38379],[-97.89598,22.38287],[-97.89611,22.38194],[-97.89602,22.38098]]}}
Línea 115.0 kV | LineString | 115.0 kV | 1 |  |  | CFE |  |  |  |  | OpenStreetMap | {"type":"Feature","properties":{},"geometry":{"type":"LineString","coordinates":[[-97.86346,22.31743],[-97.86285,22.31718]]}}
Línea 115.0 kV | LineString | 115.0 kV | 1 |  |  | CFE |  |  |  |  | OpenStreetMap | {"type":"Feature","properties":{},"geometry":{"type":"LineString","coordinates":[[-97.86285,22.31718],[-97.86251,22.31737],[-97.86196,22.31735],[-97.86173,22.31774],[-97.86094,22.31788],[-97.85955,22.31829],[-97.85842,22.31862],[-97.85859,22.31908],[-97.85877,22.31959]]}}
Línea 115.0 kV | LineString | 115.0 kV | 1 |  |  | CFE |  |  |  |  | OpenStreetMap | {"type":"Feature","properties":{},"geometry":{"type":"LineString","coordinates":[[-97.85233,22.29141],[-97.85226,22.29133]]}}
Línea 115.0 kV | LineString | 115.0 kV | 1 |  |  | CFE |  |  |  |  | OpenStreetMap | {"type":"Feature","properties":{},"geometry":{"type":"LineString","coordinates":[[-97.85226,22.29133],[-97.8522,22.29101]]}}
Línea 115.0 kV | LineString | 115.0 kV | 1 |  |  | CFE |  |  |  |  | OpenStreetMap | {"type":"Feature","properties":{},"geometry":{"type":"LineString","coordinates":[[-97.85233,22.29141],[-97.8522,22.29101]]}}
Línea 115.0 kV | LineString | 115.0 kV | 2 |  |  | CFE |  |  |  |  | OpenStreetMap | {"type":"Feature","properties":{},"geometry":{"type":"LineString","coordinates":[[-97.86285,22.31718],[-97.86253,22.31638],[-97.86216,22.31553],[-97.86176,22.31449],[-97.86133,22.31351],[-97.86088,22.31241],[-97.86051,22.31152],[-97.86004,22.31038],[-97.85959,22.30926],[-97.85918,22.30826],[-97.85869,22.3071],[-97.85824,22.30604],[-97.8579,22.30519],[-97.85721,22.30357],[-97.85654,22.30192],[-97.8558,22.3001],[-97.85559,22.29959],[-97.85538,22.29909],[-97.85434,22.29655],[-97.85233,22.29141]]}}
Línea 115.0 kV | LineString | 115.0 kV |  |  |  | CFE |  |  |  |  | OpenStreetMap | {"type":"Feature","properties":{},"geometry":{"type":"LineString","coordinates":[[-97.84468,22.31655],[-97.84433,22.31568],[-97.84369,22.31371],[-97.84175,22.3077],[-97.84048,22.30373],[-97.83928,22.29999],[-97.83826,22.29684],[-97.83764,22.29492],[-97.83673,22.29206],[-97.83642,22.29114],[-97.83551,22.2894],[-97.83305,22.28625],[-97.83244,22.28546],[-97.83132,22.28268],[-97.82981,22.27887],[-97.82951,22.27803],[-97.82946,22.27767]]}}
Línea 115.0 kV | LineString | 115.0 kV |  |  |  | CFE |  |  |  |  | OpenStreetMap | {"type":"Feature","properties":{},"geometry":{"type":"LineString","coordinates":[[-97.86358,22.31754],[-97.86272,22.3175],[-97.86222,22.31749],[-97.86128,22.31747],[-97.86025,22.31745],[-97.85911,22.31743],[-97.85797,22.3174],[-97.85685,22.31739],[-97.85571,22.31736],[-97.85461,22.31735],[-97.85345,22.31732],[-97.85237,22.31731],[-97.85134,22.31728],[-97.85035,22.31719],[-97.84936,22.31709],[-97.84726,22.31686],[-97.84468,22.31655]]}}
Línea 115.0 kV | LineString | 115.0 kV | 1 |  |  | CFE |  |  |  |  | OpenStreetMap | {"type":"Feature","properties":{},"geometry":{"type":"LineString","coordinates":[[-97.90694,22.496],[-97.90689,22.4956],[-97.90689,22.49498],[-97.9069,22.49438],[-97.90696,22.49398]]}}
Línea 115.0 kV | LineString | 115.0 kV | 1 |  |  | CFE |  |  |  |  | OpenStreetMap | {"type":"Feature","properties":{},"geometry":{"type":"LineString","coordinates":[[-97.90696,22.49398],[-97.90702,22.49438],[-97.90701,22.49499],[-97.907,22.49561],[-97.90694,22.496]]}}
Línea 115.0 kV | LineString | 115.0 kV | 2 |  |  | CFE |  |  |  |  | OpenStreetMap | {"type":"Feature","properties":{},"geometry":{"type":"LineString","coordinates":[[-97.907,22.49101],[-97.90699,22.49199],[-97.90698,22.49298],[-97.90696,22.49398]]}}
Línea 115.0 kV | LineString | 115.0 kV | 1 |  |  | CFE |  |  |  |  | OpenStreetMap | {"type":"Feature","properties":{},"geometry":{"type":"LineString","coordinates":[[-97.907,22.49101],[-97.90694,22.49068],[-97.90701,22.4902]]}}
Línea 115.0 kV | LineString | 115.0 kV | 1 |  |  | CFE |  |  |  |  | OpenStreetMap | {"type":"Feature","properties":{},"geometry":{"type":"LineString","coordinates":[[-97.90701,22.4902],[-97.90706,22.49069],[-97.907,22.49101]]}}
Línea 115.0 kV | LineString | 115.0 kV | 2 |  |  | CFE |  |  |  |  | OpenStreetMap | {"type":"Feature","properties":{},"geometry":{"type":"LineString","coordinates":[[-97.90659,22.48858],[-97.90702,22.48858],[-97.90703,22.4894],[-97.90701,22.4902]]}}
Línea 115.0 kV | LineString | 115.0 kV |  |  |  | CFE |  |  |  |  | OpenStreetMap | {"type":"Feature","properties":{},"geometry":{"type":"LineString","coordinates":[[-97.89376,22.4051],[-97.89347,22.40543],[-97.89373,22.40587]]}}
Línea 115.0 kV | LineString | 115.0 kV |  |  |  | CFE |  |  |  |  | OpenStreetMap | {"type":"Feature","properties":{},"geometry":{"type":"LineString","coordinates":[[-97.89373,22.40587],[-97.89493,22.4058],[-97.89562,22.40578],[-97.89574,22.40632],[-97.89623,22.40631]]}}
Línea 115.0 kV | LineString | 115.0 kV |  |  |  | CFE |  |  |  |  | OpenStreetMap | {"type":"Feature","properties":{},"geometry":{"type":"LineString","coordinates":[[-97.8933,22.40642],[-97.89373,22.40587]]}}
Línea 115.0 kV | LineString | 115.0 kV |  |  |  | CFE |  |  |  |  | OpenStreetMap | {"type":"Feature","properties":{},"geometry":{"type":"LineString","coordinates":[[-97.88591,22.41704],[-97.88648,22.41725]]}}
Línea 115.0 kV | LineString | 115.0 kV | 1 |  |  | CFE |  |  |  |  | OpenStreetMap | {"type":"Feature","properties":{},"geometry":{"type":"LineString","coordinates":[[-95.5333,18.11584],[-95.53107,18.11539],[-95.52889,18.11491],[-95.52695,18.11449],[-95.52497,18.11407],[-95.52259,18.11355],[-95.51954,18.11289],[-95.51661,18.11226],[-95.51467,18.11182],[-95.512,18.11125],[-95.50958,18.11072],[-95.50849,18.1105],[-95.50719,18.11023],[-95.50556,18.10987],[-95.50324,18.10937],[-95.50063,18.10884],[-95.49823,18.10833],[-95.49622,18.10787],[-95.49382,18.10736],[-95.49151,18.10688],[-95.48952,18.10644],[-95.48737,18.10599],[-95.48465,18.10538],[-95.48235,18.10488],[-95.47769,18.10387],[-95.47531,18.10335],[-95.47359,18.10296],[-95.47167,18.10255],[-95.46918,18.10203],[-95.46725,18.10159],[-95.46495,18.10111],[-95.46248,18.10052],[-95.45933,18.09988],[-95.45699,18.09938],[-95.45457,18.09887],[-95.45177,18.09825],[-95.44964,18.09778],[-95.44742,18.09728],[-95.44511,18.0968],[-95.44329,18.0964],[-95.43605,18.09485],[-95.43357,18.09429],[-95.43134,18.09379],[-95.42891,18.09325],[-95.42673,18.09275],[-95.42386,18.0921],[-95.42143,18.0916],[-95.41688,18.09066],[-95.41266,18.08974],[-95.41018,18.08909]]}}
Línea 115.0 kV | LineString | 115.0 kV | 2 |  |  | CFE |  |  |  |  | OpenStreetMap | {"type":"Feature","properties":{},"geometry":{"type":"LineString","coordinates":[[-95.41018,18.08909],[-95.40841,18.0856],[-95.40673,18.08235],[-95.40652,18.07877],[-95.4062,18.0738],[-95.40606,18.07145],[-95.40586,18.06774],[-95.40473,18.06408],[-95.40361,18.06038],[-95.40473,18.05746],[-95.40588,18.05452],[-95.40736,18.05068],[-95.40865,18.04759],[-95.40972,18.04461],[-95.40915,18.0418],[-95.40862,18.03923],[-95.40794,18.03587]]}}
Línea 115.0 kV | LineString | 115.0 kV | 1 |  |  | CFE |  |  |  |  | OpenStreetMap | {"type":"Feature","properties":{},"geometry":{"type":"LineString","coordinates":[[-94.8496,18.03969],[-94.84975,18.03971],[-94.86415,18.04205],[-94.86509,18.0422],[-94.87819,18.04434],[-94.87863,18.04441],[-94.88041,18.04469]]}}
Línea 115.0 kV | LineString | 115.0 kV | 1 |  |  | CFE |  |  |  |  | OpenStreetMap | {"type":"Feature","properties":{},"geometry":{"type":"LineString","coordinates":[[-95.41018,18.08909],[-95.40793,18.0887],[-95.40714,18.08853],[-95.40511,18.08809],[-95.40308,18.08765],[-95.40062,18.08714],[-95.3981,18.08658],[-95.39627,18.08617],[-95.39369,18.08561],[-95.39148,18.08513],[-95.38902,18.0846],[-95.38679,18.0841],[-95.38436,18.08357],[-95.38217,18.0831],[-95.37963,18.08253],[-95.3767,18.08189],[-95.37397,18.08131],[-95.37187,18.08085],[-95.36963,18.08036],[-95.3675,18.0799],[-95.36543,18.07945],[-95.36256,18.07881],[-95.36015,18.07829],[-95.35735,18.07768],[-95.3547,18.0771],[-95.35213,18.07654],[-95.35004,18.07603],[-95.34798,18.07738],[-95.34557,18.07899],[-95.34386,18.08013],[-95.34177,18.08153],[-95.34015,18.08262],[-95.3382,18.08389],[-95.3361,18.08531],[-95.33261,18.08763],[-95.32897,18.09004],[-95.32712,18.09129],[-95.32526,18.09251],[-95.32332,18.09379],[-95.32172,18.09486],[-95.31954,18.09632],[-95.31792,18.09739],[-95.31606,18.09862],[-95.31413,18.09991],[-95.31212,18.10122],[-95.31007,18.10258],[-95.3079,18.10406],[-95.30641,18.10504],[-95.30434,18.10643],[-95.30059,18.10887],[-95.29368,18.11345],[-95.28754,18.11756],[-95.28561,18.11883],[-95.28369,18.12011],[-95.27709,18.12449],[-95.26643,18.12817],[-95.26474,18.12875],[-95.26293,18.12951],[-95.26083,18.12861],[-95.26073,18.12861],[-95.26036,18.12858]]}}
Línea 115.0 kV | LineString | 115.0 kV | 2 |  |  | CFE |  |  |  |  | OpenStreetMap | {"type":"Feature","properties":{},"geometry":{"type":"LineString","coordinates":[[-97.46407,20.94824],[-97.46173,20.95249],[-97.46084,20.95409],[-97.45981,20.95592],[-97.45769,20.95961],[-97.45584,20.96059],[-97.45371,20.96159],[-97.45144,20.96271]]}}
Línea 115.0 kV | LineString | 115.0 kV | 2 |  |  | CFE |  |  |  |  | OpenStreetMap | {"type":"Feature","properties":{},"geometry":{"type":"LineString","coordinates":[[-97.45144,20.96271],[-97.45135,20.96242],[-97.45162,20.95915],[-97.45173,20.95801]]}}
Línea 115.0 kV | LineString | 115.0 kV | 1 |  |  | CFE |  |  |  |  | OpenStreetMap | {"type":"Feature","properties":{},"geometry":{"type":"LineString","coordinates":[[-96.6362,19.40318],[-96.6353,19.40407],[-96.63491,19.40403],[-96.63307,19.40316],[-96.63259,19.40305],[-96.63203,19.40426],[-96.63186,19.40534],[-96.63146,19.40693],[-96.62969,19.4143],[-96.6245,19.43574],[-96.61589,19.47102],[-96.61364,19.48024],[-96.61136,19.48971],[-96.60845,19.50121],[-96.60705,19.50694],[-96.60647,19.50882],[-96.61418,19.51169],[-96.61438,19.51128],[-96.61469,19.51083]]}}
Línea 115.0 kV | LineString | 115.0 kV | 1 |  |  | CFE |  |  |  |  | OpenStreetMap | {"type":"Feature","properties":{},"geometry":{"type":"LineString","coordinates":[[-95.82968,17.79618],[-95.82997,17.79635],[-95.83001,17.79738],[-95.83004,17.79835],[-95.83024,17.79941],[-95.83049,17.80067],[-95.83073,17.80191],[-95.83101,17.8033],[-95.8314,17.80537],[-95.83166,17.80678],[-95.83194,17.80818],[-95.83222,17.8096],[-95.8327,17.81214],[-95.83306,17.81399],[-95.83342,17.81582],[-95.83387,17.81811],[-95.83411,17.81948],[-95.83456,17.82177],[-95.83496,17.82377],[-95.83516,17.82487],[-95.83545,17.82643],[-95.83575,17.82797],[-95.83626,17.83059],[-95.83667,17.83266],[-95.83593,17.83392],[-95.83497,17.83557],[-95.83433,17.8367],[-95.83357,17.83829],[-95.83489,17.84193],[-95.83625,17.84569],[-95.83759,17.84945],[-95.8382,17.8511],[-95.84052,17.85272],[-95.84074,17.85389],[-95.841,17.85519],[-95.84128,17.85669],[-95.84164,17.85852],[-95.84189,17.85978],[-95.84266,17.86376],[-95.84309,17.86605],[-95.84335,17.86742],[-95.84372,17.86932],[-95.84412,17.87139],[-95.84445,17.87308],[-95.8448,17.87485],[-95.84531,17.87755],[-95.84569,17.87956],[-95.84602,17.88127],[-95.84639,17.88312],[-95.84676,17.88507],[-95.84722,17.88735],[-95.84764,17.8896],[-95.848,17.89147],[-95.84834,17.89325],[-95.84875,17.89532],[-95.84919,17.89765],[-95.84974,17.90045],[-95.85009,17.90229],[-95.85068,17.90534],[-95.85119,17.90807],[-95.85166,17.91042],[-95.85272,17.91362],[-95.85373,17.91668],[-95.8542,17.91811],[-95.85538,17.92167],[-95.85625,17.92426],[-95.85679,17.92591],[-95.85761,17.92838],[-95.85805,17.9297],[-95.85852,17.93118],[-95.85945,17.93396],[-95.86006,17.93581],[-95.86098,17.93857],[-95.86162,17.9405],[-95.86202,17.94174],[-95.86254,17.94327],[-95.86301,17.94469],[-95.86388,17.94736],[-95.86446,17.94908],[-95.86519,17.95129],[-95.86546,17.95209],[-95.86634,17.95476],[-95.86677,17.95614],[-95.867,17.96059],[-95.86705,17.9616],[-95.86711,17.9631],[-95.86723,17.96559],[-95.86732,17.96751],[-95.86742,17.96946],[-95.86749,17.971],[-95.86752,17.97201],[-95.8676,17.97355],[-95.86764,17.9748],[-95.8678,17.97782],[-95.86791,17.97956],[-95.86803,17.98286],[-95.86817,17.98576],[-95.86828,17.98807],[-95.86843,17.9913],[-95.86847,17.9925],[-95.86858,17.99428],[-95.86921,17.99703],[-95.86975,17.99939],[-95.8704,18.00223],[-95.8727,18.0123],[-95.87821,18.03658],[-95.87846,18.03765],[-95.87893,18.03976],[-95.87978,18.04344],[-95.88139,18.04643],[-95.88204,18.04763],[-95.88333,18.05007],[-95.88533,18.05375],[-95.88673,18.0563],[-95.88748,18.05765],[-95.88843,18.05945],[-95.89197,18.06594],[-95.89481,18.07124],[-95.8941,18.07306],[-95.8925,18.07716],[-95.89178,18.07899],[-95.891,18.08102],[-95.89019,18.08307],[-95.88983,18.08303]]}}
Línea 115.0 kV | LineString | 115.0 kV | 1 |  |  | CFE |  |  |  |  | OpenStreetMap | {"type":"Feature","properties":{},"geometry":{"type":"LineString","coordinates":[[-95.24248,17.77845],[-95.24189,17.77825],[-95.23908,17.7783],[-95.23602,17.77837],[-95.2325,17.77845],[-95.22881,17.77852],[-95.22507,17.77859],[-95.2216,17.77865],[-95.21791,17.77873],[-95.21435,17.7788],[-95.21117,17.77887],[-95.20957,17.77882],[-95.209,17.77892],[-95.20742,17.77974],[-95.20743,17.78036],[-95.206,17.78139],[-95.20408,17.78277],[-95.20257,17.78385],[-95.2001,17.7829],[-95.1983,17.78219],[-95.19155,17.78144],[-95.18403,17.78061],[-95.18243,17.77848],[-95.18015,17.77549],[-95.17569,17.76995],[-95.17487,17.76866],[-95.17339,17.76664],[-95.16945,17.7616],[-95.16366,17.75395],[-95.16025,17.74875],[-95.15745,17.74594],[-95.15566,17.74344],[-95.15356,17.74076],[-95.15148,17.73799],[-95.14866,17.73435],[-95.14804,17.73179],[-95.1447,17.72883],[-95.14287,17.72677],[-95.13883,17.72674],[-95.13527,17.72677],[-95.13269,17.72675],[-95.12939,17.72674],[-95.12658,17.72509],[-95.12298,17.72302],[-95.11982,17.7212],[-95.11703,17.71961],[-95.11421,17.71798],[-95.11102,17.71614],[-95.10923,17.71515],[-95.10693,17.71378],[-95.10459,17.71245],[-95.10126,17.71054],[-95.09855,17.70898],[-95.09491,17.70688],[-95.09233,17.70542],[-95.0901,17.70412],[-95.0856,17.70154],[-95.0818,17.69934],[-95.07801,17.69721],[-95.07527,17.6956],[-95.07245,17.69399],[-95.0702,17.69271],[-95.06814,17.69155],[-95.06774,17.69139]]}}
Línea 115.0 kV | LineString | 115.0 kV | 1 |  |  | CFE |  |  |  |  | OpenStreetMap | {"type":"Feature","properties":{},"geometry":{"type":"LineString","coordinates":[[-95.0576,17.76266],[-95.05746,17.76291],[-95.05629,17.76232],[-95.0541,17.76109],[-95.0513,17.75961],[-95.04833,17.75804],[-95.04527,17.75641],[-95.04184,17.7546],[-95.03847,17.7528],[-95.03814,17.75262]]}}
Línea 115.0 kV | LineString | 115.0 kV | 1 |  |  | CFE |  |  |  |  | OpenStreetMap | {"type":"Feature","properties":{},"geometry":{"type":"LineString","coordinates":[[-94.5859,18.01861],[-94.58535,18.0186],[-94.58419,18.01833],[-94.58335,18.01822],[-94.5784,18.0142]]}}
Línea 115.0 kV | LineString | 115.0 kV | 1 |  |  | CFE |  |  |  |  | OpenStreetMap | {"type":"Feature","properties":{},"geometry":{"type":"LineString","coordinates":[[-94.8948,17.95093],[-94.89245,17.95131],[-94.87592,17.9526],[-94.8733,17.95281],[-94.86361,17.95356],[-94.85731,17.95404],[-94.85251,17.95441],[-94.84858,17.95469],[-94.84565,17.95495],[-94.84149,17.95527],[-94.83847,17.9555],[-94.82934,17.95617],[-94.8253,17.95653],[-94.82088,17.95687],[-94.819,17.95699],[-94.81485,17.95731],[-94.81202,17.95755],[-94.80579,17.95804],[-94.80305,17.95824],[-94.80139,17.95834],[-94.79481,17.95887],[-94.79051,17.95919],[-94.78711,17.95947],[-94.7841,17.95972],[-94.77585,17.96036],[-94.7732,17.96057],[-94.77004,17.9608],[-94.75986,17.96161],[-94.75657,17.96186],[-94.75304,17.96213],[-94.74926,17.9624],[-94.74601,17.96261],[-94.74382,17.96284],[-94.74273,17.96289],[-94.73936,17.96252],[-94.73704,17.96211],[-94.7347,17.96163],[-94.73225,17.96115],[-94.71448,17.9576],[-94.71201,17.95872],[-94.70311,17.96278],[-94.70065,17.96389],[-94.69794,17.96509],[-94.69464,17.96665],[-94.69239,17.96767],[-94.68969,17.9689],[-94.68769,17.96979],[-94.68402,17.97147],[-94.68153,17.97261],[-94.67617,17.97503],[-94.67371,17.97617],[-94.67167,17.97711],[-94.66906,17.9783],[-94.66674,17.97936],[-94.66316,17.98098],[-94.66094,17.98198],[-94.65891,17.98293],[-94.65618,17.9846]]}}
Línea 115.0 kV | LineString | 115.0 kV | 2 |  |  | CFE |  |  |  |  | OpenStreetMap | {"type":"Feature","properties":{},"geometry":{"type":"LineString","coordinates":[[-99.98112,20.37543],[-99.98004,20.37523],[-99.97909,20.3749],[-99.97824,20.37419],[-99.97721,20.3736],[-99.97635,20.3731],[-99.9753,20.3726],[-99.97508,20.37249],[-99.97407,20.37189],[-99.97309,20.37128],[-99.9725,20.37135],[-99.97185,20.37041]]}}
Línea 115.0 kV | LineString | 115.0 kV | 2 |  |  | CFE |  |  |  |  | OpenStreetMap | {"type":"Feature","properties":{},"geometry":{"type":"LineString","coordinates":[[-100.93722,25.55823],[-100.93745,25.55727]]}}
Línea 115.0 kV | LineString | 115.0 kV | 1 |  |  | CFE |  |  |  |  | OpenStreetMap | {"type":"Feature","properties":{},"geometry":{"type":"LineString","coordinates":[[-96.91145,20.17331],[-96.91133,20.17354],[-96.91214,20.17755],[-96.91288,20.18135],[-96.91367,20.18525],[-96.9162,20.18802],[-96.91599,20.19162],[-96.91581,20.19495],[-96.91559,20.19836],[-96.9154,20.20173],[-96.91517,20.2054],[-96.91504,20.20841],[-96.91489,20.21119],[-96.91219,20.21458],[-96.90972,20.21764],[-96.90709,20.22096],[-96.90463,20.22407],[-96.90255,20.22664],[-96.90054,20.22918],[-96.89778,20.2316],[-96.89592,20.23373],[-96.89366,20.23647],[-96.88889,20.25356],[-96.88603,20.25636],[-96.88034,20.262],[-96.8775,20.26478],[-96.87467,20.26761],[-96.87177,20.27043],[-96.86871,20.27248],[-96.86539,20.27471],[-96.85913,20.27894],[-96.85845,20.28219],[-96.85778,20.28547],[-96.85713,20.28881],[-96.85912,20.29164],[-96.86112,20.29449],[-96.86317,20.29736],[-96.8652,20.30024],[-96.86718,20.30308],[-96.86921,20.30591],[-96.87121,20.30877],[-96.87076,20.31251],[-96.87303,20.31573],[-96.87528,20.31893],[-96.87755,20.32213],[-96.87981,20.32534],[-96.88222,20.32876],[-96.88459,20.33212],[-96.88372,20.33581],[-96.88297,20.33658],[-96.88272,20.33683]]}}
Línea 115.0 kV | LineString | 115.0 kV | 1 |  |  | CFE |  |  |  |  | OpenStreetMap | {"type":"Feature","properties":{},"geometry":{"type":"LineString","coordinates":[[-100.73329,20.54076],[-100.73331,20.54106],[-100.73311,20.5418],[-100.7345,20.54239],[-100.7366,20.54245],[-100.73822,20.54391],[-100.73858,20.54405],[-100.73983,20.5443],[-100.74108,20.54455],[-100.74232,20.54477],[-100.74358,20.54501],[-100.74482,20.54526],[-100.74606,20.54552],[-100.7472,20.54579],[-100.74836,20.54616],[-100.74976,20.54666],[-100.75112,20.54708],[-100.75252,20.54757],[-100.75393,20.54803],[-100.75536,20.54849],[-100.75783,20.54934],[-100.75913,20.54976],[-100.75956,20.54986],[-100.76019,20.55004],[-100.76111,20.5503]]}}
Línea 115.0 kV | LineString | 115.0 kV | 1 |  |  | CFE |  |  |  |  | OpenStreetMap | {"type":"Feature","properties":{},"geometry":{"type":"LineString","coordinates":[[-97.32279,19.55073],[-97.32295,19.55107],[-97.3226,19.55123],[-97.32189,19.55077],[-97.32094,19.55016],[-97.31967,19.54937],[-97.31842,19.54856],[-97.31715,19.54775],[-97.316,19.54696],[-97.31547,19.54599],[-97.31487,19.54467],[-97.31452,19.54463],[-97.31386,19.54568],[-97.31318,19.54675],[-97.31247,19.54782],[-97.31174,19.54887],[-97.31095,19.54989],[-97.3101,19.55097],[-97.30928,19.55209],[-97.30843,19.55317],[-97.30784,19.55431],[-97.3073,19.55534],[-97.30674,19.55639],[-97.30639,19.55705],[-97.30681,19.55806],[-97.30601,19.55866],[-97.30523,19.55922],[-97.30452,19.56059],[-97.3035,19.56156],[-97.3025,19.56256],[-97.30141,19.56314],[-97.30034,19.56369],[-97.29943,19.56418],[-97.29996,19.56519],[-97.29907,19.56614],[-97.29819,19.56709],[-97.29729,19.56804],[-97.2964,19.56899],[-97.29552,19.56994],[-97.29464,19.57087],[-97.29375,19.57182],[-97.2931,19.57272],[-97.29212,19.5737],[-97.29117,19.57471],[-97.29023,19.57572],[-97.2893,19.57671],[-97.28838,19.57768],[-97.28744,19.57869],[-97.28836,19.57949],[-97.28927,19.58026],[-97.28931,19.58145],[-97.28928,19.5827],[-97.28927,19.58363],[-97.2885,19.58437],[-97.28767,19.58525],[-97.28668,19.5863],[-97.28573,19.58732],[-97.28471,19.5884],[-97.28375,19.58941],[-97.28271,19.59051],[-97.28182,19.59153],[-97.28083,19.59147],[-97.27982,19.59148],[-97.2788,19.59148],[-97.2782,19.59214],[-97.27722,19.59319],[-97.27636,19.59413],[-97.27571,19.59489],[-97.27463,19.59418],[-97.27352,19.59352],[-97.27273,19.59437],[-97.272,19.59515],[-97.27071,19.59479],[-97.26981,19.59411],[-97.26891,19.59318],[-97.26804,19.59223],[-97.26715,19.59128],[-97.26635,19.59042],[-97.26563,19.58976],[-97.26493,19.58909],[-97.26416,19.58938],[-97.26325,19.58969],[-97.26253,19.58912],[-97.26151,19.58834],[-97.26051,19.58754],[-97.25952,19.58678],[-97.2589,19.58632],[-97.25724,19.58513],[-97.25615,19.58425],[-97.25513,19.5836],[-97.25422,19.58401],[-97.25334,19.58444],[-97.25232,19.58425],[-97.2513,19.58403],[-97.2512,19.58282],[-97.25012,19.5827],[-97.24903,19.58258]]}}
Línea 115.0 kV | LineString | 115.0 kV | 1 |  |  | CFE |  |  |  |  | OpenStreetMap | {"type":"Feature","properties":{},"geometry":{"type":"LineString","coordinates":[[-87.49007,20.89764],[-87.49069,20.89758]]}}
Línea 115.0 kV | LineString | 115.0 kV | 1 |  |  | CFE |  |  |  |  | OpenStreetMap | {"type":"Feature","properties":{},"geometry":{"type":"LineString","coordinates":[[-87.49008,20.89774],[-87.49069,20.89758]]}}
Línea 115.0 kV | LineString | 115.0 kV | 1 |  |  | Comisión Federal de Electricidad |  |  |  |  | OpenStreetMap | {"type":"Feature","properties":{},"geometry":{"type":"LineString","coordinates":[[-87.9244,20.66156],[-87.9243,20.66184],[-87.92419,20.66241],[-87.92223,20.66193],[-87.91929,20.66404],[-87.91673,20.6659],[-87.91384,20.66794],[-87.91121,20.66986],[-87.90849,20.67184],[-87.90577,20.67382],[-87.90305,20.67579],[-87.90063,20.67755],[-87.89784,20.67958],[-87.89511,20.68156],[-87.89239,20.68354],[-87.88982,20.68541],[-87.88725,20.68727],[-87.88458,20.6892],[-87.88196,20.69112],[-87.87923,20.69311],[-87.87658,20.69503],[-87.87378,20.69708],[-87.87106,20.69905],[-87.86827,20.70107],[-87.86553,20.70307],[-87.86305,20.70487],[-87.86033,20.70684],[-87.85754,20.70888],[-87.85488,20.71081],[-87.85217,20.71277],[-87.84944,20.71476],[-87.84677,20.71669],[-87.84413,20.71861],[-87.84125,20.72071],[-87.83837,20.7228],[-87.83564,20.72477],[-87.83298,20.72672],[-87.83038,20.72859],[-87.82745,20.73072],[-87.82463,20.73277],[-87.8221,20.73463],[-87.81942,20.7366],[-87.81685,20.73846],[-87.81412,20.74043],[-87.8114,20.74242],[-87.80867,20.7444],[-87.80578,20.7465],[-87.80298,20.74852],[-87.8005,20.75034],[-87.79768,20.75237],[-87.79511,20.75424],[-87.79246,20.75615],[-87.78973,20.75814],[-87.78718,20.75998],[-87.78437,20.76203],[-87.7817,20.76396],[-87.77898,20.76593],[-87.7763,20.76788],[-87.77364,20.7698],[-87.77093,20.77177],[-87.76828,20.7737],[-87.76553,20.77568],[-87.7628,20.77766],[-87.76028,20.77948],[-87.75757,20.78145],[-87.75485,20.78343],[-87.75219,20.78536],[-87.74946,20.78733],[-87.74644,20.78952],[-87.74338,20.79173],[-87.74066,20.7937],[-87.73793,20.79568],[-87.73506,20.79777],[-87.73217,20.79985],[-87.72942,20.80184],[-87.72683,20.80372],[-87.72415,20.80566],[-87.7214,20.80764],[-87.71895,20.80942],[-87.71624,20.81138],[-87.71358,20.8133],[-87.71098,20.81519],[-87.70825,20.81716],[-87.70559,20.81909],[-87.70286,20.82107],[-87.7001,20.82306],[-87.69738,20.82502],[-87.69502,20.82671],[-87.69205,20.82887],[-87.68953,20.83069],[-87.68718,20.8324],[-87.68453,20.83432],[-87.6819,20.83622],[-87.67906,20.83826],[-87.67633,20.84024],[-87.6736,20.84221],[-87.67071,20.8443],[-87.66822,20.84611],[-87.66561,20.84799],[-87.66298,20.84989],[-87.6607,20.85154],[-87.65751,20.85208],[-87.65398,20.85268],[-87.65056,20.85327],[-87.64716,20.85384],[-87.64367,20.85443],[-87.63972,20.85511],[-87.63629,20.85569],[-87.63299,20.85625],[-87.62979,20.85679],[-87.62656,20.85734],[-87.62316,20.85792],[-87.61974,20.8585],[-87.61625,20.85909],[-87.61272,20.85969],[-87.60921,20.86029],[-87.60589,20.86085],[-87.60269,20.86139],[-87.59966,20.86191],[-87.59605,20.86252],[-87.59265,20.8631],[-87.58924,20.86368],[-87.58582,20.86425],[-87.5824,20.86484],[-87.5791,20.8654],[-87.57589,20.86594],[-87.57248,20.86652],[-87.56917,20.86708],[-87.56576,20.86766],[-87.56253,20.8682],[-87.55914,20.86878],[-87.55572,20.86937],[-87.55232,20.86994],[-87.54928,20.87045],[-87.54616,20.87098],[-87.54304,20.87151],[-87.53974,20.87207],[-87.53641,20.87263],[-87.53311,20.87319],[-87.52976,20.87374],[-87.52644,20.87431],[-87.52314,20.87486],[-87.52078,20.87526],[-87.51738,20.87584],[-87.51419,20.87638],[-87.51086,20.87694],[-87.50726,20.87755],[-87.50432,20.87806],[-87.50089,20.87863],[-87.49772,20.87917],[-87.49429,20.87974],[-87.49079,20.88033],[-87.48935,20.88054],[-87.48892,20.88092]]}}
Línea 115.0 kV | LineString | 115.0 kV | 2 |  |  | CFE |  |  |  |  | OpenStreetMap | {"type":"Feature","properties":{},"geometry":{"type":"LineString","coordinates":[[-87.49069,20.89758],[-87.4912,20.89715],[-87.49076,20.8941],[-87.49032,20.89095],[-87.48987,20.88783],[-87.4894,20.88446],[-87.48892,20.88092]]}}
Línea 115.0 kV | LineString | 115.0 kV | 1 |  |  | CFE |  |  |  |  | OpenStreetMap | {"type":"Feature","properties":{},"geometry":{"type":"LineString","coordinates":[[-95.08165,17.52438],[-95.08149,17.52479],[-95.07997,17.52328],[-95.07871,17.52204],[-95.07714,17.52048],[-95.0757,17.51902],[-95.07451,17.51786],[-95.07214,17.51816],[-95.06778,17.51864],[-95.06378,17.51915],[-95.06136,17.51945],[-95.05901,17.51972],[-95.05696,17.51997],[-95.05311,17.52043],[-95.04916,17.52089],[-95.04701,17.52115],[-95.04632,17.52124],[-95.04496,17.52139],[-95.04363,17.52154],[-95.04216,17.52171],[-95.0404,17.52192],[-95.03924,17.52208],[-95.0372,17.5223],[-95.03652,17.52236],[-95.03169,17.52119],[-95.02988,17.52072],[-95.02826,17.52032],[-95.02677,17.51995],[-95.02527,17.51963],[-95.02351,17.51915],[-95.02193,17.51944],[-95.02021,17.5198],[-95.01852,17.52012],[-95.01656,17.52049],[-95.00804,17.52213],[-95.00594,17.52256],[-95.00364,17.523],[-95.00196,17.52335],[-95.00038,17.52366],[-94.99924,17.5239],[-94.99772,17.52417],[-94.99558,17.52459],[-94.99338,17.52503],[-94.99119,17.52548],[-94.98824,17.52604],[-94.98715,17.52625],[-94.98556,17.52656],[-94.98337,17.52698],[-94.98087,17.52747],[-94.97894,17.52784],[-94.97783,17.52807],[-94.97619,17.52837],[-94.9743,17.52872],[-94.9721,17.52917],[-94.96824,17.52777],[-94.96669,17.52721],[-94.96555,17.5268],[-94.95852,17.52426],[-94.95624,17.52344],[-94.95495,17.52293],[-94.95301,17.52227],[-94.9507,17.52143],[-94.94705,17.52012],[-94.94418,17.51908],[-94.94242,17.51843],[-94.93913,17.51724],[-94.93728,17.51658],[-94.93422,17.5178],[-94.93261,17.51844],[-94.92959,17.51965],[-94.92769,17.52042],[-94.92609,17.52107],[-94.92449,17.52167],[-94.92293,17.52229],[-94.92137,17.52288],[-94.92007,17.52342],[-94.91875,17.52398],[-94.91691,17.52469],[-94.9158,17.52514],[-94.91405,17.52585],[-94.91185,17.52673],[-94.91021,17.52737],[-94.90837,17.52812],[-94.90642,17.52887],[-94.90494,17.52946],[-94.90335,17.53011],[-94.90175,17.53075],[-94.89924,17.53175],[-94.89629,17.53291],[-94.89297,17.53425],[-94.89043,17.53524],[-94.88713,17.53656],[-94.88474,17.5375],[-94.88212,17.53855],[-94.87766,17.54032],[-94.87571,17.54109],[-94.87333,17.54187],[-94.87012,17.54191],[-94.86554,17.54177],[-94.86383,17.54173],[-94.86175,17.54166],[-94.85975,17.54161],[-94.85796,17.54155],[-94.85554,17.54147],[-94.85349,17.5414],[-94.85071,17.54129],[-94.84401,17.54109],[-94.84291,17.54105],[-94.84098,17.54096],[-94.83925,17.5409],[-94.83562,17.54073],[-94.83401,17.54068],[-94.8321,17.54057],[-94.83034,17.54049],[-94.8287,17.54043],[-94.82672,17.54033],[-94.82425,17.54023],[-94.82184,17.54011],[-94.81936,17.54],[-94.81229,17.53978],[-94.80861,17.53953],[-94.80692,17.53944]]}}
Línea 115.0 kV | LineString | 115.0 kV | 1 |  |  | CFE |  |  |  |  | OpenStreetMap | {"type":"Feature","properties":{},"geometry":{"type":"LineString","coordinates":[[-88.32363,20.73443],[-88.32312,20.73411],[-88.32026,20.7323],[-88.31745,20.73054],[-88.31482,20.72887],[-88.31184,20.72699],[-88.30933,20.72538],[-88.30626,20.72347],[-88.3036,20.72177],[-88.30067,20.71993],[-88.29828,20.71843],[-88.2955,20.71665],[-88.29268,20.71488],[-88.28981,20.71307],[-88.28635,20.71279],[-88.28329,20.71255],[-88.28016,20.71231],[-88.27651,20.71201],[-88.27344,20.71177],[-88.27029,20.71153],[-88.26742,20.7113],[-88.26414,20.71104],[-88.261,20.71079],[-88.25783,20.71053],[-88.25528,20.71033],[-88.25481,20.71]]}}
Línea 115.0 kV | LineString | 115.0 kV | 1 |  |  | CFE |  |  |  |  | OpenStreetMap | {"type":"Feature","properties":{},"geometry":{"type":"LineString","coordinates":[[-88.32398,20.73421],[-88.32437,20.73422]]}}
Línea 115.0 kV | LineString | 115.0 kV | 1 |  |  | CFE |  |  |  |  | OpenStreetMap | {"type":"Feature","properties":{},"geometry":{"type":"LineString","coordinates":[[-88.32434,20.73412],[-88.32398,20.73421]]}}
Línea 115.0 kV | LineString | 115.0 kV | 2 |  |  | CFE |  |  |  |  | OpenStreetMap | {"type":"Feature","properties":{},"geometry":{"type":"LineString","coordinates":[[-88.32363,20.73443],[-88.32398,20.73421]]}}
Línea 115.0 kV | LineString | 115.0 kV |  |  |  | CFE |  |  |  |  | OpenStreetMap | {"type":"Feature","properties":{},"geometry":{"type":"LineString","coordinates":[[-89.68398,20.95395],[-89.68386,20.95441],[-89.68363,20.95532],[-89.68308,20.95737],[-89.68278,20.95849],[-89.68193,20.96162],[-89.68107,20.96474],[-89.68025,20.96785],[-89.67936,20.97113],[-89.6785,20.97428],[-89.6782,20.97543],[-89.67813,20.97569]]}}
Línea 115.0 kV | LineString | 115.0 kV | 1 |  |  | CFE |  |  |  |  | OpenStreetMap | {"type":"Feature","properties":{},"geometry":{"type":"LineString","coordinates":[[-95.89137,18.08386],[-95.89064,18.08453],[-95.8883,18.08627],[-95.88696,18.08723],[-95.88557,18.08827],[-95.88409,18.08937],[-95.8837,18.08965],[-95.88275,18.09035],[-95.8816,18.09117],[-95.88033,18.09211],[-95.87847,18.09278],[-95.87673,18.09344],[-95.87564,18.09383],[-95.87468,18.09415],[-95.87213,18.09509],[-95.87012,18.09584],[-95.86831,18.09569],[-95.86457,18.0954],[-95.86241,18.09521],[-95.86054,18.09506],[-95.85714,18.0948],[-95.8563,18.09471],[-95.85478,18.0946],[-95.85296,18.09446],[-95.84814,18.09405],[-95.84672,18.09396],[-95.84528,18.09385],[-95.84415,18.09375],[-95.84302,18.09366],[-95.84133,18.09352],[-95.8355,18.09306],[-95.83344,18.0929],[-95.83003,18.09263],[-95.82872,18.09252],[-95.82534,18.09225],[-95.82362,18.09212],[-95.82248,18.09204],[-95.81797,18.09168],[-95.81662,18.09155],[-95.81529,18.09145],[-95.81306,18.09127],[-95.81175,18.09116],[-95.80761,18.09082],[-95.80628,18.09073],[-95.80505,18.09064],[-95.80279,18.09047],[-95.8014,18.09036],[-95.80083,18.09049],[-95.79801,18.09116],[-95.79681,18.09144],[-95.79425,18.09214],[-95.77505,18.09671],[-95.74929,18.12302],[-95.7481,18.1232],[-95.7427,18.12384],[-95.7384,18.12435],[-95.73634,18.12462],[-95.73502,18.12477],[-95.73426,18.12486],[-95.73241,18.1251],[-95.7307,18.1253],[-95.7292,18.12547],[-95.72628,18.12583],[-95.72543,18.12593],[-95.71418,18.12729],[-95.70628,18.12825],[-95.69822,18.12924],[-95.69243,18.12992],[-95.68301,18.13107],[-95.6813,18.13127],[-95.671,18.13253],[-95.66827,18.13287],[-95.62402,18.12778],[-95.62007,18.12741],[-95.61701,18.12713],[-95.61479,18.1269],[-95.61253,18.12671],[-95.61066,18.12653],[-95.60858,18.12631],[-95.60595,18.12608],[-95.60473,18.12596],[-95.6035,18.12585],[-95.60218,18.12572],[-95.6005,18.12555],[-95.59898,18.12542],[-95.59712,18.12524],[-95.59599,18.12513],[-95.5941,18.12496],[-95.59241,18.1248],[-95.59033,18.1246],[-95.58883,18.12446],[-95.5877,18.12436],[-95.58582,18.12417],[-95.58318,18.12392],[-95.58177,18.12379],[-95.58055,18.12368],[-95.57943,18.12356],[-95.57788,18.12342],[-95.57636,18.12328],[-95.57367,18.12303],[-95.57188,18.12285],[-95.57019,18.12269],[-95.56691,18.12238],[-95.56475,18.12218],[-95.56305,18.12202],[-95.56146,18.12187],[-95.55986,18.12172],[-95.55816,18.12157],[-95.55646,18.12139],[-95.55478,18.12124],[-95.55308,18.12108],[-95.55139,18.12091],[-95.55006,18.12078],[-95.54893,18.12068],[-95.54686,18.12048],[-95.54592,18.12039],[-95.54462,18.12028],[-95.54292,18.12011],[-95.54117,18.11994],[-95.53931,18.11978],[-95.53714,18.11956],[-95.53659,18.11888],[-95.5357,18.11781],[-95.53498,18.11694],[-95.53416,18.11603]]}}
Línea 115.0 kV | LineString | 115.0 kV | 2 |  |  | CFE |  |  |  |  | OpenStreetMap | {"type":"Feature","properties":{},"geometry":{"type":"LineString","coordinates":[[-95.88983,18.08323],[-95.89028,18.0833],[-95.89137,18.08386]]}}
Línea 115.0 kV | LineString | 115.0 kV |  |  |  | CFE |  |  |  |  | OpenStreetMap | {"type":"Feature","properties":{},"geometry":{"type":"LineString","coordinates":[[-100.13377,25.69339],[-100.13396,25.69226],[-100.13414,25.69111],[-100.13434,25.68988],[-100.13453,25.6887],[-100.13468,25.68777],[-100.13539,25.68618],[-100.13572,25.6851],[-100.1359,25.68373],[-100.13626,25.68235],[-100.13642,25.68165],[-100.13675,25.68144],[-100.13817,25.68171],[-100.13953,25.68195],[-100.141,25.68222],[-100.14262,25.68251],[-100.14411,25.68277],[-100.14443,25.68147],[-100.14474,25.68111],[-100.14618,25.6811],[-100.14777,25.68081],[-100.14906,25.68107],[-100.14992,25.67945],[-100.15037,25.67813],[-100.1496,25.6757],[-100.15015,25.6739],[-100.14994,25.67342]]}}
Línea 115.0 kV | LineString | 115.0 kV | 1 |  |  | CFE |  |  |  |  | OpenStreetMap | {"type":"Feature","properties":{},"geometry":{"type":"LineString","coordinates":[[-97.01386,20.10525],[-97.01085,20.11153],[-97.00637,20.11614],[-96.99615,20.12481],[-96.99312,20.12671],[-96.98402,20.13232],[-96.98236,20.13321],[-96.98101,20.13417],[-96.97299,20.1391],[-96.96626,20.14304],[-96.95814,20.14795],[-96.95236,20.15308],[-96.95099,20.15437],[-96.94826,20.15977],[-96.93849,20.16232],[-96.93666,20.16293],[-96.93322,20.16404],[-96.92705,20.16599],[-96.92445,20.16681],[-96.91933,20.17],[-96.91552,20.17226],[-96.9124,20.17346],[-96.9118,20.17361],[-96.91155,20.17338]]}}
Línea 115.0 kV | LineString | 115.0 kV | 1 |  |  | CFE |  |  |  |  | OpenStreetMap | {"type":"Feature","properties":{},"geometry":{"type":"LineString","coordinates":[[-99.36875,19.96816],[-99.36911,19.96739],[-99.36973,19.96595],[-99.37866,19.96136],[-99.38149,19.96047],[-99.38407,19.95882],[-99.38663,19.95544],[-99.38765,19.95413],[-99.3899,19.95117],[-99.39187,19.94854],[-99.39399,19.94577],[-99.39495,19.94453],[-99.39515,19.94428]]}}
Línea 115.0 kV | LineString | 115.0 kV | 1 |  |  | CFE |  |  |  |  | OpenStreetMap | {"type":"Feature","properties":{},"geometry":{"type":"LineString","coordinates":[[-99.48104,19.96099],[-99.47928,19.96042],[-99.47657,19.96009],[-99.47462,19.95986],[-99.47263,19.95961],[-99.47083,19.95939],[-99.46902,19.95917],[-99.46713,19.95894],[-99.46559,19.95875],[-99.46413,19.95857],[-99.46223,19.95834],[-99.46043,19.95841],[-99.45861,19.95849],[-99.45689,19.95857],[-99.45432,19.95868],[-99.45251,19.95875],[-99.4505,19.95882],[-99.44849,19.95891],[-99.44659,19.959],[-99.44478,19.95909],[-99.44263,19.95917],[-99.44079,19.95926],[-99.43912,19.95884],[-99.43751,19.95843],[-99.4359,19.95803],[-99.43247,19.95718],[-99.42876,19.95627],[-99.42747,19.95594],[-99.41894,19.95387],[-99.41741,19.9535],[-99.41668,19.9533],[-99.41206,19.95217],[-99.40851,19.95128],[-99.40638,19.95022],[-99.40485,19.94943],[-99.40341,19.94868],[-99.40203,19.94798],[-99.39936,19.94661],[-99.39587,19.94482],[-99.39371,19.94371],[-99.39289,19.94328],[-99.39035,19.93995],[-99.38949,19.93888],[-99.38409,19.93184],[-99.38327,19.93077],[-99.38232,19.92954],[-99.38032,19.92693],[-99.37942,19.92574],[-99.37853,19.92458],[-99.37753,19.92324],[-99.37199,19.9161],[-99.36946,19.91279],[-99.36524,19.90729],[-99.36402,19.90571],[-99.3605,19.90078]]}}
Línea 115.0 kV | LineString | 115.0 kV | 1 |  |  | CFE |  |  |  |  | OpenStreetMap | {"type":"Feature","properties":{},"geometry":{"type":"LineString","coordinates":[[-97.45173,20.95801],[-97.45182,20.95765]]}}
Línea 115.0 kV | LineString | 115.0 kV | 1 |  |  | CFE |  |  |  |  | OpenStreetMap | {"type":"Feature","properties":{},"geometry":{"type":"LineString","coordinates":[[-97.45173,20.95801],[-97.45171,20.95765]]}}
Línea 115.0 kV | LineString | 115.0 kV | 1 |  |  | CFE |  |  |  |  | OpenStreetMap | {"type":"Feature","properties":{},"geometry":{"type":"LineString","coordinates":[[-97.46407,20.94824],[-97.46397,20.94743]]}}
Línea 115.0 kV | LineString | 115.0 kV | 1 |  |  | CFE |  |  |  |  | OpenStreetMap | {"type":"Feature","properties":{},"geometry":{"type":"LineString","coordinates":[[-97.46487,20.94774],[-97.46407,20.94824]]}}
Línea 115.0 kV | LineString | 115.0 kV | 1 |  |  | CFE |  |  |  |  | OpenStreetMap | {"type":"Feature","properties":{},"geometry":{"type":"LineString","coordinates":[[-97.46487,20.94774],[-97.46397,20.94743]]}}
Línea 115.0 kV | LineString | 115.0 kV | 1 |  |  | CFE |  |  |  |  | OpenStreetMap | {"type":"Feature","properties":{},"geometry":{"type":"LineString","coordinates":[[-97.33352,21.01145],[-97.3333,21.0115]]}}
Línea 115.0 kV | LineString | 115.0 kV | 1 |  |  | CFE |  |  |  |  | OpenStreetMap | {"type":"Feature","properties":{},"geometry":{"type":"LineString","coordinates":[[-97.33352,21.01145],[-97.33334,21.0116]]}}
Línea 115.0 kV | LineString | 115.0 kV | 1 |  |  | CFE |  |  |  |  | OpenStreetMap | {"type":"Feature","properties":{},"geometry":{"type":"LineString","coordinates":[[-97.31512,20.98111],[-97.31719,20.98406],[-97.31777,20.98493],[-97.31891,20.98692],[-97.32034,20.98943],[-97.32189,20.99211],[-97.32337,20.99468],[-97.32483,20.99727],[-97.32638,21.00001],[-97.3279,21.00268],[-97.32954,21.00508],[-97.33137,21.00777],[-97.33225,21.01077],[-97.33326,21.0114]]}}
Línea 115.0 kV | LineString | 115.0 kV | 1 |  |  | CFE |  |  |  |  | OpenStreetMap | {"type":"Feature","properties":{},"geometry":{"type":"LineString","coordinates":[[-101.71126,21.08124],[-101.71136,21.08083],[-101.71179,21.08087],[-101.71297,21.08094],[-101.71412,21.08124],[-101.7152,21.08152],[-101.71634,21.08182],[-101.71745,21.08212],[-101.71854,21.0824],[-101.7197,21.0827],[-101.72086,21.083],[-101.72139,21.08338],[-101.72264,21.08283],[-101.724,21.08248],[-101.72538,21.08215],[-101.72658,21.08184],[-101.72802,21.08151],[-101.72943,21.08115],[-101.72966,21.08247],[-101.72982,21.08357]]}}
Línea 115.0 kV | LineString | 115.0 kV | 1 |  |  | CFE |  |  |  |  | OpenStreetMap | {"type":"Feature","properties":{},"geometry":{"type":"LineString","coordinates":[[-101.39583,20.89982],[-101.3959,20.90002]]}}
Línea 115.0 kV | LineString | 115.0 kV | 1 |  |  | CFE |  |  |  |  | OpenStreetMap | {"type":"Feature","properties":{},"geometry":{"type":"LineString","coordinates":[[-101.39583,20.89982],[-101.39578,20.90002]]}}
Línea 115.0 kV | LineString | 115.0 kV | 2 |  |  | CFE |  |  |  |  | OpenStreetMap | {"type":"Feature","properties":{},"geometry":{"type":"LineString","coordinates":[[-101.40464,20.90016],[-101.40402,20.90031],[-101.40333,20.89999],[-101.40211,20.89991],[-101.4009,20.89982],[-101.3997,20.89975],[-101.39849,20.89949],[-101.39708,20.8994],[-101.39583,20.89982]]}}
Línea 115.0 kV | LineString | 115.0 kV | 1 |  |  | CFE |  |  |  |  | OpenStreetMap | {"type":"Feature","properties":{},"geometry":{"type":"LineString","coordinates":[[-101.39455,20.89983],[-101.39441,20.8996],[-101.39444,20.8989]]}}
Línea 115.0 kV | LineString | 115.0 kV | 1 |  |  | CFE |  |  |  |  | OpenStreetMap | {"type":"Feature","properties":{},"geometry":{"type":"LineString","coordinates":[[-101.43068,20.90799],[-101.43062,20.90736],[-101.43044,20.90584],[-101.43022,20.90402],[-101.43002,20.90224],[-101.42982,20.90048],[-101.42962,20.89866],[-101.4294,20.89677],[-101.42932,20.89628],[-101.42843,20.8964],[-101.42705,20.8966],[-101.42562,20.89682],[-101.42384,20.89709],[-101.42249,20.8973],[-101.42092,20.89754],[-101.41925,20.89778],[-101.41776,20.898],[-101.41607,20.8983],[-101.41543,20.89838],[-101.41389,20.89859],[-101.41247,20.89881],[-101.41094,20.89906],[-101.40925,20.89937],[-101.40775,20.89965],[-101.40624,20.89994],[-101.40529,20.90011],[-101.40464,20.90016]]}}
Línea 115.0 kV | LineString | 115.0 kV | 1 |  |  | CFE |  |  |  |  | OpenStreetMap | {"type":"Feature","properties":{},"geometry":{"type":"LineString","coordinates":[[-101.38916,20.89841],[-101.38897,20.89798],[-101.38861,20.89793]]}}
Línea 115.0 kV | LineString | 115.0 kV | 1 |  |  | CFE |  |  |  |  | OpenStreetMap | {"type":"Feature","properties":{},"geometry":{"type":"LineString","coordinates":[[-101.3936,20.90067],[-101.39362,20.90089]]}}
Línea 115.0 kV | LineString | 115.0 kV | 1 |  |  | CFE |  |  |  |  | OpenStreetMap | {"type":"Feature","properties":{},"geometry":{"type":"LineString","coordinates":[[-101.39569,20.90002],[-101.39564,20.89982],[-101.39455,20.89983],[-101.39448,20.90062],[-101.3936,20.90067],[-101.39087,20.90072],[-101.39005,20.90059],[-101.3894,20.90048],[-101.3888,20.90037],[-101.38899,20.89944],[-101.38916,20.89841],[-101.38938,20.89722],[-101.3896,20.89601],[-101.38983,20.89472],[-101.3905,20.89479],[-101.39172,20.89486],[-101.39203,20.89314],[-101.39227,20.89319]]}}
Línea 115.0 kV | LineString | 115.0 kV |  |  |  | CFE |  |  |  |  | OpenStreetMap | {"type":"Feature","properties":{},"geometry":{"type":"LineString","coordinates":[[-102.79595,20.34936],[-102.79236,20.34734]]}}
Línea 115.0 kV | LineString | 115.0 kV |  |  |  | Comisión Federal de Electricidad |  |  |  |  | OpenStreetMap | {"type":"Feature","properties":{},"geometry":{"type":"LineString","coordinates":[[-102.79236,20.34734],[-102.7904,20.34624],[-102.7893,20.34539],[-102.78716,20.34527]]}}
Línea 115.0 kV | LineString | 115.0 kV |  |  |  | CFE |  |  |  |  | OpenStreetMap | {"type":"Feature","properties":{},"geometry":{"type":"LineString","coordinates":[[-102.79595,20.34936],[-102.79326,20.34788],[-102.79236,20.34734]]}}
Línea 115.0 kV | LineString | 115.0 kV |  |  |  | CFE |  |  |  |  | OpenStreetMap | {"type":"Feature","properties":{},"geometry":{"type":"LineString","coordinates":[[-102.79298,20.35024],[-102.79335,20.34987],[-102.79313,20.34956],[-102.79326,20.34788]]}}
Línea 115.0 kV | LineString | 115.0 kV |  |  |  | CFE |  |  |  |  | OpenStreetMap | {"type":"Feature","properties":{},"geometry":{"type":"LineString","coordinates":[[-102.84405,20.36439],[-102.84405,20.36434],[-102.84405,20.36425]]}}
Línea 115.0 kV | LineString | 115.0 kV |  |  |  | CFE |  |  |  |  | OpenStreetMap | {"type":"Feature","properties":{},"geometry":{"type":"LineString","coordinates":[[-102.94598,20.3791],[-102.94319,20.37855],[-102.93991,20.3779],[-102.93684,20.37727],[-102.93354,20.37664],[-102.93032,20.376],[-102.92721,20.37536],[-102.9249,20.37412],[-102.92097,20.37199],[-102.91953,20.37119],[-102.91667,20.36964],[-102.91358,20.36795],[-102.91057,20.36639],[-102.9079,20.36491],[-102.90501,20.36331],[-102.9013,20.3634],[-102.89659,20.36345],[-102.89279,20.36349],[-102.88941,20.36357],[-102.88602,20.36364],[-102.88266,20.36368],[-102.87939,20.36376],[-102.87603,20.3638],[-102.87269,20.36387],[-102.86932,20.36392],[-102.86594,20.36398],[-102.86259,20.36404],[-102.85923,20.36414],[-102.85259,20.3642],[-102.84569,20.36429],[-102.84405,20.36434],[-102.84221,20.3644],[-102.83601,20.36452],[-102.832,20.36458],[-102.82871,20.36459],[-102.8268,20.36467],[-102.82027,20.36183],[-102.81432,20.35931],[-102.80761,20.35597],[-102.8061,20.35538],[-102.80496,20.35449],[-102.80158,20.35255],[-102.79848,20.35081],[-102.79595,20.34936]]}}
Línea 115.0 kV | LineString | 115.0 kV | 1 |  |  | CFE |  |  |  |  | OpenStreetMap | {"type":"Feature","properties":{},"geometry":{"type":"LineString","coordinates":[[-103.39803,18.96583],[-103.39778,18.96499],[-103.39746,18.9636],[-103.39204,18.96295],[-103.38873,18.96257],[-103.38556,18.96385],[-103.38266,18.96501],[-103.38016,18.96747],[-103.37714,18.96858],[-103.3761,18.96892]]}}
Línea 115.0 kV | LineString | 115.0 kV | 1 |  |  | CFE |  |  |  |  | OpenStreetMap | {"type":"Feature","properties":{},"geometry":{"type":"LineString","coordinates":[[-103.44971,19.21259],[-103.44903,19.21245],[-103.44683,19.21057],[-103.44128,19.20583],[-103.43993,19.2047],[-103.43529,19.20073],[-103.43348,19.1985],[-103.43239,19.1972],[-103.43191,19.19663],[-103.43085,19.19529],[-103.42987,19.1941],[-103.42902,19.1926],[-103.42804,19.19094],[-103.42715,19.18934],[-103.42603,19.18734],[-103.42334,19.18261],[-103.42152,19.17941],[-103.41929,19.17303],[-103.4188,19.17165],[-103.41618,19.16409],[-103.41559,19.16237],[-103.41451,19.15926],[-103.4141,19.15807],[-103.41285,19.15455],[-103.41202,19.15206],[-103.41118,19.14973],[-103.41028,19.14637],[-103.40438,19.13651],[-103.38943,19.1239],[-103.38979,19.12211],[-103.39055,19.11866],[-103.39097,19.11666],[-103.39197,19.11285],[-103.39262,19.11109],[-103.39311,19.10975],[-103.39067,19.08518],[-103.39034,19.08392],[-103.38988,19.08212],[-103.38876,19.07738],[-103.38858,19.07671],[-103.38696,19.06995],[-103.38445,19.05945],[-103.38267,19.0518],[-103.38226,19.05011],[-103.38055,19.04295],[-103.38313,19.03469],[-103.38479,19.02951],[-103.38584,19.0262],[-103.38915,19.01581],[-103.39054,19.01143],[-103.39107,19.00973],[-103.39073,19.00814],[-103.39036,19.00654],[-103.38993,19.00458],[-103.38955,19.00281],[-103.38105,18.9847],[-103.37965,18.98459],[-103.37349,18.98481],[-103.36825,18.98524],[-103.36045,18.9753],[-103.36297,18.97241],[-103.37677,18.97536],[-103.37641,18.97163],[-103.3761,18.96892],[-103.3759,18.96702],[-103.36803,18.93548],[-103.35833,18.92995]]}}
Línea 115.0 kV | LineString | 115.0 kV | 1 |  |  | CFE |  |  |  |  | OpenStreetMap | {"type":"Feature","properties":{},"geometry":{"type":"LineString","coordinates":[[-104.01252,20.76453],[-104.013,20.76458]]}}
Línea 115.0 kV | LineString | 115.0 kV | 1 |  |  | CFE |  |  |  |  | OpenStreetMap | {"type":"Feature","properties":{},"geometry":{"type":"LineString","coordinates":[[-104.01252,20.76453],[-104.01298,20.76468]]}}
Línea 115.0 kV | LineString | 115.0 kV | 1 |  |  | CFE |  |  |  |  | OpenStreetMap | {"type":"Feature","properties":{},"geometry":{"type":"LineString","coordinates":[[-104.04904,20.56048],[-104.04858,20.55823]]}}
Línea 115.0 kV | LineString | 115.0 kV | 1 |  |  | CFE |  |  |  |  | OpenStreetMap | {"type":"Feature","properties":{},"geometry":{"type":"LineString","coordinates":[[-104.04904,20.56048],[-104.04927,20.56157],[-104.04958,20.56462],[-104.04989,20.56765],[-104.0502,20.57067],[-104.05055,20.57385],[-104.05085,20.57672],[-104.05116,20.57977],[-104.0515,20.58279],[-104.05181,20.58587],[-104.05217,20.58908],[-104.05246,20.59192],[-104.05284,20.5955],[-104.05309,20.598],[-104.05348,20.60159],[-104.05373,20.60392],[-104.05397,20.60624],[-104.05428,20.60898],[-104.05458,20.61174],[-104.05494,20.61542],[-104.05529,20.61855],[-104.05566,20.6223],[-104.0557,20.62561],[-104.05577,20.63007],[-104.05584,20.63559],[-104.05585,20.63729],[-104.05591,20.64263],[-104.05593,20.6448],[-104.05599,20.64973],[-104.05602,20.65225],[-104.05607,20.65714],[-104.05611,20.66211],[-104.05621,20.66812],[-104.05666,20.67121],[-104.05731,20.67615],[-104.05823,20.68285],[-104.05843,20.68438],[-104.05836,20.68486],[-104.05668,20.68667],[-104.05471,20.68869],[-104.05207,20.69215],[-104.05158,20.69293],[-104.05062,20.69466],[-104.04798,20.69941],[-104.04648,20.7021],[-104.0453,20.7042],[-104.04385,20.70683],[-104.04274,20.70856],[-104.03973,20.71407],[-104.0383,20.71663],[-104.03544,20.72176],[-104.03421,20.724],[-104.03345,20.72541],[-104.03286,20.72657],[-104.03122,20.72939],[-104.02875,20.73377],[-104.02804,20.73511],[-104.02651,20.73784],[-104.02416,20.74208],[-104.02304,20.74408],[-104.02144,20.74695],[-104.02029,20.74904],[-104.01912,20.75111],[-104.01743,20.75421],[-104.01622,20.75633],[-104.01494,20.75915],[-104.01355,20.76223],[-104.01252,20.76453]]}}
Línea 115.0 kV | LineString | 115.0 kV | 1 |  |  | CFE |  |  |  |  | OpenStreetMap | {"type":"Feature","properties":{},"geometry":{"type":"LineString","coordinates":[[-104.01252,20.76453],[-104.01103,20.76785],[-104.00982,20.7705],[-104.00909,20.77212],[-104.00781,20.77495],[-104.00718,20.77632],[-104.00619,20.77853],[-104.00531,20.78043],[-104.00443,20.78234],[-104.00199,20.78442],[-103.99963,20.78641],[-103.9969,20.7887],[-103.99477,20.79049],[-103.99222,20.79265],[-103.98999,20.79453],[-103.99027,20.79759],[-103.99051,20.8002],[-103.99073,20.80266],[-103.99096,20.8052],[-103.99124,20.80821],[-103.99148,20.81097],[-103.99022,20.8138],[-103.98898,20.81654],[-103.98688,20.82108],[-103.98602,20.82305],[-103.984,20.82744],[-103.98342,20.82868],[-103.98151,20.83111],[-103.97952,20.8335],[-103.97606,20.83783],[-103.97381,20.84059],[-103.97145,20.84347],[-103.97371,20.85013],[-103.97274,20.85224],[-103.97203,20.85377],[-103.9705,20.85723],[-103.96971,20.85893],[-103.96875,20.86099],[-103.96669,20.86559],[-103.9654,20.86841],[-103.96337,20.8729],[-103.9623,20.87533],[-103.96147,20.87706],[-103.96065,20.87894],[-103.95904,20.88246],[-103.95793,20.88497],[-103.95652,20.88804],[-103.95522,20.89093],[-103.95358,20.89457],[-103.95138,20.89941],[-103.95012,20.90214],[-103.94879,20.90512],[-103.94787,20.9074],[-103.94748,20.90829],[-103.94704,20.90924],[-103.94664,20.91012],[-103.94638,20.91073],[-103.94577,20.91074]]}}
Línea 115.0 kV | LineString | 115.0 kV | 2 |  |  | CFE |  |  |  |  | OpenStreetMap | {"type":"Feature","properties":{},"geometry":{"type":"LineString","coordinates":[[-98.99354,21.98975],[-98.99398,21.98879],[-98.99438,21.98792],[-98.99469,21.98707],[-98.99513,21.98598],[-98.99556,21.98494],[-98.99598,21.98408],[-98.99642,21.98325],[-98.99687,21.98246],[-98.99732,21.98154]]}}
Línea 115.0 kV | LineString | 115.0 kV | 1 |  |  | CFE |  |  |  |  | OpenStreetMap | {"type":"Feature","properties":{},"geometry":{"type":"LineString","coordinates":[[-98.99862,22.00744],[-98.99828,22.00621],[-98.99819,22.00533],[-98.9977,22.00241],[-98.99759,22.00162],[-98.99697,21.99942],[-98.99665,21.99849],[-98.99628,21.9974],[-98.99559,21.99551],[-98.99527,21.99458],[-98.99495,21.99366],[-98.99462,21.99267],[-98.99391,21.99065],[-98.99354,21.98975]]}}
Línea 115.0 kV | LineString | 115.0 kV | 1 |  |  | CFE |  |  |  |  | OpenStreetMap | {"type":"Feature","properties":{},"geometry":{"type":"LineString","coordinates":[[-98.84702,22.04564],[-98.84725,22.04582],[-98.84886,22.04634],[-98.85118,22.04725],[-98.85251,22.04775],[-98.85428,22.04844],[-98.85595,22.0491],[-98.85765,22.04977],[-98.861,22.05105],[-98.86241,22.04972],[-98.86376,22.04846],[-98.86508,22.04719],[-98.86713,22.04518]]}}
Línea 115.0 kV | LineString | 115.0 kV | 3 |  |  | CFE |  |  |  |  | OpenStreetMap | {"type":"Feature","properties":{},"geometry":{"type":"LineString","coordinates":[[-99.0013,22.01526],[-99.00096,22.01463],[-98.99989,22.01401],[-98.99969,22.01294],[-98.99937,22.0115],[-98.9992,22.01045],[-98.99915,22.00875],[-98.99862,22.00744]]}}
Línea 115.0 kV | LineString | 115.0 kV | 2 |  |  | CFE |  |  |  |  | OpenStreetMap | {"type":"Feature","properties":{},"geometry":{"type":"LineString","coordinates":[[-98.99718,21.98138],[-98.99631,21.98307],[-98.99591,21.98389],[-98.99558,21.98434],[-98.99157,21.98296],[-98.98789,21.98167],[-98.98791,21.98117],[-98.98792,21.97848],[-98.98792,21.97593],[-98.988,21.97363],[-98.988,21.97189]]}}
Línea 115.0 kV | LineString | 115.0 kV | 1 |  |  | CFE |  |  |  |  | OpenStreetMap | {"type":"Feature","properties":{},"geometry":{"type":"LineString","coordinates":[[-98.84657,22.04446],[-98.84648,22.04431]]}}
Línea 115.0 kV | LineString | 115.0 kV | 1 |  |  | CFE |  |  |  |  | OpenStreetMap | {"type":"Feature","properties":{},"geometry":{"type":"LineString","coordinates":[[-99.02222,21.97085],[-99.02287,21.97078],[-99.02319,21.971],[-99.02665,21.97158],[-99.03005,21.97214],[-99.03304,21.97264],[-99.03692,21.97327],[-99.04034,21.97382],[-99.04377,21.97438],[-99.04651,21.97485],[-99.05023,21.97546],[-99.05221,21.97579],[-99.05513,21.97625],[-99.05807,21.97675],[-99.06148,21.97731],[-99.06402,21.97774],[-99.0675,21.9783],[-99.07094,21.97885],[-99.07425,21.97939],[-99.07716,21.97988],[-99.08053,21.98044],[-99.08307,21.98079],[-99.08708,21.98136],[-99.08962,21.98172],[-99.09272,21.98218],[-99.0969,21.98274],[-99.10021,21.98323],[-99.10319,21.98365],[-99.10605,21.98407],[-99.10891,21.98449],[-99.11097,21.98477],[-99.11435,21.98523],[-99.11714,21.98563],[-99.12015,21.98604],[-99.12326,21.98651],[-99.12463,21.98574],[-99.12683,21.98459],[-99.12821,21.98385],[-99.12943,21.98329],[-99.13196,21.98206],[-99.13593,21.98008],[-99.13841,21.97873],[-99.14142,21.97718],[-99.14624,21.97481],[-99.1475,21.97418],[-99.15142,21.97226],[-99.15625,21.97039],[-99.15999,21.96899],[-99.16426,21.96734],[-99.16674,21.96637],[-99.17004,21.96514],[-99.17301,21.964],[-99.17508,21.96319],[-99.17815,21.96202],[-99.18079,21.96101],[-99.18907,21.95776],[-99.19207,21.95668],[-99.19534,21.95546],[-99.19843,21.95426],[-99.20257,21.95269],[-99.2059,21.9514],[-99.21176,21.94918],[-99.21726,21.94707],[-99.21849,21.94661],[-99.22238,21.94509],[-99.22647,21.94353],[-99.22876,21.94265],[-99.23195,21.94144],[-99.23586,21.93994],[-99.23696,21.93951],[-99.23998,21.93954],[-99.24293,21.93956],[-99.24576,21.93957],[-99.24852,21.93961],[-99.25205,21.93963],[-99.25376,21.93964],[-99.26146,21.93971],[-99.26484,21.93974],[-99.27116,21.93979],[-99.27563,21.93982],[-99.28141,21.93986],[-99.28584,21.93991],[-99.29137,21.93995],[-99.29535,21.93998],[-99.2976,21.93997],[-99.30219,21.94001],[-99.30571,21.94005],[-99.3098,21.94008],[-99.31493,21.9401],[-99.31839,21.94009],[-99.32016,21.94014],[-99.3263,21.94016],[-99.32922,21.94019],[-99.33508,21.94023],[-99.33736,21.93905],[-99.33818,21.93863],[-99.33922,21.9357],[-99.34037,21.93253],[-99.3411,21.93062],[-99.34226,21.92747],[-99.34324,21.92482],[-99.34475,21.92071],[-99.3466,21.91563],[-99.34706,21.91445],[-99.34892,21.91341],[-99.35136,21.91208],[-99.35405,21.91058],[-99.35717,21.90884],[-99.35988,21.90735],[-99.36304,21.90559],[-99.36588,21.90404],[-99.36895,21.90236],[-99.37223,21.90045],[-99.3757,21.8986],[-99.37874,21.8969],[-99.38334,21.89435],[-99.38634,21.8927],[-99.38919,21.89111],[-99.39086,21.89029],[-99.39286,21.88914],[-99.39636,21.8872],[-99.39972,21.88534],[-99.40142,21.88439],[-99.40415,21.88292],[-99.40885,21.88032],[-99.41103,21.87914],[-99.41277,21.87813],[-99.41726,21.87563],[-99.41913,21.87461],[-99.42024,21.87397],[-99.4233,21.87231],[-99.42679,21.87035],[-99.42898,21.86915],[-99.43078,21.8681],[-99.43177,21.86819],[-99.43353,21.86834],[-99.43498,21.86847],[-99.44034,21.86889],[-99.44886,21.86953],[-99.45002,21.86964],[-99.45414,21.86991],[-99.45732,21.87015],[-99.45998,21.87035],[-99.46336,21.87061],[-99.46592,21.8708],[-99.46929,21.87104],[-99.47211,21.87127],[-99.47542,21.87153],[-99.47961,21.87183],[-99.4826,21.87205],[-99.48352,21.87166],[-99.48475,21.87096],[-99.48549,21.87052],[-99.48695,21.87041],[-99.49025,21.87017],[-99.49584,21.86973],[-99.50121,21.86929],[-99.50375,21.8691],[-99.50573,21.86894],[-99.50853,21.86871],[-99.51135,21.86848],[-99.51671,21.86805],[-99.51909,21.86786],[-99.52467,21.86742],[-99.52672,21.86727],[-99.52906,21.86707],[-99.5317,21.86688],[-99.53389,21.86671],[-99.53809,21.86637],[-99.54018,21.86622],[-99.54482,21.86584],[-99.55082,21.86531],[-99.5558,21.86497],[-99.55985,21.86463],[-99.5628,21.86442],[-99.56671,21.8641],[-99.57055,21.8638],[-99.57451,21.86349],[-99.57853,21.86315],[-99.5813,21.86292],[-99.5846,21.86265],[-99.58697,21.86249],[-99.58984,21.86227],[-99.59347,21.86198],[-99.59669,21.86172],[-99.59984,21.86147],[-99.60342,21.86119],[-99.6065,21.86095],[-99.60975,21.86068],[-99.61603,21.86018],[-99.61904,21.85993],[-99.62202,21.85968],[-99.62505,21.85946],[-99.62806,21.85921],[-99.63225,21.85883],[-99.63503,21.85856],[-99.6381,21.85828],[-99.64147,21.85796],[-99.64511,21.85762],[-99.64862,21.85727],[-99.6519,21.85694],[-99.65657,21.85648],[-99.65995,21.85617],[-99.66279,21.85589],[-99.66605,21.85557],[-99.66928,21.85524],[-99.67286,21.85489],[-99.67577,21.85464],[-99.67898,21.8543],[-99.68222,21.854],[-99.68533,21.8537],[-99.68868,21.85337],[-99.6919,21.85306],[-99.69514,21.85273],[-99.69837,21.85244],[-99.7016,21.85211],[-99.70484,21.8518],[-99.70761,21.85341],[-99.7102,21.8549],[-99.71265,21.85627],[-99.71594,21.85816],[-99.71886,21.85983],[-99.72165,21.86142],[-99.72428,21.86292],[-99.72699,21.86448],[-99.73003,21.86621],[-99.73259,21.86766],[-99.73455,21.86878],[-99.73764,21.87053],[-99.74073,21.8723],[-99.74374,21.87404],[-99.74685,21.87578],[-99.749,21.87706],[-99.75189,21.87738],[-99.75431,21.87764],[-99.7573,21.87795],[-99.76013,21.87824],[-99.76407,21.87861],[-99.76684,21.87893],[-99.76994,21.87925],[-99.77374,21.87963],[-99.77581,21.87984],[-99.77928,21.88017],[-99.7826,21.88055],[-99.78616,21.88091],[-99.78852,21.88116],[-99.79254,21.88158],[-99.79592,21.88191],[-99.79879,21.88221],[-99.80263,21.88261],[-99.80678,21.88303],[-99.80922,21.88327],[-99.81365,21.88376],[-99.81841,21.88422],[-99.82172,21.88458],[-99.82477,21.88489],[-99.82747,21.8852],[-99.83,21.88543],[-99.83329,21.88578],[-99.83632,21.88609],[-99.83946,21.88641],[-99.84261,21.88674],[-99.84577,21.88707],[-99.84899,21.8874],[-99.85266,21.88777],[-99.85526,21.88802],[-99.85732,21.88823],[-99.86134,21.88863],[-99.865,21.889],[-99.86865,21.88938],[-99.87237,21.88975],[-99.87541,21.89093],[-99.87848,21.89206],[-99.88145,21.89323],[-99.88446,21.89434],[-99.88771,21.89556],[-99.89079,21.89673],[-99.89386,21.89789],[-99.89692,21.89904],[-99.90001,21.9002],[-99.90308,21.90137],[-99.90636,21.90207],[-99.91283,21.90347],[-99.9162,21.90419],[-99.91945,21.90493],[-99.92581,21.90629],[-99.92941,21.90707],[-99.93259,21.90779],[-99.93587,21.9085],[-99.93915,21.90921],[-99.94243,21.90992],[-99.94567,21.91064],[-99.94898,21.91134],[-99.95225,21.91206],[-99.95475,21.91392],[-99.95467,21.91463],[-99.95451,21.91568],[-99.95473,21.91648],[-99.95491,21.91726],[-99.95593,21.91769],[-99.95658,21.91801],[-99.95725,21.91841],[-99.95822,21.91892],[-99.95917,21.91948],[-99.9598,21.91995],[-99.95987,21.92049]]}}
Línea 115.0 kV | LineString | 115.0 kV | 1 |  |  | CFE |  |  |  |  | OpenStreetMap | {"type":"Feature","properties":{},"geometry":{"type":"LineString","coordinates":[[-99.95968,21.92043],[-99.95947,21.91984],[-99.95775,21.91933],[-99.9548,21.91844],[-99.95192,21.91759],[-99.94604,21.91582],[-99.94292,21.91487],[-99.94015,21.91406],[-99.93714,21.91317],[-99.93144,21.91146],[-99.92847,21.91053],[-99.92564,21.90969],[-99.91997,21.90798],[-99.9173,21.90718],[-99.91416,21.90626],[-99.90814,21.90446],[-99.90516,21.90358],[-99.90247,21.90275],[-99.89947,21.90186],[-99.89648,21.90097],[-99.89356,21.90009],[-99.89066,21.89921],[-99.88766,21.89832],[-99.88479,21.89746],[-99.88174,21.89655],[-99.87879,21.89565],[-99.87576,21.89474],[-99.87249,21.89377],[-99.86911,21.89274],[-99.86385,21.89116],[-99.86166,21.89051],[-99.85512,21.88852],[-99.85192,21.8884],[-99.84855,21.88821],[-99.84536,21.88806],[-99.84199,21.88788],[-99.83869,21.88771],[-99.83247,21.88735],[-99.83005,21.88742],[-99.82809,21.88717],[-99.82484,21.88696],[-99.82278,21.88688],[-99.81539,21.88647],[-99.80862,21.88614],[-99.8046,21.88591],[-99.79547,21.88546],[-99.79347,21.88535],[-99.78966,21.88515],[-99.782,21.88473],[-99.78029,21.88466],[-99.77494,21.88438],[-99.77047,21.88415],[-99.76726,21.88397],[-99.76504,21.88386],[-99.7577,21.88347],[-99.75323,21.88311],[-99.74962,21.88283],[-99.74596,21.88254],[-99.74204,21.88222],[-99.73759,21.88187],[-99.7352,21.88167],[-99.73067,21.88131],[-99.72713,21.88103],[-99.72435,21.8808],[-99.72106,21.88054],[-99.71837,21.88032],[-99.71661,21.88017],[-99.71544,21.8801],[-99.71227,21.87983],[-99.70948,21.8796],[-99.70642,21.87937],[-99.70366,21.87914],[-99.69992,21.87885],[-99.69443,21.8784],[-99.69085,21.87812],[-99.68734,21.87696],[-99.68408,21.87584],[-99.681,21.87481],[-99.6765,21.8733],[-99.67409,21.87248],[-99.67039,21.87125],[-99.66783,21.87036],[-99.66359,21.86896],[-99.65776,21.86699],[-99.65109,21.86475],[-99.64746,21.86354],[-99.64382,21.86232],[-99.63673,21.85991],[-99.63379,21.86017],[-99.62875,21.86067],[-99.62732,21.86081],[-99.62535,21.86099],[-99.62235,21.86127],[-99.6193,21.86154],[-99.61682,21.86177],[-99.61431,21.862],[-99.61133,21.86229],[-99.6083,21.86254],[-99.6055,21.86283],[-99.60305,21.86305],[-99.5966,21.86362],[-99.59265,21.86403],[-99.59003,21.86425],[-99.58436,21.86479],[-99.58185,21.86501],[-99.57345,21.86579],[-99.56702,21.86637],[-99.5616,21.86689],[-99.55647,21.86742],[-99.5399,21.86895],[-99.53572,21.86932],[-99.53448,21.86941],[-99.52747,21.87015],[-99.51933,21.87098],[-99.51181,21.87175],[-99.50926,21.87201],[-99.50626,21.87233],[-99.50313,21.87264],[-99.49851,21.87312],[-99.49516,21.87345],[-99.49112,21.87385],[-99.4884,21.87415],[-99.48713,21.87407],[-99.48372,21.87389],[-99.47644,21.87352],[-99.47287,21.87335],[-99.46958,21.87316],[-99.46555,21.87298],[-99.46352,21.87288],[-99.46071,21.87273],[-99.45009,21.8722],[-99.44897,21.87214],[-99.44754,21.87308],[-99.44073,21.87754],[-99.4316,21.87996],[-99.42923,21.88048],[-99.42777,21.88094],[-99.42404,21.8825],[-99.42096,21.8838],[-99.41502,21.88629],[-99.41136,21.88778],[-99.40845,21.88899],[-99.4056,21.89018],[-99.40277,21.89137],[-99.40176,21.89176],[-99.40115,21.89349],[-99.39822,21.90179],[-99.39706,21.90499],[-99.39578,21.90867],[-99.39516,21.91047],[-99.39374,21.91418],[-99.38923,21.9173],[-99.38586,21.91957],[-99.38409,21.92079],[-99.38211,21.92214],[-99.37787,21.92506],[-99.37537,21.92677],[-99.37331,21.92817],[-99.3708,21.92985],[-99.36698,21.93248],[-99.36402,21.93452],[-99.36262,21.93545],[-99.35863,21.93821],[-99.35433,21.94111],[-99.3526,21.94131],[-99.35003,21.94161],[-99.3469,21.94198],[-99.34324,21.9424],[-99.33968,21.9428],[-99.33566,21.94324],[-99.32559,21.9444],[-99.32135,21.94436],[-99.31847,21.94431],[-99.31423,21.94426],[-99.30924,21.94422],[-99.30479,21.94417],[-99.30275,21.94415],[-99.29995,21.94408],[-99.29734,21.94401],[-99.2935,21.94391],[-99.29245,21.94388],[-99.2841,21.94358],[-99.28151,21.94347],[-99.27766,21.94335],[-99.27396,21.94321],[-99.2638,21.94284],[-99.26274,21.9428],[-99.25875,21.94266],[-99.25511,21.94254],[-99.25033,21.94433],[-99.24885,21.94488],[-99.24586,21.946],[-99.24048,21.94802],[-99.23599,21.9497],[-99.23296,21.95081],[-99.22625,21.95334],[-99.22322,21.95448],[-99.22018,21.9556],[-99.21424,21.95782],[-99.2098,21.95946],[-99.20778,21.96022],[-99.20439,21.96148],[-99.20096,21.96278],[-99.19702,21.96428],[-99.19235,21.96603],[-99.18411,21.96915],[-99.18166,21.97007],[-99.17851,21.97125],[-99.17635,21.97207],[-99.16992,21.97454],[-99.16498,21.9764],[-99.16186,21.97751],[-99.15303,21.98054],[-99.14532,21.98322],[-99.14139,21.98453],[-99.13809,21.98572],[-99.13302,21.98748],[-99.13036,21.98706],[-99.12658,21.98649],[-99.12326,21.98598],[-99.12025,21.98552],[-99.11727,21.98504],[-99.1144,21.98458],[-99.11079,21.98406],[-99.10602,21.98333],[-99.1027,21.98281],[-99.10061,21.98248],[-99.09712,21.98194],[-99.09278,21.98122],[-99.08853,21.98063],[-99.08533,21.9801],[-99.07835,21.97906],[-99.07506,21.97854],[-99.07304,21.97822],[-99.06711,21.9773],[-99.06325,21.97672],[-99.0591,21.97608],[-99.05604,21.97558],[-99.05175,21.97494],[-99.04687,21.97419],[-99.04265,21.9735],[-99.0389,21.97294],[-99.03548,21.97242],[-99.03253,21.97195],[-99.02931,21.97145],[-99.02628,21.97099],[-99.02337,21.97054],[-99.02279,21.96994],[-99.0214,21.96851],[-99.01953,21.9665],[-99.01747,21.96433],[-99.01526,21.96201],[-99.01237,21.96257],[-99.00904,21.96319],[-99.00624,21.96374],[-99.00283,21.9644],[-99.00036,21.96559],[-98.99941,21.966],[-98.99721,21.96707],[-98.9939,21.96863],[-98.99036,21.97031],[-98.98853,21.97119],[-98.988,21.97189]]}}
Línea 115.0 kV | LineString | 115.0 kV | 1 |  |  | CFE |  |  |  |  | OpenStreetMap | {"type":"Feature","properties":{},"geometry":{"type":"LineString","coordinates":[[-99.96005,21.92054],[-99.96014,21.92014],[-99.96089,21.92041],[-99.9618,21.92088],[-99.96291,21.92142],[-99.96384,21.92147],[-99.96482,21.92154],[-99.96587,21.92159],[-99.96675,21.92164],[-99.96774,21.92168],[-99.96872,21.92173],[-99.96967,21.92179],[-99.97069,21.92184],[-99.97164,21.92189],[-99.97265,21.92196],[-99.9736,21.92201],[-99.97458,21.92207],[-99.97561,21.92208],[-99.97664,21.92217],[-99.97757,21.92218],[-99.97858,21.92222],[-99.9796,21.92228],[-99.98057,21.92233],[-99.98148,21.92237],[-99.98238,21.92243],[-99.98333,21.92247],[-99.98422,21.92251],[-99.98512,21.92256],[-99.98605,21.92261],[-99.98699,21.92266],[-99.98791,21.92269],[-99.98883,21.92279],[-99.98975,21.92281],[-99.99066,21.92287],[-99.99162,21.92292],[-99.9925,21.92297],[-99.99329,21.92302],[-99.99514,21.92313],[-99.99619,21.92319],[-99.99705,21.92324],[-99.99794,21.92328],[-99.99873,21.92348],[-99.99949,21.9238],[-100.00108,21.92475],[-100.00128,21.92521],[-100.00191,21.92559],[-100.00219,21.92597],[-100.0016,21.92718],[-100.00179,21.92832],[-100.00196,21.92946],[-100.00149,21.92943]]}}
Línea 115.0 kV | LineString | 115.0 kV | 1 |  |  | CFE |  |  |  |  | OpenStreetMap | {"type":"Feature","properties":{},"geometry":{"type":"LineString","coordinates":[[-86.83429,21.03186],[-86.83398,21.03168]]}}
Línea 115.0 kV | LineString | 115.0 kV | 1 |  |  | CFE |  |  |  |  | OpenStreetMap | {"type":"Feature","properties":{},"geometry":{"type":"LineString","coordinates":[[-86.83429,21.03186],[-86.83396,21.03188]]}}
Línea 115.0 kV | LineString | 115.0 kV | 1 |  |  | CFE |  |  |  |  | OpenStreetMap | {"type":"Feature","properties":{},"geometry":{"type":"LineString","coordinates":[[-99.16761,17.59297],[-99.16781,17.59326]]}}
Línea 115.0 kV | LineString | 115.0 kV | 1 |  |  | CFE |  |  |  |  | OpenStreetMap | {"type":"Feature","properties":{},"geometry":{"type":"LineString","coordinates":[[-99.16761,17.59297],[-99.16764,17.5933]]}}
Línea 115.0 kV | LineString | 115.0 kV | 1 |  |  | CFE |  |  |  |  | OpenStreetMap | {"type":"Feature","properties":{},"geometry":{"type":"LineString","coordinates":[[-99.44481,17.54022],[-99.44402,17.54077],[-99.44156,17.54391],[-99.43971,17.54638],[-99.43772,17.54897],[-99.43281,17.55541],[-99.42972,17.55943],[-99.42229,17.5654],[-99.41973,17.56738],[-99.4174,17.56925],[-99.41354,17.5724],[-99.40886,17.57608],[-99.40492,17.57919],[-99.40333,17.58049],[-99.39854,17.58433],[-99.39713,17.58544],[-99.39561,17.58671],[-99.3912,17.59022],[-99.38742,17.5912],[-99.38701,17.59138],[-99.38435,17.59201],[-99.38017,17.59312],[-99.37588,17.59426],[-99.37459,17.59461],[-99.37153,17.59537],[-99.36928,17.596],[-99.36112,17.59812],[-99.35659,17.59935],[-99.35192,17.60054],[-99.34906,17.6013],[-99.34526,17.6023],[-99.34119,17.60336],[-99.33597,17.60473],[-99.33274,17.60557],[-99.32952,17.60641],[-99.32474,17.60771],[-99.32269,17.60822],[-99.32067,17.6069],[-99.31847,17.60548],[-99.31587,17.60381],[-99.31196,17.60129],[-99.30894,17.59935],[-99.30386,17.59609],[-99.29873,17.59277],[-99.29537,17.59061],[-99.29009,17.58721],[-99.28564,17.58435],[-99.28376,17.58315],[-99.28226,17.58273],[-99.28064,17.58228],[-99.27448,17.58059],[-99.27131,17.57971],[-99.26738,17.57864],[-99.26439,17.57789],[-99.25975,17.57686],[-99.25685,17.57618],[-99.25405,17.57559],[-99.25115,17.57495],[-99.24709,17.57407],[-99.24349,17.57325],[-99.24123,17.57274],[-99.23801,17.57204],[-99.23525,17.57148],[-99.22992,17.57027],[-99.22486,17.56921],[-99.21418,17.56682],[-99.21205,17.56636],[-99.20364,17.56759],[-99.19794,17.56843],[-99.19628,17.56871],[-99.18826,17.56993],[-99.18658,17.57018],[-99.1848,17.57167],[-99.18218,17.5739],[-99.17779,17.57762],[-99.17299,17.58167],[-99.16595,17.58753],[-99.16714,17.59108]]}}
Línea 115.0 kV | LineString | 115.0 kV | 2 |  |  | CFE |  |  |  |  | OpenStreetMap | {"type":"Feature","properties":{},"geometry":{"type":"LineString","coordinates":[[-99.16714,17.59108],[-99.16722,17.59178],[-99.16761,17.59297]]}}
Línea 115.0 kV | LineString | 115.0 kV | 1 |  |  | CFE |  |  |  |  | OpenStreetMap | {"type":"Feature","properties":{},"geometry":{"type":"LineString","coordinates":[[-99.63401,16.83811],[-99.64176,16.8391],[-99.64613,16.8391],[-99.65278,16.83285],[-99.65671,16.82901],[-99.66802,16.81491]]}}
Línea 115.0 kV | LineString | 115.0 kV | 1 |  |  | CFE |  |  |  |  | OpenStreetMap | {"type":"Feature","properties":{},"geometry":{"type":"LineString","coordinates":[[-98.34169,20.2704],[-98.34205,20.27135],[-98.34105,20.27228],[-98.34099,20.27277],[-98.34067,20.27545],[-98.34041,20.27787],[-98.34001,20.28134],[-98.33966,20.28435],[-98.33937,20.28701],[-98.33897,20.29034],[-98.33878,20.29207],[-98.34048,20.29363],[-98.34212,20.29515],[-98.34457,20.29743],[-98.3458,20.29855],[-98.34833,20.30095],[-98.35036,20.30282],[-98.35165,20.30405],[-98.35101,20.3064],[-98.35046,20.30839],[-98.34969,20.3112],[-98.34865,20.31497],[-98.34794,20.31759],[-98.34698,20.32108],[-98.34614,20.32413],[-98.34521,20.32718],[-98.34424,20.33031],[-98.34553,20.33209],[-98.34699,20.3341],[-98.34607,20.3359],[-98.34474,20.33854],[-98.3436,20.34082],[-98.34376,20.34418],[-98.34385,20.34607],[-98.34304,20.34733],[-98.34105,20.35041],[-98.33777,20.35174],[-98.33613,20.35244],[-98.33354,20.35346],[-98.32996,20.35477],[-98.32819,20.35455],[-98.32558,20.35404],[-98.32393,20.35589],[-98.32217,20.35777],[-98.32122,20.35878],[-98.31928,20.36082],[-98.31731,20.3628],[-98.3155,20.36486],[-98.31451,20.36594],[-98.31241,20.36799],[-98.30885,20.37176],[-98.30746,20.37327],[-98.30531,20.37565],[-98.30444,20.37655],[-98.30349,20.37981],[-98.3031,20.38129],[-98.30163,20.38666],[-98.30064,20.39004],[-98.30015,20.39187],[-98.29931,20.3949],[-98.29893,20.39635],[-98.29863,20.39762],[-98.29694,20.40334],[-98.29606,20.40653],[-98.29582,20.4073],[-98.29532,20.40906],[-98.29362,20.41535],[-98.29286,20.41574],[-98.28892,20.41746],[-98.28124,20.42074],[-98.27971,20.42148],[-98.27725,20.42252],[-98.27534,20.42257],[-98.2739,20.42263],[-98.27299,20.42303],[-98.27057,20.42401],[-98.26832,20.42478],[-98.26755,20.42503],[-98.26656,20.4253],[-98.26559,20.42581],[-98.26326,20.42666],[-98.26022,20.42797],[-98.25749,20.42912],[-98.25542,20.43],[-98.25368,20.43074],[-98.25009,20.43228],[-98.24144,20.43085],[-98.23611,20.43031],[-98.23359,20.43054],[-98.23215,20.43066],[-98.22989,20.43084],[-98.22781,20.43082],[-98.22178,20.43073],[-98.21894,20.43223],[-98.21514,20.43191],[-98.21262,20.43381],[-98.2047,20.43993],[-98.20535,20.44246],[-98.20657,20.44717],[-98.20371,20.45117],[-98.20311,20.45199],[-98.20299,20.45501],[-98.20289,20.45693],[-98.20123,20.45917],[-98.20129,20.4622],[-98.19927,20.46637],[-98.19451,20.46927],[-98.1932,20.47024],[-98.18947,20.47293],[-98.18608,20.47542],[-98.18357,20.47783],[-98.17472,20.48362],[-98.17237,20.48533],[-98.17112,20.48625],[-98.16837,20.48824],[-98.16577,20.49014],[-98.16425,20.49124],[-98.16222,20.4927],[-98.1613,20.49339],[-98.15941,20.49477],[-98.15764,20.49604],[-98.15382,20.49882],[-98.14992,20.50096],[-98.14893,20.50237],[-98.1478,20.50319],[-98.14667,20.504],[-98.14424,20.50577],[-98.143,20.50668],[-98.1402,20.5087],[-98.13672,20.51124],[-98.13566,20.51201],[-98.13062,20.51565],[-98.1287,20.51704],[-98.12405,20.52042],[-98.12122,20.52247],[-98.11864,20.52434],[-98.11813,20.5245],[-98.11557,20.52534],[-98.11367,20.52594],[-98.1102,20.52704],[-98.11003,20.52754],[-98.10895,20.53096],[-98.10707,20.53687],[-98.10585,20.5407],[-98.1055,20.54172],[-98.10456,20.54302],[-98.10209,20.5463],[-98.09893,20.55056],[-98.09788,20.55192],[-98.09635,20.55393],[-98.09437,20.55659],[-98.09287,20.55858],[-98.0917,20.55968],[-98.08797,20.56512],[-98.08597,20.56778],[-98.08412,20.57025],[-98.08357,20.57097],[-98.08246,20.5724],[-98.07965,20.57607],[-98.07772,20.57855],[-98.07691,20.57963],[-98.07429,20.58301],[-98.07348,20.58407],[-98.07218,20.58576],[-98.06957,20.58915],[-98.06802,20.59116],[-98.06734,20.59204],[-98.0666,20.59311],[-98.06545,20.59477],[-98.0631,20.59815],[-98.06052,20.60191],[-98.0582,20.60523],[-98.05501,20.60976],[-98.05448,20.61057],[-98.0526,20.61322],[-98.05162,20.61472],[-98.04417,20.62539],[-98.04192,20.62857],[-98.04034,20.6308],[-98.03858,20.63342],[-98.03582,20.63727],[-98.03536,20.63793],[-98.03469,20.63889],[-98.03322,20.64101],[-98.03185,20.6429],[-98.02888,20.64713],[-98.02655,20.65039],[-98.02447,20.65336],[-98.02311,20.65518],[-98.02181,20.6571],[-98.02103,20.6582],[-98.0187,20.66155],[-98.01728,20.66347],[-98.01576,20.6654],[-98.01556,20.66708],[-98.01468,20.67452],[-98.01292,20.67534],[-98.01048,20.67685],[-98.00736,20.67881],[-98.0057,20.67984],[-98.00322,20.68342],[-98.00207,20.68496],[-98.00076,20.68683],[-98.00156,20.68922],[-98.00206,20.69106],[-98.00302,20.69432],[-98.00416,20.69791],[-98.00466,20.69996],[-98.00531,20.70223],[-98.00663,20.7064],[-98.00786,20.71059],[-98.00898,20.7145],[-98.00982,20.71752],[-98.01041,20.71961],[-98.01096,20.72154],[-98.01089,20.72192],[-98.01078,20.72246]]}}
Línea 115.0 kV | LineString | 115.0 kV | 1 |  |  | CFE |  |  |  |  | OpenStreetMap | {"type":"Feature","properties":{},"geometry":{"type":"LineString","coordinates":[[-98.01069,20.72254],[-98.01045,20.72286],[-98.01192,20.72479],[-98.01277,20.72609],[-98.01235,20.72769],[-98.0115,20.73092],[-98.01104,20.73268],[-98.00843,20.74252],[-98.00719,20.74738],[-98.0038,20.75983],[-97.99632,20.76739],[-97.98988,20.77359],[-97.98868,20.77474],[-97.9846,20.77868],[-97.98325,20.77997],[-97.98206,20.78113],[-97.98069,20.78241],[-97.979,20.78373],[-97.96925,20.79345],[-97.96803,20.79461],[-97.96711,20.79552],[-97.96621,20.79637],[-97.95395,20.80818],[-97.94346,20.81827],[-97.92409,20.8369],[-97.9227,20.83826],[-97.91646,20.84424],[-97.90711,20.84957],[-97.89952,20.8539],[-97.88883,20.88061],[-97.88669,20.88647],[-97.88495,20.89133],[-97.88225,20.89879],[-97.87889,20.90762],[-97.87767,20.91076],[-97.87609,20.91391],[-97.86049,20.93551],[-97.85347,20.94579],[-97.85484,20.94815],[-97.8485,20.95275],[-97.8353,20.9642],[-97.83416,20.96521],[-97.83268,20.96645],[-97.83147,20.96679],[-97.83039,20.96709],[-97.79903,20.96779],[-97.7955,20.96739]]}}
Línea 115.0 kV | LineString | 115.0 kV | 1 |  |  | CFE |  |  |  |  | OpenStreetMap | {"type":"Feature","properties":{},"geometry":{"type":"LineString","coordinates":[[-98.78649,21.26823],[-98.78499,21.26637],[-98.78289,21.26427],[-98.78187,21.26288]]}}
Línea 115.0 kV | LineString | 115.0 kV | 1 |  |  | CFE |  |  |  |  | OpenStreetMap | {"type":"Feature","properties":{},"geometry":{"type":"LineString","coordinates":[[-98.98632,21.96984],[-98.98408,21.96707],[-98.98323,21.966],[-98.97794,21.95947],[-98.97208,21.95225],[-98.97078,21.95061],[-98.96908,21.94853],[-98.96751,21.94661],[-98.96416,21.94247],[-98.96173,21.9395],[-98.95998,21.93737],[-98.95907,21.93624],[-98.95592,21.93238],[-98.94525,21.91927],[-98.94487,21.91721],[-98.94444,21.91474],[-98.94414,21.91326],[-98.94375,21.91102],[-98.94342,21.90914],[-98.94312,21.90746],[-98.94282,21.90578],[-98.94242,21.9035],[-98.94213,21.90193],[-98.9419,21.90057],[-98.94146,21.89803],[-98.94123,21.8967],[-98.94068,21.89368],[-98.94049,21.89259],[-98.94029,21.89148],[-98.9397,21.88818],[-98.93949,21.88686],[-98.93911,21.88492],[-98.93868,21.88254],[-98.93656,21.86957],[-98.93644,21.86818],[-98.93636,21.86706],[-98.93618,21.86475],[-98.93605,21.86307],[-98.93591,21.86133],[-98.93572,21.85867],[-98.93522,21.85244],[-98.93505,21.85027],[-98.93478,21.84672],[-98.9345,21.84293],[-98.93407,21.83729],[-98.93391,21.83498],[-98.93385,21.83433],[-98.93501,21.82838],[-98.93536,21.82662],[-98.93637,21.82124],[-98.93673,21.81933],[-98.93708,21.81743],[-98.93743,21.81566],[-98.93777,21.81407],[-98.93819,21.81194],[-98.93925,21.80644],[-98.93963,21.80447],[-98.9399,21.80306],[-98.9402,21.8015],[-98.94056,21.7995],[-98.94097,21.79761],[-98.94127,21.79595],[-98.94165,21.79405],[-98.94214,21.7915],[-98.94253,21.78951],[-98.94316,21.78625],[-98.94397,21.78204],[-98.94447,21.77949],[-98.94487,21.77743],[-98.9454,21.77473],[-98.94566,21.77338],[-98.94605,21.77128],[-98.94649,21.76896],[-98.94723,21.76532],[-98.94741,21.76425],[-98.94773,21.76265],[-98.94814,21.76051],[-98.94852,21.75856],[-98.94891,21.75651],[-98.94934,21.75432],[-98.95002,21.75081],[-98.95065,21.74757],[-98.95081,21.74655],[-98.95101,21.74556],[-98.95142,21.74374],[-98.95158,21.74276],[-98.95202,21.7405],[-98.95245,21.73823],[-98.95271,21.73661],[-98.953,21.73499],[-98.95346,21.73229],[-98.9537,21.73088],[-98.95399,21.72917],[-98.9543,21.72742],[-98.95481,21.72452],[-98.95508,21.72276],[-98.95545,21.72055],[-98.95583,21.71843],[-98.95594,21.71771],[-98.95618,21.71638],[-98.95642,21.7149],[-98.95708,21.71204],[-98.958,21.70813],[-98.95842,21.70624],[-98.95878,21.70468],[-98.95914,21.70317],[-98.95957,21.70133],[-98.95981,21.70021],[-98.96019,21.69866],[-98.96054,21.69717],[-98.96087,21.69571],[-98.96121,21.69422],[-98.96156,21.69274],[-98.96189,21.6913],[-98.96228,21.68964],[-98.96266,21.688],[-98.96309,21.68607],[-98.96349,21.68431],[-98.96386,21.68276],[-98.96417,21.68141],[-98.96452,21.67992],[-98.96488,21.67839],[-98.96519,21.67692],[-98.96552,21.67555],[-98.96591,21.6738],[-98.96679,21.67013],[-98.9671,21.66887],[-98.96749,21.66706],[-98.9678,21.66564],[-98.96834,21.66344],[-98.96881,21.66136],[-98.96916,21.65983],[-98.9696,21.65798],[-98.96999,21.65626],[-98.97041,21.6545],[-98.97088,21.65251],[-98.97127,21.65085],[-98.97165,21.64911],[-98.97217,21.64686],[-98.97247,21.64555],[-98.97307,21.64298],[-98.9735,21.64114],[-98.97394,21.63919],[-98.97429,21.63766],[-98.97476,21.63563],[-98.97504,21.6344],[-98.97541,21.63286],[-98.97571,21.63146],[-98.97601,21.63022],[-98.97789,21.622],[-98.97936,21.61625],[-98.98277,21.61091],[-98.98364,21.60958],[-98.98472,21.60789],[-98.98587,21.60619],[-98.98695,21.60443],[-98.98796,21.60297],[-98.98925,21.601],[-98.99037,21.59926],[-98.9911,21.59812],[-98.99198,21.59675],[-98.99311,21.59497],[-98.9944,21.59306],[-98.99621,21.59029],[-98.99763,21.58808],[-98.99863,21.5865],[-98.99962,21.58498],[-99.00047,21.58379],[-99.00167,21.58185],[-99.00318,21.5796],[-99.00479,21.57715],[-99.00511,21.57629],[-99.00658,21.57234],[-99.00666,21.56943],[-99.0067,21.5671],[-99.00679,21.56482],[-99.00691,21.55874],[-99.00703,21.55476],[-99.00707,21.55339],[-99.00713,21.55159],[-99.00719,21.54953],[-99.0073,21.54472],[-99.00732,21.54327],[-99.00743,21.53913],[-99.00748,21.53785],[-99.00754,21.53601],[-99.00759,21.53384],[-99.00573,21.51825],[-98.99828,21.50931]]}}
Línea 115.0 kV | LineString | 115.0 kV | 1 |  |  | CFE |  |  |  |  | OpenStreetMap | {"type":"Feature","properties":{},"geometry":{"type":"LineString","coordinates":[[-98.40598,22.20347],[-98.40585,22.20327],[-98.40636,22.20304],[-98.40664,22.20349],[-98.40723,22.20441],[-98.40803,22.20564],[-98.40882,22.20687],[-98.4096,22.20812],[-98.4112,22.21061],[-98.41297,22.2134],[-98.41361,22.21564],[-98.41424,22.21793],[-98.41465,22.21932],[-98.41536,22.22187],[-98.41594,22.22388],[-98.41634,22.22523],[-98.41648,22.2258]]}}
Línea 115.0 kV | LineString | 115.0 kV | 1 |  |  | CFE |  |  |  |  | OpenStreetMap | {"type":"Feature","properties":{},"geometry":{"type":"LineString","coordinates":[[-97.93002,22.22006],[-97.93305,22.21935],[-97.93618,22.21861],[-97.93985,22.21775]]}}
Línea 115.0 kV | LineString | 115.0 kV | 1 |  |  | CFE |  |  |  |  | OpenStreetMap | {"type":"Feature","properties":{},"geometry":{"type":"LineString","coordinates":[[-113.52069,31.31225],[-113.52038,31.31227],[-113.51998,31.31228],[-113.51892,31.31235],[-113.51788,31.31241],[-113.51692,31.31246],[-113.51566,31.31253],[-113.51471,31.3126],[-113.51366,31.31266],[-113.51263,31.31271],[-113.51157,31.31276],[-113.51052,31.31282],[-113.50951,31.31288],[-113.50852,31.31294],[-113.50752,31.313],[-113.50675,31.31304],[-113.50627,31.31306],[-113.50629,31.31345],[-113.50639,31.31474],[-113.50654,31.31676],[-113.50671,31.31884],[-113.50688,31.32109],[-113.50705,31.32334],[-113.50722,31.32541],[-113.50738,31.32756],[-113.50754,31.3299],[-113.50791,31.33472],[-113.50725,31.33663],[-113.50649,31.33877],[-113.50576,31.34085],[-113.50508,31.34276],[-113.50441,31.34467],[-113.50369,31.34674],[-113.50301,31.34866],[-113.50225,31.35081],[-113.50151,31.3529],[-113.50069,31.35522],[-113.49994,31.35738],[-113.4991,31.35972],[-113.49832,31.36196],[-113.49753,31.36421],[-113.49667,31.36662],[-113.49586,31.36894],[-113.49488,31.37154],[-113.49457,31.37237],[-113.49423,31.37354],[-113.49341,31.37587],[-113.49256,31.37827],[-113.4919,31.38016],[-113.49144,31.38146],[-113.49065,31.38371],[-113.48992,31.38577],[-113.48918,31.38786],[-113.48846,31.38991],[-113.48766,31.39218],[-113.48687,31.39442],[-113.48617,31.3964],[-113.48552,31.39822],[-113.48491,31.39996],[-113.48425,31.40184],[-113.48308,31.40368],[-113.48188,31.40558],[-113.48068,31.40747],[-113.47959,31.40919],[-113.47862,31.41072],[-113.47715,31.41304],[-113.47562,31.4154],[-113.47457,31.41708],[-113.4733,31.41905],[-113.47206,31.42102],[-113.4708,31.42301],[-113.46955,31.42499],[-113.46829,31.42697],[-113.4671,31.42888],[-113.46582,31.43085],[-113.46446,31.43299],[-113.46312,31.43513],[-113.46181,31.43719],[-113.46051,31.43924],[-113.45921,31.4413],[-113.45801,31.4432],[-113.4566,31.44541],[-113.45524,31.44756],[-113.45389,31.4497],[-113.45253,31.45184],[-113.45118,31.45398],[-113.44987,31.45603],[-113.44853,31.45818],[-113.44726,31.46015],[-113.44596,31.4622],[-113.44467,31.46427],[-113.44341,31.46624],[-113.44205,31.46838],[-113.44085,31.47028],[-113.43959,31.47226],[-113.43819,31.47448],[-113.43688,31.47653],[-113.43553,31.47867],[-113.43422,31.48073],[-113.43282,31.48294],[-113.43142,31.48515],[-113.43041,31.48674],[-113.42905,31.48888],[-113.42773,31.49093],[-113.42643,31.493],[-113.42508,31.49514],[-113.42383,31.49711],[-113.42253,31.49918],[-113.42116,31.50131],[-113.41986,31.50337],[-113.41855,31.50543],[-113.41714,31.50765],[-113.41583,31.50971],[-113.41452,31.51178],[-113.41323,31.51383],[-113.41182,31.51604],[-113.41055,31.51802],[-113.40921,31.52015],[-113.40784,31.52229],[-113.40647,31.52443],[-113.40518,31.52649],[-113.40381,31.52863],[-113.40251,31.53069],[-113.4014,31.53244],[-113.4001,31.5345],[-113.39876,31.53655],[-113.39616,31.54069],[-113.39485,31.54275],[-113.39355,31.54481],[-113.39219,31.54695],[-113.39088,31.549],[-113.38952,31.55114],[-113.38822,31.55322],[-113.38692,31.55526],[-113.38559,31.55733],[-113.38424,31.55947],[-113.38294,31.56153],[-113.38162,31.56358],[-113.38037,31.56556],[-113.379,31.5677],[-113.3777,31.56976],[-113.37633,31.57189],[-113.37497,31.57404],[-113.37366,31.57609],[-113.37235,31.57815],[-113.37099,31.5803],[-113.36963,31.58243],[-113.36827,31.58457],[-113.36696,31.58662],[-113.3656,31.58878],[-113.36434,31.59076],[-113.36299,31.5929],[-113.36162,31.59504],[-113.36026,31.59717],[-113.3589,31.59932],[-113.35754,31.60145],[-113.35623,31.60351],[-113.35487,31.60565],[-113.35357,31.60771],[-113.3522,31.60985],[-113.35084,31.61197],[-113.34954,31.61404],[-113.34816,31.61617],[-113.34701,31.618],[-113.34575,31.61996],[-113.34444,31.62204],[-113.34318,31.62401],[-113.34187,31.62608],[-113.34056,31.62813],[-113.33925,31.63018],[-113.33794,31.63225],[-113.33659,31.63438],[-113.33523,31.63651],[-113.33386,31.63864],[-113.33256,31.6407],[-113.33129,31.6428],[-113.32996,31.64487],[-113.3287,31.64683],[-113.32738,31.64889],[-113.3261,31.65083],[-113.32478,31.65288],[-113.32354,31.65484],[-113.32227,31.65682],[-113.32102,31.65881],[-113.31975,31.66078],[-113.31841,31.66286],[-113.3162,31.66384],[-113.31395,31.66483],[-113.31169,31.66582],[-113.30953,31.66677],[-113.30726,31.66776],[-113.30474,31.66886],[-113.30191,31.6701],[-113.29946,31.67118],[-113.29692,31.6723],[-113.29439,31.67341],[-113.29214,31.67439],[-113.28969,31.67548],[-113.28743,31.67647],[-113.28489,31.67757],[-113.28245,31.67864],[-113.28,31.67971],[-113.27712,31.68099],[-113.27469,31.68206],[-113.27204,31.6832],[-113.26951,31.68431],[-113.26706,31.68538],[-113.26462,31.68645],[-113.26211,31.68756],[-113.25966,31.68863],[-113.2572,31.68971],[-113.25476,31.69077],[-113.2526,31.69172],[-113.25033,31.69269],[-113.24818,31.69364],[-113.24565,31.69476],[-113.24312,31.69586],[-113.24058,31.69697],[-113.23823,31.698],[-113.23596,31.69899],[-113.23343,31.7001],[-113.23099,31.70117],[-113.22844,31.70228],[-113.22601,31.70335],[-113.22357,31.70441],[-113.22104,31.70552],[-113.2183,31.70672],[-113.2156,31.70791],[-113.21257,31.70923],[-113.21106,31.70988],[-113.20833,31.71108],[-113.20589,31.71214],[-113.20334,31.71325],[-113.2008,31.71437],[-113.19833,31.71544],[-113.1958,31.71655],[-113.19335,31.71762],[-113.19087,31.7187],[-113.18855,31.7182],[-113.18568,31.71758],[-113.18282,31.71694],[-113.17955,31.71623],[-113.17791,31.71588],[-113.17516,31.71527],[-113.17281,31.71476],[-113.17025,31.7142],[-113.16768,31.71364],[-113.16512,31.71307],[-113.16255,31.71252],[-113.15997,31.71194],[-113.1574,31.71139],[-113.15483,31.71082],[-113.15228,31.71027],[-113.14983,31.70973],[-113.14718,31.70915],[-113.14464,31.7086],[-113.14209,31.70804],[-113.13947,31.70745],[-113.13702,31.70692],[-113.13457,31.70639],[-113.13213,31.70586],[-113.12953,31.70529],[-113.12708,31.70648],[-113.12457,31.70765],[-113.12219,31.70881],[-113.12001,31.7099],[-113.1176,31.71103],[-113.1154,31.71209],[-113.11304,31.71315],[-113.11077,31.7143],[-113.10839,31.71542],[-113.10591,31.71663],[-113.10372,31.7177],[-113.10139,31.71877],[-113.09915,31.71991],[-113.09684,31.72102],[-113.09454,31.72211],[-113.09233,31.72316],[-113.09014,31.72425],[-113.08785,31.72537],[-113.0857,31.72633],[-113.08341,31.72747],[-113.08121,31.72853],[-113.07444,31.73183],[-113.07202,31.73295],[-113.06956,31.73414],[-113.06705,31.73533],[-113.06458,31.73653],[-113.06221,31.73769],[-113.0598,31.73884],[-113.05736,31.74005],[-113.05485,31.74122],[-113.05267,31.7423],[-113.05034,31.74338],[-113.04832,31.74434],[-113.04593,31.7455],[-113.04344,31.74668],[-113.04086,31.74789],[-113.03828,31.74913],[-113.03581,31.75033],[-113.03332,31.75151],[-113.03074,31.75274],[-113.02826,31.75394],[-113.0258,31.75516],[-113.02349,31.75626],[-113.02092,31.75748],[-113.0188,31.75851],[-113.0164,31.75966],[-113.01387,31.76082],[-113.01212,31.7626],[-113.01035,31.76439],[-113.00886,31.76592],[-113.00734,31.76741],[-113.00536,31.76942],[-113.0035,31.77126],[-113.0016,31.77321],[-112.99591,31.77898],[-112.99412,31.78079],[-112.99232,31.78255],[-112.99048,31.78442],[-112.98871,31.78627],[-112.98496,31.78992],[-112.98297,31.79191],[-112.96987,31.80505],[-112.96435,31.81035],[-112.93373,31.8299],[-112.89056,31.85074],[-112.88853,31.85192],[-112.88643,31.85333],[-112.88099,31.85643],[-112.87902,31.85758],[-112.8746,31.8602],[-112.87177,31.86187],[-112.86911,31.86269],[-112.86859,31.86284]]}}
Línea 115.0 kV | LineString | 115.0 kV | 1 |  |  | CFE |  |  |  |  | OpenStreetMap | {"type":"Feature","properties":{},"geometry":{"type":"LineString","coordinates":[[-112.86918,31.85237],[-112.86826,31.86295]]}}
Línea 115.0 kV | LineString | 115.0 kV | 1 |  |  | CFE |  |  |  |  | OpenStreetMap | {"type":"Feature","properties":{},"geometry":{"type":"LineString","coordinates":[[-112.86918,31.85237],[-112.86901,31.85234],[-112.86635,31.85146],[-112.86515,31.85106],[-112.86325,31.85044],[-112.86028,31.84947],[-112.85791,31.84874],[-112.85494,31.84772],[-112.85206,31.84685],[-112.84934,31.84707],[-112.84723,31.84728],[-112.8449,31.84757],[-112.84362,31.84775],[-112.84096,31.84803],[-112.83877,31.84823],[-112.83636,31.84854],[-112.83477,31.84895],[-112.83284,31.84892],[-112.83036,31.84919],[-112.82823,31.84944],[-112.8257,31.84974],[-112.82368,31.84997],[-112.82162,31.8502],[-112.8205,31.85031],[-112.81764,31.84918],[-112.81571,31.84841],[-112.81377,31.84765],[-112.81176,31.84687],[-112.80982,31.84611],[-112.80831,31.84553],[-112.80601,31.84464],[-112.80503,31.84426],[-112.80387,31.84381],[-112.80249,31.84327],[-112.80024,31.8424],[-112.79786,31.84148],[-112.79399,31.83998],[-112.79243,31.83938],[-112.79105,31.83885],[-112.78916,31.83776],[-112.78568,31.83578],[-112.78395,31.83481],[-112.78239,31.83393],[-112.78087,31.83306],[-112.77927,31.83215],[-112.77765,31.83122],[-112.77607,31.83033],[-112.77412,31.82922],[-112.7704,31.82711],[-112.76885,31.82623],[-112.76717,31.82527],[-112.76535,31.82423],[-112.76351,31.8232],[-112.76195,31.82231],[-112.7603,31.82136],[-112.75848,31.82034],[-112.7568,31.81938],[-112.75506,31.81839],[-112.7531,31.81727],[-112.7516,31.81642],[-112.74903,31.81496],[-112.74711,31.81405],[-112.74518,31.81311],[-112.74328,31.81221],[-112.74147,31.81134],[-112.73782,31.80958],[-112.73597,31.80869],[-112.73439,31.80795],[-112.73238,31.80698],[-112.73073,31.80618],[-112.72897,31.80535],[-112.72716,31.80446],[-112.72532,31.80358],[-112.72335,31.80263],[-112.72138,31.80168],[-112.71956,31.80082],[-112.71808,31.8001],[-112.71626,31.79923],[-112.71464,31.79846],[-112.71111,31.79675],[-112.70943,31.79595],[-112.70771,31.79512],[-112.70604,31.79432],[-112.7042,31.79343],[-112.70089,31.79185],[-112.69943,31.79114],[-112.69731,31.79012],[-112.69551,31.78927],[-112.69369,31.78839],[-112.69213,31.78674],[-112.69114,31.78569],[-112.69028,31.78478],[-112.68947,31.78392],[-112.68825,31.78264],[-112.68693,31.78124],[-112.6844,31.77856],[-112.68302,31.7771],[-112.68179,31.77581],[-112.68048,31.77442],[-112.67919,31.77307],[-112.67788,31.77168],[-112.67662,31.77033],[-112.67536,31.76904],[-112.67408,31.76767],[-112.6728,31.76632],[-112.67156,31.76499],[-112.67034,31.7637],[-112.66908,31.76238],[-112.66781,31.76103],[-112.66654,31.75969],[-112.66524,31.75832],[-112.66396,31.75698],[-112.66265,31.75558],[-112.66147,31.75388],[-112.6604,31.75234],[-112.65934,31.75079],[-112.65835,31.74935],[-112.65729,31.74782],[-112.65682,31.74714],[-112.65621,31.74626],[-112.65513,31.7447],[-112.65408,31.74317],[-112.65307,31.74171],[-112.65205,31.74025],[-112.65105,31.73877],[-112.65004,31.73731],[-112.64897,31.73576],[-112.64783,31.73411],[-112.64678,31.73259],[-112.64542,31.73132],[-112.64408,31.73005],[-112.64282,31.72887],[-112.64157,31.72769],[-112.63877,31.72504],[-112.63737,31.72373],[-112.63596,31.72239],[-112.63456,31.72106],[-112.63316,31.71974],[-112.63168,31.71836],[-112.63017,31.71692],[-112.62871,31.71555],[-112.62732,31.71424],[-112.62592,31.71291],[-112.62453,31.7116],[-112.62311,31.71027],[-112.62176,31.70899],[-112.62035,31.70765],[-112.61908,31.70645],[-112.61768,31.70514],[-112.61627,31.70381],[-112.61488,31.70248],[-112.61348,31.70117],[-112.61208,31.69984],[-112.61081,31.69864],[-112.60955,31.69746],[-112.60748,31.69746],[-112.60539,31.69745],[-112.60337,31.69746],[-112.6013,31.69746],[-112.59914,31.69742],[-112.59704,31.69743],[-112.59504,31.69743],[-112.59297,31.69743],[-112.59097,31.69742],[-112.58905,31.69742],[-112.58697,31.69742],[-112.58509,31.69742],[-112.583,31.69742],[-112.58092,31.69741],[-112.579,31.69744],[-112.5769,31.69743],[-112.57503,31.69743],[-112.57314,31.69742],[-112.57102,31.69742],[-112.56893,31.69743],[-112.56702,31.69742],[-112.56517,31.69742],[-112.56323,31.69669],[-112.56102,31.69585],[-112.55881,31.69502],[-112.5575,31.69453],[-112.55541,31.69373],[-112.55349,31.69302],[-112.5516,31.6923],[-112.54977,31.69162],[-112.54785,31.6909],[-112.54614,31.69025],[-112.54445,31.68961],[-112.54227,31.6888],[-112.54036,31.68808],[-112.53839,31.68733],[-112.53645,31.68659],[-112.53458,31.68589],[-112.53268,31.68519],[-112.53076,31.68446],[-112.52879,31.68372],[-112.52694,31.68302],[-112.52509,31.68233],[-112.52324,31.68164],[-112.52124,31.68088],[-112.5192,31.68011],[-112.51719,31.67936],[-112.51527,31.67864],[-112.51337,31.67791],[-112.51148,31.67721],[-112.50963,31.67651],[-112.50786,31.67585],[-112.5059,31.6751],[-112.50199,31.67362],[-112.50009,31.67289],[-112.49802,31.67233],[-112.49597,31.67178],[-112.49402,31.67125],[-112.49222,31.67076],[-112.49023,31.67023],[-112.48819,31.66968],[-112.48619,31.66913],[-112.48408,31.66855],[-112.47652,31.66649],[-112.47255,31.66542],[-112.47053,31.66486],[-112.46853,31.66432],[-112.46457,31.66325],[-112.46266,31.66273],[-112.46023,31.66207],[-112.458,31.66146],[-112.45596,31.6616],[-112.45384,31.66171],[-112.45168,31.66186],[-112.44728,31.6621],[-112.44473,31.66227],[-112.44268,31.66183],[-112.44073,31.66141],[-112.4387,31.66097],[-112.43663,31.66051],[-112.43461,31.66008],[-112.43257,31.65964],[-112.42846,31.65875],[-112.42641,31.6583],[-112.42436,31.65786],[-112.4206,31.65705],[-112.41863,31.65663],[-112.4167,31.6562],[-112.41469,31.65576],[-112.41411,31.65567],[-112.41404,31.65587]]}}
Línea 115.0 kV | LineString | 115.0 kV |  |  |  | CFE |  |  |  |  | OpenStreetMap | {"type":"Feature","properties":{},"geometry":{"type":"LineString","coordinates":[[-107.59176,31.23748],[-107.59213,31.2377],[-107.59496,31.23608],[-107.59634,31.2353],[-107.59758,31.23566],[-107.59898,31.23594],[-107.60052,31.23633],[-107.60211,31.23669],[-107.60408,31.23718],[-107.60594,31.23761],[-107.60781,31.23807],[-107.60968,31.23849],[-107.61177,31.23899],[-107.61283,31.23927],[-107.6143,31.23962],[-107.61602,31.2393],[-107.61752,31.23907],[-107.61952,31.23871],[-107.62127,31.23839],[-107.6227,31.23815],[-107.62454,31.23781],[-107.6263,31.23749],[-107.62785,31.23721],[-107.63002,31.23687],[-107.63177,31.23655],[-107.6336,31.23617],[-107.63544,31.23583],[-107.63729,31.2355],[-107.63908,31.23516],[-107.6414,31.23475],[-107.64351,31.23438],[-107.64563,31.23409],[-107.647,31.23374],[-107.64771,31.23371],[-107.64928,31.23378],[-107.65065,31.23382],[-107.6526,31.23389],[-107.65421,31.23394],[-107.65583,31.234],[-107.65777,31.23403],[-107.65957,31.23408],[-107.66142,31.23413],[-107.66323,31.23416],[-107.66475,31.2342],[-107.66658,31.23425],[-107.66894,31.23432],[-107.67141,31.23438],[-107.67392,31.23445],[-107.67594,31.23452],[-107.67803,31.23456],[-107.68003,31.23462],[-107.68197,31.23466],[-107.68413,31.23472],[-107.68707,31.23479],[-107.68889,31.23483],[-107.69036,31.23482],[-107.69316,31.23482],[-107.69529,31.23477],[-107.69757,31.23475],[-107.69977,31.23473],[-107.7016,31.2347],[-107.70335,31.2347],[-107.70451,31.23496],[-107.70632,31.23534],[-107.70787,31.23568],[-107.70971,31.23606],[-107.71129,31.23641],[-107.71272,31.23733],[-107.71392,31.23815],[-107.71538,31.23906],[-107.71661,31.23984],[-107.7176,31.2405],[-107.72036,31.24226],[-107.72236,31.24249],[-107.72416,31.24264],[-107.72631,31.24287],[-107.72855,31.2431],[-107.72965,31.24323],[-107.73116,31.2434],[-107.73299,31.24357],[-107.73515,31.24381],[-107.73714,31.244],[-107.73838,31.24415],[-107.74043,31.24436],[-107.74271,31.2446],[-107.74497,31.24483],[-107.74668,31.24499],[-107.74839,31.24509],[-107.75011,31.24521],[-107.75262,31.2454],[-107.75473,31.24556],[-107.75649,31.24567],[-107.75836,31.24582],[-107.76036,31.24595],[-107.76238,31.2461],[-107.76444,31.24624],[-107.76657,31.24641],[-107.76871,31.24657],[-107.77081,31.24671],[-107.77291,31.24688],[-107.77547,31.24706],[-107.7774,31.24719],[-107.7793,31.24733],[-107.7812,31.24745],[-107.78251,31.24654],[-107.78494,31.24483],[-107.78643,31.24382],[-107.78838,31.24249],[-107.78982,31.24142],[-107.7912,31.24044],[-107.79266,31.2394],[-107.79413,31.2384],[-107.79582,31.23724],[-107.79755,31.238],[-107.7996,31.23893],[-107.80137,31.23971],[-107.80332,31.24062],[-107.80518,31.24144],[-107.80702,31.24228],[-107.80887,31.24311],[-107.81036,31.2438],[-107.81178,31.24443],[-107.81322,31.24508],[-107.81467,31.24572],[-107.81635,31.24666],[-107.81798,31.24758],[-107.81917,31.24824],[-107.82045,31.24894],[-107.82176,31.24968],[-107.82274,31.25108],[-107.82393,31.2528],[-107.825,31.25433],[-107.82608,31.25588],[-107.82714,31.25742],[-107.82833,31.25819],[-107.82956,31.259],[-107.83074,31.25977],[-107.83093,31.25993],[-107.83109,31.26004]]}}
Línea 115.0 kV | LineString | 115.0 kV | 2 |  |  | CFE |  |  |  |  | OpenStreetMap | {"type":"Feature","properties":{},"geometry":{"type":"LineString","coordinates":[[-94.64031,17.98416],[-94.64112,17.98444],[-94.64448,17.98444],[-94.64827,17.98437],[-94.65163,17.98429],[-94.65499,17.98433],[-94.65618,17.9846]]}}
Línea 115.0 kV | LineString | 115.0 kV | 1 |  |  | CFE |  |  |  |  | OpenStreetMap | {"type":"Feature","properties":{},"geometry":{"type":"LineString","coordinates":[[-100.54434,25.76385],[-100.5459,25.76325],[-100.54804,25.76458],[-100.54913,25.76527],[-100.55017,25.76588],[-100.551,25.7664],[-100.55215,25.7671],[-100.55331,25.76782],[-100.55443,25.76852],[-100.55554,25.7692],[-100.55632,25.76954],[-100.5567,25.76978],[-100.55709,25.77002],[-100.55747,25.77025],[-100.55782,25.77047]]}}
Línea 115.0 kV | LineString | 115.0 kV | 1 |  |  | CFE |  |  |  |  | OpenStreetMap | {"type":"Feature","properties":{},"geometry":{"type":"LineString","coordinates":[[-97.45792,20.54743],[-97.45782,20.54779],[-97.45844,20.5482],[-97.45836,20.54884],[-97.45822,20.54968],[-97.45822,20.55023],[-97.4579,20.55129],[-97.45763,20.5543],[-97.45737,20.5571],[-97.4571,20.55998],[-97.45674,20.56385],[-97.45275,20.56573],[-97.44995,20.56703],[-97.4473,20.5683],[-97.44581,20.56819],[-97.44434,20.56807],[-97.44276,20.56793],[-97.44171,20.56788],[-97.4396,20.56767],[-97.43854,20.56749],[-97.43869,20.56662],[-97.43727,20.56641],[-97.43734,20.56526]]}}
Línea 115.0 kV | LineString | 115.0 kV | 1 |  |  | CFE |  |  |  |  | OpenStreetMap | {"type":"Feature","properties":{},"geometry":{"type":"LineString","coordinates":[[-97.5523,20.64447],[-97.55146,20.64321],[-97.54975,20.64074],[-97.54788,20.638],[-97.54554,20.63459],[-97.54325,20.63125],[-97.53936,20.62563],[-97.53724,20.62247],[-97.53219,20.61487],[-97.52996,20.61157],[-97.52878,20.60979],[-97.52659,20.60639],[-97.52457,20.60351],[-97.52252,20.60043],[-97.52001,20.59674],[-97.51764,20.59314],[-97.51534,20.58975],[-97.51354,20.58701],[-97.5116,20.58415],[-97.50372,20.57238],[-97.50091,20.56819],[-97.49913,20.5655],[-97.49841,20.56199],[-97.49783,20.55918],[-97.49718,20.55592],[-97.49539,20.54706],[-97.49418,20.54112],[-97.49448,20.53186]]}}
Línea 115.0 kV | LineString | 115.0 kV | 1 |  |  | CFE |  |  |  |  | OpenStreetMap | {"type":"Feature","properties":{},"geometry":{"type":"LineString","coordinates":[[-97.52215,20.67262],[-97.52199,20.67255]]}}
Línea 115.0 kV | LineString | 115.0 kV | 1 |  |  | CFE |  |  |  |  | OpenStreetMap | {"type":"Feature","properties":{},"geometry":{"type":"LineString","coordinates":[[-97.52215,20.67262],[-97.52197,20.67265]]}}
Línea 115.0 kV | LineString | 115.0 kV | 2 |  |  | CFE |  |  |  |  | OpenStreetMap | {"type":"Feature","properties":{},"geometry":{"type":"LineString","coordinates":[[-97.549,20.647],[-97.54649,20.64948],[-97.54364,20.65229],[-97.54155,20.65436],[-97.53829,20.65759],[-97.53521,20.66064],[-97.53371,20.66213],[-97.53009,20.66565],[-97.52894,20.66729],[-97.52693,20.67028],[-97.52563,20.67219],[-97.52281,20.67194],[-97.52215,20.67262]]}}
Línea 115.0 kV | LineString | 115.0 kV | 1 |  |  | CFE |  |  |  |  | OpenStreetMap | {"type":"Feature","properties":{},"geometry":{"type":"LineString","coordinates":[[-97.5523,20.64447],[-97.55091,20.64548],[-97.549,20.647]]}}
Línea 115.0 kV | LineString | 115.0 kV | 1 |  |  | CFE |  |  |  |  | OpenStreetMap | {"type":"Feature","properties":{},"geometry":{"type":"LineString","coordinates":[[-97.5523,20.64447],[-97.55098,20.64556],[-97.549,20.647]]}}
Línea 115.0 kV | LineString | 115.0 kV | 1 |  |  | CFE |  |  |  |  | OpenStreetMap | {"type":"Feature","properties":{},"geometry":{"type":"LineString","coordinates":[[-99.33425,20.68625],[-99.33394,20.68623],[-99.3328,20.68525],[-99.33166,20.68429]]}}
Línea 115.0 kV | LineString | 115.0 kV | 1 |  |  | CFE |  |  |  |  | OpenStreetMap | {"type":"Feature","properties":{},"geometry":{"type":"LineString","coordinates":[[-99.33426,20.68616],[-99.33393,20.68567],[-99.33439,20.68564],[-99.33591,20.68634],[-99.3393,20.68787],[-99.34228,20.68924],[-99.34523,20.6911],[-99.34791,20.69279],[-99.35117,20.69482],[-99.35429,20.69679],[-99.35541,20.69818],[-99.35712,20.70031],[-99.35879,20.70235],[-99.36132,20.70439],[-99.36404,20.7066],[-99.36743,20.70933],[-99.37023,20.71159],[-99.37635,20.71652],[-99.38018,20.71963],[-99.38437,20.71966],[-99.3861,20.71967],[-99.39064,20.71974],[-99.39476,20.71981],[-99.39904,20.71987],[-99.40108,20.7199],[-99.40799,20.72001],[-99.41215,20.72007],[-99.41669,20.72014],[-99.42109,20.72021],[-99.42626,20.72028],[-99.42896,20.72031],[-99.4346,20.72041],[-99.43884,20.72045],[-99.44266,20.72051],[-99.4464,20.72055],[-99.44976,20.72059],[-99.45285,20.72063],[-99.45609,20.72066],[-99.45954,20.72071],[-99.46191,20.72075],[-99.46602,20.72082],[-99.47015,20.72086],[-99.47148,20.72088],[-99.47287,20.72089],[-99.47932,20.72099],[-99.4813,20.72163]]}}
Línea 115.0 kV | LineString | 115.0 kV | 1 |  |  | CFE |  |  |  |  | OpenStreetMap | {"type":"Feature","properties":{},"geometry":{"type":"LineString","coordinates":[[-99.70743,20.88162],[-99.70719,20.88158]]}}
Línea 115.0 kV | LineString | 115.0 kV | 1 |  |  | CFE |  |  |  |  | OpenStreetMap | {"type":"Feature","properties":{},"geometry":{"type":"LineString","coordinates":[[-97.7104,20.94405],[-97.71001,20.94305],[-97.7093,20.94112],[-97.70803,20.93783],[-97.70673,20.93432],[-97.70557,20.93126],[-97.70452,20.92839],[-97.70309,20.92466],[-97.70126,20.90095],[-97.69632,20.88232],[-97.69333,20.87528],[-97.68928,20.86864],[-97.68729,20.86534],[-97.68551,20.86244],[-97.68318,20.85862],[-97.67897,20.85169],[-97.67697,20.84849],[-97.67502,20.84533],[-97.66541,20.82953],[-97.65737,20.81634],[-97.6537,20.81042],[-97.64896,20.80257],[-97.64521,20.79641],[-97.64157,20.79043],[-97.63839,20.78524],[-97.63629,20.78181],[-97.63355,20.77728],[-97.63125,20.77345],[-97.62922,20.76969],[-97.62731,20.76701],[-97.62444,20.76236],[-97.62288,20.75976],[-97.61914,20.75334],[-97.61684,20.74982],[-97.61571,20.74801],[-97.61083,20.73995],[-97.60349,20.7279],[-97.60071,20.72338],[-97.59815,20.71914],[-97.59722,20.71761],[-97.59441,20.71295],[-97.58841,20.70315],[-97.58643,20.69987],[-97.58435,20.69645],[-97.58075,20.69056],[-97.57829,20.68648],[-97.57567,20.68222],[-97.56976,20.67253],[-97.56717,20.66824],[-97.56367,20.6625],[-97.56153,20.65894],[-97.55771,20.65276],[-97.55567,20.64942],[-97.55426,20.64736],[-97.5523,20.64447]]}}
Línea 115.0 kV | LineString | 115.0 kV | 1 |  |  | CFE |  |  |  |  | OpenStreetMap | {"type":"Feature","properties":{},"geometry":{"type":"LineString","coordinates":[[-97.96955,22.44051],[-97.96956,22.44027]]}}
Línea 115.0 kV | LineString | 115.0 kV | 1 |  |  | CFE |  |  |  |  | OpenStreetMap | {"type":"Feature","properties":{},"geometry":{"type":"LineString","coordinates":[[-97.96955,22.44051],[-97.96966,22.44029]]}}
Línea 115.0 kV | LineString | 115.0 kV | 1 |  |  | CFE |  |  |  |  | OpenStreetMap | {"type":"Feature","properties":{},"geometry":{"type":"LineString","coordinates":[[-97.9698,22.4417],[-97.96952,22.44168]]}}
Línea 115.0 kV | LineString | 115.0 kV | 1 |  |  | CFE |  |  |  |  | OpenStreetMap | {"type":"Feature","properties":{},"geometry":{"type":"LineString","coordinates":[[-98.3043,22.71675],[-98.30581,22.71666],[-98.30609,22.71411],[-98.3088,22.71367],[-98.31195,22.71317],[-98.31512,22.71265],[-98.31836,22.71214],[-98.32118,22.71168],[-98.32434,22.71117],[-98.32741,22.71067],[-98.33048,22.71019],[-98.33353,22.7097],[-98.33658,22.70921],[-98.33962,22.70869],[-98.34275,22.70821],[-98.34579,22.70772],[-98.34844,22.7073],[-98.35092,22.70552],[-98.35423,22.7062],[-98.35582,22.70508],[-98.3574,22.70399],[-98.35785,22.70214],[-98.35827,22.7003],[-98.36071,22.69855],[-98.36319,22.6968],[-98.36565,22.69505],[-98.3681,22.6933],[-98.37066,22.69356],[-98.3732,22.69383],[-98.37575,22.6941],[-98.37624,22.69165],[-98.37677,22.6892],[-98.3773,22.68678],[-98.37912,22.68546],[-98.38098,22.68413],[-98.38279,22.68284],[-98.3856,22.68142],[-98.38834,22.68004],[-98.39109,22.67867],[-98.39382,22.67728],[-98.39657,22.67591],[-98.39932,22.67454],[-98.40208,22.67316],[-98.4048,22.67179],[-98.40637,22.66909],[-98.40787,22.66643],[-98.40942,22.66375],[-98.41096,22.66107],[-98.41248,22.6584],[-98.41401,22.65573],[-98.41552,22.65306],[-98.41788,22.6525],[-98.42024,22.65193],[-98.42261,22.65136],[-98.42559,22.65218],[-98.42859,22.65302],[-98.43161,22.65386],[-98.43455,22.65477],[-98.43752,22.65561],[-98.4405,22.65604],[-98.44349,22.65656],[-98.44651,22.65709],[-98.44951,22.65762],[-98.45252,22.65814],[-98.45544,22.65865],[-98.45844,22.65916],[-98.46165,22.65973],[-98.46467,22.66025],[-98.46769,22.66077],[-98.47073,22.66129],[-98.47375,22.66182],[-98.47979,22.66287],[-98.48287,22.66338],[-98.4859,22.66393],[-98.48891,22.66445],[-98.49091,22.66483],[-98.4927,22.66419],[-98.49445,22.66355],[-98.49978,22.66449],[-98.5025,22.66498],[-98.5051,22.66543],[-98.50788,22.66592],[-98.50966,22.66716],[-98.51134,22.66837],[-98.51402,22.66883],[-98.51718,22.6694],[-98.52014,22.66991],[-98.52357,22.6705],[-98.53001,22.67163],[-98.53319,22.67217],[-98.53636,22.67272],[-98.53957,22.67329],[-98.54273,22.67384],[-98.54597,22.67439],[-98.54848,22.67485],[-98.55095,22.67527],[-98.55377,22.67576],[-98.55649,22.67623],[-98.55922,22.67671],[-98.56196,22.67717],[-98.56516,22.67774],[-98.56836,22.67829],[-98.57152,22.67884],[-98.5747,22.67939],[-98.57789,22.67996],[-98.58106,22.68052],[-98.58401,22.68102],[-98.58708,22.68156],[-98.59009,22.68208],[-98.59312,22.6826],[-98.59912,22.68365],[-98.60214,22.68417],[-98.6036,22.68443],[-98.60525,22.68289],[-98.60688,22.68139],[-98.60724,22.68103],[-98.60844,22.68119],[-98.60965,22.68134],[-98.61081,22.6815],[-98.61203,22.68165],[-98.61257,22.68172],[-98.61511,22.68201],[-98.61746,22.68234],[-98.61993,22.68266],[-98.62237,22.68298],[-98.62288,22.68304],[-98.62404,22.68318],[-98.62511,22.68332],[-98.62622,22.68346],[-98.62733,22.6836],[-98.6283,22.68372],[-98.62821,22.68451],[-98.62803,22.68557],[-98.62786,22.68663],[-98.6277,22.68768],[-98.62754,22.68872],[-98.6274,22.68977],[-98.62721,22.69084],[-98.62707,22.69188],[-98.62691,22.69292],[-98.62676,22.69397],[-98.62665,22.69469],[-98.62724,22.69499],[-98.62964,22.69618],[-98.6319,22.69737],[-98.63424,22.69854],[-98.63659,22.69973],[-98.6392,22.70105],[-98.6423,22.70263],[-98.64825,22.70564],[-98.65073,22.70689],[-98.65362,22.70836],[-98.65802,22.71059],[-98.66083,22.71059],[-98.66628,22.71123],[-98.66896,22.71176],[-98.67162,22.7123],[-98.67409,22.7128],[-98.67406,22.7148],[-98.67401,22.71678],[-98.67394,22.71872],[-98.6768,22.71926],[-98.67962,22.71976],[-98.6825,22.72026],[-98.68536,22.72077],[-98.68821,22.72128],[-98.69105,22.72178],[-98.69354,22.72221],[-98.69666,22.72238],[-98.6999,22.72261],[-98.70308,22.72279],[-98.70622,22.72297],[-98.70945,22.72315],[-98.71264,22.72333],[-98.71581,22.72352],[-98.71898,22.72369],[-98.72218,22.72388],[-98.72573,22.72407],[-98.72904,22.72408],[-98.73237,22.72409],[-98.73569,22.72409],[-98.73901,22.7241],[-98.74235,22.7241],[-98.74565,22.72411],[-98.74901,22.72411],[-98.75232,22.72412],[-98.75563,22.72412],[-98.75895,22.72414],[-98.76222,22.72411],[-98.76543,22.72412],[-98.76856,22.72413],[-98.7718,22.72412],[-98.77499,22.72413],[-98.77818,22.72413],[-98.78138,22.72414],[-98.78455,22.72415],[-98.78776,22.72415],[-98.79094,22.72416],[-98.79412,22.72416],[-98.79731,22.72416],[-98.8005,22.72417],[-98.80368,22.72418],[-98.80689,22.72417],[-98.81007,22.72419],[-98.81326,22.72419],[-98.81644,22.72419],[-98.81963,22.7242],[-98.82283,22.72421],[-98.82601,22.72421],[-98.82894,22.72421],[-98.83042,22.72207],[-98.83207,22.71968],[-98.83374,22.7173],[-98.8354,22.7149],[-98.83687,22.71279],[-98.83936,22.71304],[-98.84187,22.71328],[-98.84436,22.71354],[-98.84686,22.71379],[-98.84806,22.71587],[-98.84926,22.71798],[-98.85047,22.72004],[-98.85168,22.72215],[-98.85288,22.72422],[-98.85561,22.72424],[-98.85847,22.72423],[-98.86123,22.72424],[-98.86379,22.72309],[-98.86658,22.72184],[-98.86939,22.72056],[-98.87194,22.7194],[-98.87441,22.72092],[-98.87686,22.72243],[-98.87938,22.72396],[-98.88166,22.72534],[-98.88433,22.72697],[-98.88769,22.72761],[-98.89109,22.72829],[-98.89443,22.72893],[-98.89779,22.72958],[-98.90071,22.73015],[-98.90393,22.73099],[-98.90727,22.73143],[-98.91054,22.73207],[-98.91385,22.73274],[-98.91687,22.73333],[-98.91987,22.73375],[-98.92284,22.73416],[-98.92582,22.73456],[-98.9288,22.73497],[-98.93178,22.73538],[-98.93477,22.73579],[-98.93774,22.7362],[-98.94043,22.73657],[-98.94093,22.73663],[-98.94211,22.73671],[-98.94312,22.73685],[-98.94415,22.737],[-98.94522,22.73715],[-98.94638,22.73731],[-98.94755,22.73746],[-98.94872,22.73762],[-98.94938,22.73746],[-98.95036,22.7376],[-98.95421,22.73824],[-98.95429,22.73665],[-98.95538,22.73679],[-98.95562,22.73673],[-98.95664,22.73685],[-98.95769,22.73699],[-98.95793,22.73657],[-98.95908,22.73673],[-98.95938,22.73707]]}}
Línea 115.0 kV | LineString | 115.0 kV | 1 |  |  | CFE |  |  |  |  | OpenStreetMap | {"type":"Feature","properties":{},"geometry":{"type":"LineString","coordinates":[[-98.30269,22.71903],[-98.30238,22.71913]]}}
Línea 115.0 kV | LineString | 115.0 kV | 3 |  |  | CFE |  |  |  |  | OpenStreetMap | {"type":"Feature","properties":{},"geometry":{"type":"LineString","coordinates":[[-98.3043,22.71675],[-98.30269,22.71903]]}}
Línea 115.0 kV | LineString | 115.0 kV | 1 |  |  | CFE |  |  |  |  | OpenStreetMap | {"type":"Feature","properties":{},"geometry":{"type":"LineString","coordinates":[[-96.27974,19.17074],[-96.28071,19.17162],[-96.28334,19.17397],[-96.2859,19.17626],[-96.28906,19.17906],[-96.2919,19.18165],[-96.29474,19.18418],[-96.29744,19.1866],[-96.30017,19.18905],[-96.30203,19.19072],[-96.30465,19.19307],[-96.30721,19.19535],[-96.31009,19.19793],[-96.3114,19.1992]]}}
Línea 115.0 kV | LineString | 115.0 kV | 2 |  |  | CFE |  |  |  |  | OpenStreetMap | {"type":"Feature","properties":{},"geometry":{"type":"LineString","coordinates":[[-96.2742,19.17297],[-96.27465,19.1728],[-96.27636,19.17248],[-96.27823,19.1717],[-96.27974,19.17074]]}}
Línea 115.0 kV | LineString | 115.0 kV |  |  |  | CFE |  |  |  |  | OpenStreetMap | {"type":"Feature","properties":{},"geometry":{"type":"LineString","coordinates":[[-99.71684,25.08809],[-99.71735,25.08822]]}}
Línea 115.0 kV | LineString | 115.0 kV |  |  |  | CFE |  |  |  |  | OpenStreetMap | {"type":"Feature","properties":{},"geometry":{"type":"LineString","coordinates":[[-99.71684,25.08809],[-99.7173,25.08833]]}}
Línea 115.0 kV | LineString | 115.0 kV | 1 |  |  | CFE |  |  |  |  | OpenStreetMap | {"type":"Feature","properties":{},"geometry":{"type":"LineString","coordinates":[[-99.3945,24.94547],[-99.3945,24.94515]]}}
Línea 115.0 kV | LineString | 115.0 kV | 1 |  |  | CFE |  |  |  |  | OpenStreetMap | {"type":"Feature","properties":{},"geometry":{"type":"LineString","coordinates":[[-99.3945,24.94547],[-99.39461,24.94518]]}}
Línea 115.0 kV | LineString | 115.0 kV | 2 |  |  | CFE |  |  |  |  | OpenStreetMap | {"type":"Feature","properties":{},"geometry":{"type":"LineString","coordinates":[[-99.53181,24.99621],[-99.5285,24.99616],[-99.52533,24.99608],[-99.52258,24.99605],[-99.5195,24.996],[-99.51643,24.99595],[-99.51326,24.9959],[-99.50971,24.99583],[-99.50528,24.9934],[-99.50204,24.99161],[-99.49873,24.98979],[-99.49514,24.98784],[-99.49196,24.98607],[-99.48922,24.98457],[-99.48596,24.98276],[-99.48283,24.98103],[-99.47965,24.9793],[-99.47623,24.97742],[-99.47329,24.97581],[-99.47045,24.97424],[-99.46734,24.97242],[-99.46424,24.9706],[-99.46136,24.9689],[-99.45818,24.96701],[-99.45454,24.9649],[-99.45174,24.96325],[-99.4488,24.9615],[-99.44568,24.95966],[-99.44213,24.95752],[-99.43864,24.95546],[-99.43545,24.95361],[-99.4328,24.95204],[-99.42929,24.94995],[-99.42602,24.94804],[-99.42281,24.94841],[-99.42025,24.94872],[-99.41649,24.94913],[-99.41219,24.94963],[-99.40833,24.95008],[-99.40488,24.94894],[-99.40113,24.94767],[-99.3978,24.94658],[-99.3945,24.94547]]}}
Línea 115.0 kV | LineString | 115.0 kV | 2 |  |  | CFE |  |  |  |  | OpenStreetMap | {"type":"Feature","properties":{},"geometry":{"type":"LineString","coordinates":[[-100.02464,25.27771],[-100.02473,25.27764]]}}
Línea 115.0 kV | LineString | 115.0 kV | 1 |  |  | CFE |  |  |  |  | OpenStreetMap | {"type":"Feature","properties":{},"geometry":{"type":"LineString","coordinates":[[-100.02464,25.27771],[-100.02586,25.27871],[-100.02688,25.27954],[-100.02838,25.28076],[-100.03107,25.28295],[-100.03217,25.28384],[-100.03315,25.28465],[-100.03443,25.28568],[-100.03521,25.28697],[-100.03949,25.29403],[-100.04025,25.29525],[-100.04326,25.30022],[-100.05411,25.31263],[-100.07484,25.33219],[-100.0768,25.33443],[-100.07813,25.33595],[-100.08459,25.34343],[-100.08641,25.34552],[-100.0876,25.34689],[-100.08886,25.34835],[-100.09221,25.35348],[-100.09432,25.35675],[-100.09804,25.36248],[-100.09867,25.36343],[-100.09933,25.36447],[-100.10103,25.36706],[-100.10166,25.36806],[-100.10225,25.36895],[-100.10594,25.37463],[-100.1068,25.37594],[-100.10802,25.37782],[-100.10903,25.37938],[-100.11021,25.38114],[-100.11139,25.383],[-100.11221,25.38425],[-100.11298,25.38546],[-100.11428,25.38746],[-100.11822,25.39355],[-100.12079,25.39751],[-100.12658,25.40367],[-100.12867,25.40473],[-100.13091,25.40583],[-100.13242,25.40728],[-100.13425,25.40905],[-100.13631,25.4099],[-100.13729,25.41076],[-100.1383,25.41165],[-100.13917,25.41301],[-100.13975,25.4139],[-100.14106,25.41589],[-100.14174,25.41694],[-100.14436,25.42239],[-100.14469,25.42355],[-100.14549,25.42443],[-100.14673,25.42626],[-100.14736,25.42719],[-100.14788,25.42802],[-100.14854,25.42908]]}}
Línea 115.0 kV | LineString | 115.0 kV | 1 |  |  | CFE |  |  |  |  | OpenStreetMap | {"type":"Feature","properties":{},"geometry":{"type":"LineString","coordinates":[[-99.84107,25.18491],[-99.8421,25.18523],[-99.84521,25.18508],[-99.84713,25.18523],[-99.84967,25.18532],[-99.85262,25.18552],[-99.85618,25.18583],[-99.858,25.18596],[-99.85972,25.18601],[-99.86151,25.18615],[-99.8633,25.1863],[-99.86504,25.1864],[-99.87031,25.18675],[-99.87207,25.18686],[-99.87352,25.18691],[-99.87524,25.18706],[-99.87695,25.18717],[-99.8787,25.18727],[-99.88066,25.18742],[-99.88266,25.18755],[-99.8864,25.1878],[-99.88867,25.18793],[-99.91707,25.20442],[-99.91831,25.20555],[-99.91972,25.20684],[-99.92078,25.20781],[-99.92297,25.20984],[-99.92405,25.2108],[-99.92754,25.21401],[-99.92859,25.21498],[-99.93014,25.21639],[-99.93315,25.21916],[-99.93411,25.22004],[-99.93498,25.22079],[-99.96073,25.24448],[-99.96165,25.24534],[-99.96303,25.24661],[-99.96473,25.24698],[-99.96851,25.2478],[-99.97062,25.2483],[-99.97231,25.24866],[-99.9741,25.24904],[-99.97867,25.25003],[-99.99015,25.25306],[-99.99334,25.25496],[-99.99639,25.2568],[-99.99781,25.25764],[-100.00338,25.26097],[-100.00655,25.26308],[-100.01363,25.26872],[-100.01527,25.27008],[-100.01653,25.2711],[-100.02348,25.27679],[-100.02464,25.27771]]}}
Línea 115.0 kV | LineString | 115.0 kV | 1 |  |  | CFE |  |  |  |  | OpenStreetMap | {"type":"Feature","properties":{},"geometry":{"type":"LineString","coordinates":[[-100.25587,25.58556],[-100.2554,25.58568],[-100.25475,25.58623]]}}
Línea 115.0 kV | LineString | 115.0 kV | 1 |  |  | CFE |  |  |  |  | OpenStreetMap | {"type":"Feature","properties":{},"geometry":{"type":"LineString","coordinates":[[-100.20741,25.52864],[-100.20802,25.52908],[-100.20888,25.52994],[-100.20978,25.53084],[-100.21242,25.53359],[-100.21696,25.53797],[-100.21793,25.53895],[-100.21895,25.53991],[-100.22035,25.54126],[-100.22124,25.54212],[-100.22221,25.543],[-100.22394,25.54431],[-100.22432,25.54506],[-100.22539,25.54646],[-100.22695,25.54845],[-100.22815,25.54998],[-100.22948,25.55168],[-100.23059,25.55311],[-100.23137,25.55409],[-100.23219,25.55516]]}}
Línea 115.0 kV | LineString | 115.0 kV | 1 |  |  | CFE |  |  |  |  | OpenStreetMap | {"type":"Feature","properties":{},"geometry":{"type":"LineString","coordinates":[[-100.20741,25.52864],[-100.20793,25.52914],[-100.20879,25.53001],[-100.20951,25.53077],[-100.20937,25.53231],[-100.20927,25.53358],[-100.20918,25.53469],[-100.2091,25.53574],[-100.20969,25.53665],[-100.21038,25.5377],[-100.21102,25.53869],[-100.21167,25.53967],[-100.21244,25.54078],[-100.21294,25.5416],[-100.21403,25.54228],[-100.21496,25.54288],[-100.21906,25.54549],[-100.21979,25.54657],[-100.22043,25.54682],[-100.22124,25.5476],[-100.22088,25.54824],[-100.22123,25.54874],[-100.22263,25.55084],[-100.22529,25.55487],[-100.22598,25.55591],[-100.22685,25.55721],[-100.22786,25.55876],[-100.22901,25.56047],[-100.22922,25.56078]]}}
Línea 115.0 kV | LineString | 115.0 kV | 2 |  |  | CFE |  |  |  |  | OpenStreetMap | {"type":"Feature","properties":{},"geometry":{"type":"LineString","coordinates":[[-100.20376,25.52468],[-100.20471,25.52564],[-100.20557,25.52654],[-100.2061,25.52716],[-100.20671,25.52789],[-100.20741,25.52864]]}}
Línea 115.0 kV | LineString | 115.0 kV | 1 |  |  | CFE |  |  |  |  | OpenStreetMap | {"type":"Feature","properties":{},"geometry":{"type":"LineString","coordinates":[[-100.18234,25.48795],[-100.18294,25.48878],[-100.18335,25.48988],[-100.18375,25.49095],[-100.18406,25.49181],[-100.18605,25.49716],[-100.18697,25.49967],[-100.18904,25.50469],[-100.18949,25.50629],[-100.1912,25.50902],[-100.19209,25.51036],[-100.19309,25.5119],[-100.19404,25.51338],[-100.19503,25.5149],[-100.19725,25.51777],[-100.19835,25.51891],[-100.20089,25.52158],[-100.20148,25.52221],[-100.20232,25.52307],[-100.20364,25.52443],[-100.20376,25.52468]]}}
Línea 115.0 kV | LineString | 115.0 kV | 1 |  |  | CFE |  |  |  |  | OpenStreetMap | {"type":"Feature","properties":{},"geometry":{"type":"LineString","coordinates":[[-100.18234,25.48795],[-100.18276,25.48869],[-100.18285,25.48992],[-100.18353,25.49548],[-100.18507,25.49993],[-100.18605,25.50139],[-100.18749,25.50357],[-100.18819,25.50466],[-100.18955,25.50674],[-100.19185,25.51027],[-100.19322,25.51239],[-100.1944,25.51417],[-100.19514,25.51528],[-100.19621,25.5167],[-100.19704,25.51775],[-100.19808,25.51883],[-100.19959,25.52043],[-100.20067,25.52155],[-100.20151,25.52242],[-100.20223,25.52318],[-100.203,25.524],[-100.20376,25.52468]]}}
Línea 115.0 kV | LineString | 115.0 kV | 2 |  |  | CFE |  |  |  |  | OpenStreetMap | {"type":"Feature","properties":{},"geometry":{"type":"LineString","coordinates":[[-100.17198,25.46906],[-100.17263,25.47022],[-100.17313,25.47113],[-100.17368,25.47214],[-100.1742,25.47308],[-100.17464,25.47389],[-100.1752,25.4749],[-100.17562,25.47567],[-100.17599,25.47636],[-100.17642,25.47712],[-100.17698,25.47815],[-100.17748,25.47909],[-100.17811,25.48019],[-100.17868,25.48126],[-100.17921,25.48219],[-100.18032,25.48421],[-100.18076,25.48503],[-100.18128,25.48599],[-100.18183,25.48698],[-100.18234,25.48795]]}}
Línea 115.0 kV | LineString | 115.0 kV | 1 |  |  | CFE |  |  |  |  | OpenStreetMap | {"type":"Feature","properties":{},"geometry":{"type":"LineString","coordinates":[[-100.16792,25.4617],[-100.16806,25.46163],[-100.16861,25.46263],[-100.16956,25.46434],[-100.17158,25.46801],[-100.17198,25.46906]]}}
Línea 115.0 kV | LineString | 115.0 kV | 2 |  |  | CFE |  |  |  |  | OpenStreetMap | {"type":"Feature","properties":{},"geometry":{"type":"LineString","coordinates":[[-100.14886,25.42982],[-100.14953,25.43097],[-100.1501,25.43192],[-100.15044,25.43326],[-100.1508,25.4346],[-100.15166,25.43799],[-100.15203,25.43939],[-100.15351,25.44175],[-100.15432,25.44303],[-100.15461,25.44384],[-100.15491,25.4447],[-100.1553,25.44578],[-100.15567,25.44684],[-100.15605,25.44787],[-100.1567,25.44855],[-100.1574,25.44927],[-100.1582,25.45009],[-100.15912,25.45102],[-100.16004,25.45198],[-100.1609,25.45286],[-100.16185,25.45383],[-100.16265,25.45465],[-100.16373,25.45575],[-100.16465,25.45669],[-100.16557,25.45764],[-100.16622,25.45862],[-100.1668,25.45966],[-100.16736,25.46069],[-100.16792,25.4617]]}}
Línea 115.0 kV | LineString | 115.0 kV | 1 |  |  | CFE |  |  |  |  | OpenStreetMap | {"type":"Feature","properties":{},"geometry":{"type":"LineString","coordinates":[[-100.23219,25.55516],[-100.23625,25.56035]]}}
Línea 115.0 kV | LineString | 115.0 kV | 1 |  |  | CFE |  |  |  |  | OpenStreetMap | {"type":"Feature","properties":{},"geometry":{"type":"LineString","coordinates":[[-100.14873,25.42962],[-100.14886,25.42982]]}}
Línea 115.0 kV | LineString | 115.0 kV | 1 |  |  | CFE |  |  |  |  | OpenStreetMap | {"type":"Feature","properties":{},"geometry":{"type":"LineString","coordinates":[[-100.14886,25.42982],[-100.14884,25.42956]]}}
Línea 115.0 kV | LineString | 115.0 kV | 1 |  |  | CFE |  |  |  |  | OpenStreetMap | {"type":"Feature","properties":{},"geometry":{"type":"LineString","coordinates":[[-100.16792,25.4617],[-100.16835,25.46248],[-100.16952,25.46459],[-100.17047,25.46633],[-100.17144,25.46808],[-100.17198,25.46906]]}}
Línea 115.0 kV | LineString | 115.0 kV | 1 |  |  | CFE |  |  |  |  | OpenStreetMap | {"type":"Feature","properties":{},"geometry":{"type":"LineString","coordinates":[[-100.23871,25.56351],[-100.23882,25.56366],[-100.24185,25.56751]]}}
Línea 115.0 kV | LineString | 115.0 kV | 1 |  |  | CFE |  |  |  |  | OpenStreetMap | {"type":"Feature","properties":{},"geometry":{"type":"LineString","coordinates":[[-100.23718,25.56155],[-100.23871,25.56351]]}}
Línea 115.0 kV | LineString | 115.0 kV | 1 |  |  | CFE |  |  |  |  | OpenStreetMap | {"type":"Feature","properties":{},"geometry":{"type":"LineString","coordinates":[[-100.23625,25.56035],[-100.23673,25.56097],[-100.23718,25.56155]]}}
Línea 115.0 kV | LineString | 115.0 kV | 1 |  |  | CFE |  |  |  |  | OpenStreetMap | {"type":"Feature","properties":{},"geometry":{"type":"LineString","coordinates":[[-93.15213,17.98665],[-93.15276,17.98612]]}}
Línea 115.0 kV | LineString | 115.0 kV | 1 |  |  | CFE |  |  |  |  | OpenStreetMap | {"type":"Feature","properties":{},"geometry":{"type":"LineString","coordinates":[[-100.24705,25.57359],[-100.24792,25.57453],[-100.24871,25.5744]]}}
Línea 115.0 kV | LineString | 115.0 kV | 1 |  |  | CFE |  |  |  |  | OpenStreetMap | {"type":"Feature","properties":{},"geometry":{"type":"LineString","coordinates":[[-100.24185,25.56751],[-100.24443,25.57082]]}}
Línea 115.0 kV | LineString | 115.0 kV | 1 |  |  | CFE |  |  |  |  | OpenStreetMap | {"type":"Feature","properties":{},"geometry":{"type":"LineString","coordinates":[[-100.24443,25.57082],[-100.2448,25.57128],[-100.24705,25.57359]]}}
Línea 115.0 kV | LineString | 115.0 kV | 1 |  |  | CFE |  |  |  |  | OpenStreetMap | {"type":"Feature","properties":{},"geometry":{"type":"LineString","coordinates":[[-97.30822,20.00912],[-97.30763,20.00938],[-97.30701,20.00918],[-97.30715,20.00884]]}}
Línea 115.0 kV | LineString | 115.0 kV | 4 |  |  | CFE |  |  |  |  | OpenStreetMap | {"type":"Feature","properties":{},"geometry":{"type":"LineString","coordinates":[[-97.41364,20.35592],[-97.41073,20.35667],[-97.40751,20.35608]]}}
Línea 115.0 kV | LineString | 115.0 kV | 1 |  |  | CFE |  |  |  |  | OpenStreetMap | {"type":"Feature","properties":{},"geometry":{"type":"LineString","coordinates":[[-97.24903,19.58258],[-97.24838,19.58226]]}}
Línea 115.0 kV | LineString | 115.0 kV | 1 |  |  | CFE |  |  |  |  | OpenStreetMap | {"type":"Feature","properties":{},"geometry":{"type":"LineString","coordinates":[[-96.30932,19.20056],[-96.3092,19.20098]]}}
Línea 115.0 kV | LineString | 115.0 kV | 1 |  |  | CFE |  |  |  |  | OpenStreetMap | {"type":"Feature","properties":{},"geometry":{"type":"LineString","coordinates":[[-96.30932,19.20056],[-96.30909,19.20095]]}}
Línea 115.0 kV | LineString | 115.0 kV | 2 |  |  | CFE |  |  |  |  | OpenStreetMap | {"type":"Feature","properties":{},"geometry":{"type":"LineString","coordinates":[[-97.79411,18.97182],[-97.79416,18.97167]]}}
Línea 115.0 kV | LineString | 115.0 kV | 2 |  |  | CFE |  |  |  |  | OpenStreetMap | {"type":"Feature","properties":{},"geometry":{"type":"LineString","coordinates":[[-97.79411,18.97182],[-97.79614,18.97252],[-97.79821,18.97323],[-97.80013,18.97382],[-97.80237,18.97461],[-97.80468,18.97545],[-97.80695,18.97619],[-97.80876,18.9768],[-97.81307,18.97826],[-97.81523,18.97901],[-97.81744,18.97974],[-97.81953,18.98045],[-97.82201,18.98132],[-97.82394,18.98195],[-97.82608,18.98267],[-97.82829,18.98344],[-97.83044,18.98415],[-97.83261,18.98489],[-97.83493,18.98565],[-97.83701,18.9864],[-97.83928,18.98717],[-97.84145,18.98788],[-97.84361,18.98864],[-97.84587,18.98942],[-97.84804,18.99012],[-97.85023,18.99089],[-97.85238,18.99161],[-97.85453,18.99236],[-97.85673,18.9931],[-97.8589,18.99386],[-97.86109,18.99459],[-97.86323,18.99532],[-97.86543,18.99604],[-97.8677,18.99682],[-97.86959,18.99747],[-97.87171,18.99819],[-97.87388,18.99896],[-97.87614,18.9997],[-97.87834,19.00044]]}}
Línea 115.0 kV | LineString | 115.0 kV | 1 |  |  | CFE |  |  |  |  | OpenStreetMap | {"type":"Feature","properties":{},"geometry":{"type":"LineString","coordinates":[[-97.79416,18.97167],[-97.79433,18.97095],[-97.79467,18.97025],[-97.79405,18.97002],[-97.79391,18.97031]]}}
Línea 115.0 kV | LineString | 115.0 kV | 1 |  |  | CFE |  |  |  |  | OpenStreetMap | {"type":"Feature","properties":{},"geometry":{"type":"LineString","coordinates":[[-97.33181,18.41763],[-97.33194,18.41805],[-97.33215,18.41873],[-97.33353,18.42313]]}}
Línea 115.0 kV | LineString | 115.0 kV |  |  |  | CFE |  |  |  |  | OpenStreetMap | {"type":"Feature","properties":{},"geometry":{"type":"LineString","coordinates":[[-94.96636,16.51339],[-94.96769,16.51555]]}}
Línea 115.0 kV | LineString | 115.0 kV |  |  |  | CFE |  |  |  |  | OpenStreetMap | {"type":"Feature","properties":{},"geometry":{"type":"LineString","coordinates":[[-94.96204,16.51387],[-94.9628,16.51371],[-94.96361,16.51363],[-94.96477,16.51352],[-94.96636,16.51339]]}}
Línea 115.0 kV | LineString | 115.0 kV |  |  |  | CFE |  |  |  |  | OpenStreetMap | {"type":"Feature","properties":{},"geometry":{"type":"LineString","coordinates":[[-94.96204,16.51387],[-94.96286,16.51385],[-94.96367,16.51379],[-94.96482,16.51365],[-94.96636,16.51339]]}}
Línea 115.0 kV | LineString | 115.0 kV | 1 |  |  | CFE |  |  |  |  | OpenStreetMap | {"type":"Feature","properties":{},"geometry":{"type":"LineString","coordinates":[[-95.01659,17.01659],[-95.01657,17.01565]]}}
Línea 115.0 kV | LineString | 115.0 kV | 2 |  |  | CFE |  |  |  |  | OpenStreetMap | {"type":"Feature","properties":{},"geometry":{"type":"LineString","coordinates":[[-94.47241,18.13091],[-94.47119,18.13965],[-94.47061,18.14016]]}}
Línea 115.0 kV | LineString | 115.0 kV |  |  |  | CFE |  |  |  |  | OpenStreetMap | {"type":"Feature","properties":{},"geometry":{"type":"LineString","coordinates":[[-106.68218,31.76859],[-106.68234,31.77043],[-106.68144,31.77129],[-106.68029,31.77232],[-106.67915,31.77334],[-106.67794,31.77441],[-106.67678,31.77547],[-106.6756,31.77649],[-106.67454,31.77745],[-106.67347,31.77838],[-106.6735,31.77914]]}}
Línea 115.0 kV | LineString | 115.0 kV | 2 |  |  | CFE |  |  |  |  | OpenStreetMap | {"type":"Feature","properties":{},"geometry":{"type":"LineString","coordinates":[[-100.06693,25.56472],[-100.06722,25.56513],[-100.06603,25.56619],[-100.06473,25.56585],[-100.06337,25.5656],[-100.06205,25.56532],[-100.06149,25.56559],[-100.06106,25.56554]]}}
Línea 115.0 kV | LineString | 115.0 kV | 2 |  |  | CFE |  |  |  |  | OpenStreetMap | {"type":"Feature","properties":{},"geometry":{"type":"LineString","coordinates":[[-100.19353,25.78809],[-100.19146,25.78918],[-100.19077,25.78968]]}}
Línea 115.0 kV | LineString | 115.0 kV | 2 |  |  | CFE |  |  |  |  | OpenStreetMap | {"type":"Feature","properties":{},"geometry":{"type":"LineString","coordinates":[[-100.22306,25.81242],[-100.2219,25.81202],[-100.22074,25.81159],[-100.21961,25.81116],[-100.21848,25.81074],[-100.21734,25.81032],[-100.21623,25.8099],[-100.21508,25.80947],[-100.21395,25.80905],[-100.21283,25.80863],[-100.21171,25.80822],[-100.21117,25.80801],[-100.21066,25.80742],[-100.21022,25.8069],[-100.20879,25.80518],[-100.20802,25.80427],[-100.20727,25.80337],[-100.20641,25.80235],[-100.20554,25.80132],[-100.20482,25.80046],[-100.20399,25.79948],[-100.20324,25.79857],[-100.2019,25.79724],[-100.20031,25.79535],[-100.19961,25.79452],[-100.19803,25.79265],[-100.19723,25.7917],[-100.19412,25.78802],[-100.19406,25.78794]]}}
Línea 115.0 kV | LineString | 115.0 kV | 1 |  |  | CFE |  |  |  |  | OpenStreetMap | {"type":"Feature","properties":{},"geometry":{"type":"LineString","coordinates":[[-100.23419,25.76061],[-100.23395,25.76185],[-100.23343,25.763],[-100.23289,25.76418],[-100.23237,25.76533],[-100.23192,25.76631],[-100.23133,25.76759],[-100.2308,25.76876],[-100.23027,25.76992],[-100.22967,25.77121],[-100.22911,25.77246],[-100.22872,25.77335],[-100.22854,25.77372],[-100.22794,25.77502],[-100.22739,25.7762],[-100.22685,25.77741],[-100.22636,25.77854],[-100.22601,25.77967],[-100.22567,25.78081],[-100.22533,25.78195],[-100.22499,25.78309],[-100.22465,25.78422],[-100.2243,25.78538],[-100.22396,25.78653],[-100.2236,25.7877],[-100.22348,25.78872],[-100.22354,25.79003],[-100.2236,25.79133],[-100.22367,25.79263],[-100.22371,25.79366],[-100.22378,25.795],[-100.22384,25.79628],[-100.22391,25.7976],[-100.22398,25.7989],[-100.22403,25.80021],[-100.2241,25.80149],[-100.22416,25.80279],[-100.22423,25.80412],[-100.22429,25.80542],[-100.22437,25.80697],[-100.22416,25.80793],[-100.22386,25.80911],[-100.22358,25.81027],[-100.22325,25.81162],[-100.22341,25.81192]]}}
Línea 115.0 kV | LineString | 115.0 kV | 1 |  |  | CFE |  |  |  |  | OpenStreetMap | {"type":"Feature","properties":{},"geometry":{"type":"LineString","coordinates":[[-100.19406,25.78794],[-100.1967,25.78707]]}}
Línea 115.0 kV | LineString | 115.0 kV | 1 |  |  | CFE |  |  |  |  | OpenStreetMap | {"type":"Feature","properties":{},"geometry":{"type":"LineString","coordinates":[[-100.19353,25.78809],[-100.19406,25.78794]]}}
Línea 115.0 kV | LineString | 115.0 kV | 1 |  |  | CFE |  |  |  |  | OpenStreetMap | {"type":"Feature","properties":{},"geometry":{"type":"LineString","coordinates":[[-100.1967,25.78707],[-100.19353,25.78809]]}}
Línea 115.0 kV | LineString | 115.0 kV | 1 |  |  | CFE |  |  |  |  | OpenStreetMap | {"type":"Feature","properties":{},"geometry":{"type":"LineString","coordinates":[[-101.31057,27.72749],[-101.31139,27.72868],[-101.31151,27.72885],[-101.31881,27.73921],[-101.31954,27.74024],[-101.32178,27.74343],[-101.31163,27.75469]]}}
Línea 115.0 kV | LineString | 115.0 kV | 1 |  |  | CFE |  |  |  |  | OpenStreetMap | {"type":"Feature","properties":{},"geometry":{"type":"LineString","coordinates":[[-101.32975,27.70704],[-101.32956,27.70681],[-101.32839,27.70613],[-101.32722,27.70541],[-101.32603,27.70475],[-101.32461,27.70668],[-101.3232,27.70858],[-101.32438,27.70925],[-101.32554,27.70993],[-101.32476,27.71098],[-101.32399,27.71202],[-101.32323,27.71306],[-101.32244,27.71411],[-101.32167,27.71517],[-101.32089,27.7162],[-101.32016,27.71722],[-101.31939,27.71827],[-101.31861,27.71928],[-101.31783,27.72032],[-101.31706,27.72137],[-101.3163,27.7224],[-101.31552,27.72344],[-101.31475,27.72447],[-101.31398,27.72551],[-101.31321,27.72656],[-101.31256,27.72741],[-101.31178,27.72846],[-101.31151,27.72885],[-101.31146,27.72892]]}}
Línea 115.0 kV | LineString | 115.0 kV | 1 |  |  | CFE |  |  |  |  | OpenStreetMap | {"type":"Feature","properties":{},"geometry":{"type":"LineString","coordinates":[[-89.09739,20.93886],[-89.09672,20.93872],[-89.0946,20.93827],[-89.09116,20.93753],[-89.08805,20.93685],[-89.08648,20.9371],[-89.08316,20.93637],[-89.08192,20.93554],[-89.07863,20.93484],[-89.07524,20.93412],[-89.07225,20.93345],[-89.06871,20.93269],[-89.06539,20.93196],[-89.06178,20.93119],[-89.05888,20.93056],[-89.05532,20.92979],[-89.05212,20.92911],[-89.04912,20.92848],[-89.04623,20.92785],[-89.04304,20.92716],[-89.03987,20.92646],[-89.0367,20.92579],[-89.03342,20.9251],[-89.03051,20.92447],[-89.02769,20.92384],[-89.02356,20.92294],[-89.02057,20.92229],[-89.01719,20.92157],[-89.01418,20.92094],[-89.01215,20.92048],[-89.011,20.92025]]}}
Línea 115.0 kV | LineString | 115.0 kV | 2 |  |  | CFE |  |  |  |  | OpenStreetMap | {"type":"Feature","properties":{},"geometry":{"type":"LineString","coordinates":[[-89.09739,20.93886],[-89.09688,20.93959]]}}
Línea 115.0 kV | LineString | 115.0 kV | 1 |  |  | CFE |  |  |  |  | OpenStreetMap | {"type":"Feature","properties":{},"geometry":{"type":"LineString","coordinates":[[-88.00288,19.63492],[-88.00237,19.63547]]}}
Línea 115.0 kV | LineString | 115.0 kV | 1 |  |  | CFE |  |  |  |  | OpenStreetMap | {"type":"Feature","properties":{},"geometry":{"type":"LineString","coordinates":[[-88.00288,19.63492],[-88.00246,19.63553]]}}
Línea 115.0 kV | LineString | 115.0 kV | 2 |  |  | Comisión Federal de Electricidad |  |  |  |  | OpenStreetMap | {"type":"Feature","properties":{},"geometry":{"type":"LineString","coordinates":[[-88.57232,19.60051],[-88.56984,19.59988],[-88.56693,19.59998],[-88.56412,19.60015],[-88.56137,19.60032],[-88.55819,19.60049],[-88.5551,19.60065],[-88.55235,19.60083],[-88.54946,19.60097],[-88.54768,19.60388],[-88.54592,19.60682],[-88.54424,19.60954],[-88.54246,19.61236],[-88.54184,19.61354],[-88.16138,19.61591],[-88.15937,19.61528],[-88.15793,19.61485],[-88.15612,19.61431],[-88.15467,19.61386],[-88.15319,19.61341],[-88.15178,19.61299],[-88.15078,19.61269],[-88.14951,19.61347],[-88.14707,19.61498],[-88.14501,19.61623],[-88.14203,19.61682],[-88.13857,19.61752],[-88.13501,19.61823],[-88.13168,19.61889],[-88.12799,19.61961],[-88.12448,19.62033],[-88.12097,19.62102],[-88.11729,19.62176],[-88.114,19.62242],[-88.11047,19.62313],[-88.10681,19.62387],[-88.10314,19.62459],[-88.09997,19.62526],[-88.09651,19.62595],[-88.09268,19.62669],[-88.08926,19.62738],[-88.0861,19.62799],[-88.08269,19.62866],[-88.0793,19.62933],[-88.07606,19.62998],[-88.07242,19.63069],[-88.06854,19.63148],[-88.06551,19.63163],[-88.06265,19.63178],[-88.05997,19.63191],[-88.05706,19.63206],[-88.05364,19.63225],[-88.05098,19.63238],[-88.04801,19.63254],[-88.04422,19.63274],[-88.0407,19.63292],[-88.03737,19.63311],[-88.03423,19.63327],[-88.03069,19.63347],[-88.0273,19.63365],[-88.02408,19.63383],[-88.02107,19.63399],[-88.01774,19.63416],[-88.01452,19.63433],[-88.01155,19.63449],[-88.00849,19.63465],[-88.00551,19.63479],[-88.00388,19.63365],[-88.00288,19.63492]]}}
Línea 115.0 kV | LineString | 115.0 kV | 1 |  |  | CFE |  |  |  |  | OpenStreetMap | {"type":"Feature","properties":{},"geometry":{"type":"LineString","coordinates":[[-88.22548,18.90244],[-88.22503,18.90301]]}}
Línea 115.0 kV | LineString | 115.0 kV | 1 |  |  | CFE |  |  |  |  | OpenStreetMap | {"type":"Feature","properties":{},"geometry":{"type":"LineString","coordinates":[[-88.22548,18.90244],[-88.22495,18.90296]]}}
Línea 115.0 kV | LineString | 115.0 kV |  |  |  | CFE |  |  |  |  | OpenStreetMap | {"type":"Feature","properties":{},"geometry":{"type":"LineString","coordinates":[[-88.22719,18.90381],[-88.2267,18.90436],[-88.22421,18.90715],[-88.22234,18.90924],[-88.22013,18.9118],[-88.21794,18.91426],[-88.21592,18.91662],[-88.21373,18.91904],[-88.21165,18.92143],[-88.20932,18.92403],[-88.20698,18.92668],[-88.20479,18.92921],[-88.20249,18.9318],[-88.20052,18.93398],[-88.20106,18.93698],[-88.20165,18.94048],[-88.20202,18.94287],[-88.20253,18.9459],[-88.20304,18.94893],[-88.20329,18.95047]]}}
Línea 115.0 kV | LineString | 115.0 kV | 2 |  |  | CFE |  |  |  |  | OpenStreetMap | {"type":"Feature","properties":{},"geometry":{"type":"LineString","coordinates":[[-88.22719,18.90381],[-88.22548,18.90244]]}}
Línea 115.0 kV | LineString | 115.0 kV | 1 |  |  | CFE |  |  |  |  | OpenStreetMap | {"type":"Feature","properties":{},"geometry":{"type":"LineString","coordinates":[[-89.56892,20.40482],[-89.56978,20.40343]]}}
Línea 115.0 kV | LineString | 115.0 kV | 1 |  |  | CFE |  |  |  |  | OpenStreetMap | {"type":"Feature","properties":{},"geometry":{"type":"LineString","coordinates":[[-89.56978,20.40343],[-89.56882,20.40475]]}}
Línea 115.0 kV | LineString | 115.0 kV | 1 |  |  | Comisión Federal de Electricidad |  |  |  |  | OpenStreetMap | {"type":"Feature","properties":{},"geometry":{"type":"LineString","coordinates":[[-87.37381,20.35547],[-87.37424,20.35582]]}}
Línea 115.0 kV | LineString | 115.0 kV | 2 |  |  | Comisión Federal de Electricidad |  |  |  |  | OpenStreetMap | {"type":"Feature","properties":{},"geometry":{"type":"LineString","coordinates":[[-87.36829,20.35184],[-87.36986,20.35264],[-87.37116,20.35332],[-87.37263,20.35408],[-87.37415,20.35486],[-87.37381,20.35547]]}}
Línea 115.0 kV | LineString | 115.0 kV | 1 |  |  | Comisión Federal de Electricidad |  |  |  |  | OpenStreetMap | {"type":"Feature","properties":{},"geometry":{"type":"LineString","coordinates":[[-87.37381,20.35547],[-87.37431,20.3557]]}}
Línea 115.0 kV | LineString | 115.0 kV | 2 |  |  | Comisión Federal de Electricidad |  |  |  |  | OpenStreetMap | {"type":"Feature","properties":{},"geometry":{"type":"LineString","coordinates":[[-100.17718,19.21573],[-100.17383,19.21656],[-100.17156,19.21711],[-100.1678,19.21805],[-100.16477,19.21883],[-100.1598,19.21962],[-100.15251,19.22373],[-100.14828,19.2255],[-100.14446,19.22688],[-100.14374,19.22692]]}}
Línea 115.0 kV | LineString | 115.0 kV | 1 |  |  | CFE |  |  |  |  | OpenStreetMap | {"type":"Feature","properties":{},"geometry":{"type":"LineString","coordinates":[[-104.08734,21.18963],[-104.0876,21.18921]]}}
Línea 115.0 kV | LineString | 115.0 kV | 1 |  |  | CFE |  |  |  |  | OpenStreetMap | {"type":"Feature","properties":{},"geometry":{"type":"LineString","coordinates":[[-104.08748,21.18964],[-104.0876,21.18921]]}}
Línea 115.0 kV | LineString | 115.0 kV | 1 |  |  | CFE |  |  |  |  | OpenStreetMap | {"type":"Feature","properties":{},"geometry":{"type":"LineString","coordinates":[[-104.07936,21.00112],[-104.07908,21.00007],[-104.0776,20.99873],[-104.07533,20.9966],[-104.06942,20.99133],[-104.06643,20.98851],[-104.0645,20.98677],[-104.06117,20.98371],[-104.05834,20.98117],[-104.0564,20.97935],[-104.05398,20.97717],[-104.05108,20.97452],[-104.04803,20.97175],[-104.04548,20.96943],[-104.04272,20.96688],[-104.03988,20.96431],[-104.03715,20.96183],[-104.0343,20.95923],[-104.03148,20.95664],[-104.0288,20.9542],[-104.02609,20.95174],[-104.02326,20.94916],[-104.02017,20.94634],[-104.01714,20.94357],[-104.01438,20.94105],[-104.01168,20.93858],[-104.00892,20.93606],[-104.00615,20.93354],[-104.0034,20.93103],[-104.00062,20.92849],[-103.99576,20.92405],[-103.98815,20.91712],[-103.98672,20.91581],[-103.9834,20.91278],[-103.98008,20.91253],[-103.9733,20.91201],[-103.96898,20.91167],[-103.96488,20.91136],[-103.96112,20.91106],[-103.95729,20.91077],[-103.95345,20.91047],[-103.94996,20.91019],[-103.94598,20.90988],[-103.94555,20.91004],[-103.9454,20.91068],[-103.9456,20.91069]]}}
Línea 115.0 kV | LineString | 115.0 kV | 2 |  |  | CFE |  |  |  |  | OpenStreetMap | {"type":"Feature","properties":{},"geometry":{"type":"LineString","coordinates":[[-104.0876,21.18921],[-104.08899,21.18324],[-104.08576,21.17983],[-104.08554,21.17881],[-104.08402,21.17289],[-104.08437,21.17165],[-104.08416,21.17076],[-104.08362,21.16758],[-104.08301,21.16423],[-104.08279,21.16148],[-104.08205,21.15841],[-104.08135,21.15443],[-104.08049,21.14953],[-104.07982,21.1457],[-104.07955,21.14406],[-104.07911,21.1411],[-104.07779,21.13375],[-104.07745,21.1321],[-104.07813,21.12753],[-104.07881,21.12305],[-104.07921,21.12045],[-104.07973,21.11682],[-104.08047,21.11198],[-104.08073,21.11039],[-104.07915,21.10718],[-104.07791,21.10474],[-104.0765,21.1019],[-104.07461,21.09807],[-104.07199,21.09288],[-104.07027,21.08921],[-104.06835,21.08541],[-104.06815,21.08235],[-104.06788,21.07805],[-104.06759,21.07376],[-104.06739,21.07056],[-104.06714,21.067],[-104.06695,21.06412],[-104.06674,21.06093],[-104.06628,21.05882],[-104.06563,21.05567],[-104.06465,21.05125],[-104.06403,21.04835],[-104.06328,21.0448],[-104.06266,21.04193],[-104.06487,21.03652],[-104.06609,21.03337],[-104.06718,21.03065],[-104.06795,21.0288],[-104.06889,21.02646],[-104.07017,21.02332],[-104.0708,21.02182],[-104.07175,21.01944],[-104.07255,21.01749],[-104.07346,21.0152],[-104.07503,21.01138],[-104.07647,21.00781],[-104.0775,21.00526],[-104.07936,21.00112]]}}
Línea 115.0 kV | LineString | 115.0 kV | 1 |  |  | CFE |  |  |  |  | OpenStreetMap | {"type":"Feature","properties":{},"geometry":{"type":"LineString","coordinates":[[-112.20805,30.71248],[-112.20818,30.71331]]}}
Línea 115.0 kV | LineString | 115.0 kV | 1 |  |  | CFE |  |  |  |  | OpenStreetMap | {"type":"Feature","properties":{},"geometry":{"type":"LineString","coordinates":[[-112.20794,30.7125],[-112.20818,30.71331]]}}
Línea 115.0 kV | LineString | 115.0 kV | 1 |  |  | CFE |  |  |  |  | OpenStreetMap | {"type":"Feature","properties":{},"geometry":{"type":"LineString","coordinates":[[-99.66574,25.60174],[-99.66563,25.60159]]}}
Línea 115.0 kV | LineString | 115.0 kV | 1 |  |  | CFE |  |  |  |  | OpenStreetMap | {"type":"Feature","properties":{},"geometry":{"type":"LineString","coordinates":[[-99.66574,25.60174],[-99.66575,25.60155]]}}
Línea 115.0 kV | LineString | 115.0 kV | 2 |  |  | CFE |  |  |  |  | OpenStreetMap | {"type":"Feature","properties":{},"geometry":{"type":"LineString","coordinates":[[-99.66574,25.60174],[-99.66681,25.60415],[-99.66787,25.60658],[-99.66805,25.60693]]}}
Línea 115.0 kV | LineString | 115.0 kV | 1 |  |  | CFE |  |  |  |  | OpenStreetMap | {"type":"Feature","properties":{},"geometry":{"type":"LineString","coordinates":[[-100.06766,25.56484],[-100.06721,25.56449]]}}
Línea 115.0 kV | LineString | 115.0 kV | 2 |  |  | CFE |  |  |  |  | OpenStreetMap | {"type":"Feature","properties":{},"geometry":{"type":"LineString","coordinates":[[-100.06766,25.56484],[-100.06862,25.5654]]}}
Línea 115.0 kV | LineString | 115.0 kV | 2 |  |  | CFE |  |  |  |  | OpenStreetMap | {"type":"Feature","properties":{},"geometry":{"type":"LineString","coordinates":[[-102.17317,17.98335],[-102.17432,17.98198],[-102.17574,17.9803],[-102.17737,17.97864],[-102.17899,17.97698],[-102.18113,17.97572]]}}
Línea 115.0 kV | LineString | 115.0 kV | 1 |  |  | Comisión Federal de Electricidad |  |  |  |  | OpenStreetMap | {"type":"Feature","properties":{},"geometry":{"type":"LineString","coordinates":[[-96.73709,18.82391],[-96.73778,18.82396],[-96.74011,18.82456],[-96.74329,18.82517],[-96.74629,18.82712],[-96.74993,18.82946],[-96.753,18.83143],[-96.7558,18.83322],[-96.75868,18.83508],[-96.76123,18.83672],[-96.76212,18.8373],[-96.76369,18.83831],[-96.7663,18.83996],[-96.76865,18.84152],[-96.7711,18.84209],[-96.77431,18.84289],[-96.77729,18.84364],[-96.78085,18.84457],[-96.78375,18.8457],[-96.78693,18.84703],[-96.78977,18.84812],[-96.79257,18.84931],[-96.79552,18.85051],[-96.79837,18.85164],[-96.80129,18.85283],[-96.8045,18.85418],[-96.8074,18.85534]]}}
Línea 115.0 kV | LineString | 115.0 kV | 1 |  |  | Comisión Federal de Electricidad |  |  |  |  | OpenStreetMap | {"type":"Feature","properties":{},"geometry":{"type":"LineString","coordinates":[[-96.79969,18.88922],[-96.79971,18.8893],[-96.79982,18.8893],[-96.7996,18.88867],[-96.80069,18.88782],[-96.80167,18.88708],[-96.80165,18.88565],[-96.80159,18.88253],[-96.80151,18.87902],[-96.80147,18.87625],[-96.80301,18.87077],[-96.80373,18.86819],[-96.80441,18.86587],[-96.80511,18.86341],[-96.80586,18.86075],[-96.80672,18.85771],[-96.80735,18.8555],[-96.8074,18.85534]]}}
Línea 115.0 kV | LineString | 115.0 kV | 1 |  |  | CFE |  |  |  |  | OpenStreetMap | {"type":"Feature","properties":{},"geometry":{"type":"LineString","coordinates":[[-96.35153,18.2177],[-96.35133,18.21741]]}}
Línea 115.0 kV | LineString | 115.0 kV | 1 |  |  | CFE |  |  |  |  | OpenStreetMap | {"type":"Feature","properties":{},"geometry":{"type":"LineString","coordinates":[[-96.35133,18.21741],[-96.35159,18.21765]]}}
Línea 115.0 kV | LineString | 115.0 kV | 2 |  |  | CFE |  |  |  |  | OpenStreetMap | {"type":"Feature","properties":{},"geometry":{"type":"LineString","coordinates":[[-96.26164,18.35406],[-96.26186,18.35379],[-96.26076,18.35237],[-96.25979,18.35328],[-96.25837,18.35443],[-96.25622,18.35616],[-96.25659,18.35892],[-96.25697,18.36177],[-96.25726,18.36426],[-96.25771,18.36711],[-96.25801,18.36959],[-96.25839,18.37225],[-96.25882,18.37523],[-96.25911,18.37759],[-96.25946,18.38012],[-96.25981,18.38296],[-96.26022,18.3857],[-96.26052,18.38817],[-96.26092,18.39115],[-96.26133,18.39398],[-96.26166,18.39648],[-96.26202,18.39934],[-96.26237,18.4017],[-96.26268,18.4041],[-96.26305,18.40676],[-96.26345,18.40951],[-96.26381,18.41203],[-96.26414,18.41489],[-96.26444,18.41724],[-96.26475,18.41981],[-96.26513,18.42251],[-96.26551,18.42536],[-96.26589,18.42822],[-96.26629,18.43085],[-96.26664,18.43347]]}}
Línea 115.0 kV | LineString | 115.0 kV | 2 |  |  | CFE |  |  |  |  | OpenStreetMap | {"type":"Feature","properties":{},"geometry":{"type":"LineString","coordinates":[[-96.09507,18.17509],[-96.0935,18.17477]]}}
Línea 115.0 kV | LineString | 115.0 kV | 1 |  |  | CFE |  |  |  |  | OpenStreetMap | {"type":"Feature","properties":{},"geometry":{"type":"LineString","coordinates":[[-96.23533,19.15128],[-96.23581,19.15104]]}}
Línea 115.0 kV | LineString | 115.0 kV | 1 |  |  | CFE |  |  |  |  | OpenStreetMap | {"type":"Feature","properties":{},"geometry":{"type":"LineString","coordinates":[[-96.23561,19.15124],[-96.23537,19.15137]]}}
Línea 115.0 kV | LineString | 115.0 kV |  |  |  | Comisión Federal de Electricidad |  |  |  |  | OpenStreetMap | {"type":"Feature","properties":{},"geometry":{"type":"LineString","coordinates":[[-89.71628,20.9151],[-89.71705,20.91614],[-89.71806,20.91748],[-89.71799,20.91762]]}}
Línea 115.0 kV | LineString | 115.0 kV | 1 |  |  | CFE |  |  |  |  | OpenStreetMap | {"type":"Feature","properties":{},"geometry":{"type":"LineString","coordinates":[[-95.06973,16.80261],[-95.06962,16.8031],[-95.06948,16.80369],[-95.06933,16.80484],[-95.06932,16.80624],[-95.06889,16.80737],[-95.06852,16.80786],[-95.06127,16.81703],[-95.03053,16.87356]]}}
Línea 115.0 kV | LineString | 115.0 kV | 1 |  |  | Comisión Federal de Electricidad |  |  |  |  | OpenStreetMap | {"type":"Feature","properties":{},"geometry":{"type":"LineString","coordinates":[[-100.11329,25.63779],[-100.113,25.6377]]}}
Línea 115.0 kV | LineString | 115.0 kV | 2 |  |  | Comisión Federal de Electricidad |  |  |  |  | OpenStreetMap | {"type":"Feature","properties":{},"geometry":{"type":"LineString","coordinates":[[-100.10996,25.65262],[-100.11015,25.65213]]}}
Línea 115.0 kV | LineString | 115.0 kV | 2 |  |  | Comisión Federal de Electricidad |  |  |  |  | OpenStreetMap | {"type":"Feature","properties":{},"geometry":{"type":"LineString","coordinates":[[-100.1371,25.63548],[-100.13648,25.63577],[-100.13439,25.63662],[-100.13145,25.63782],[-100.12867,25.63894],[-100.12534,25.64029],[-100.12242,25.63968],[-100.11917,25.63901],[-100.11616,25.63838],[-100.11329,25.63779]]}}
Línea 115.0 kV | LineString | 115.0 kV | 2 |  |  | Comisión Federal de Electricidad |  |  |  |  | OpenStreetMap | {"type":"Feature","properties":{},"geometry":{"type":"LineString","coordinates":[[-100.113,25.6377],[-100.11241,25.64057],[-100.11169,25.64409],[-100.111,25.64735],[-100.11074,25.64811]]}}
Línea 115.0 kV | LineString | 115.0 kV | 2 |  |  | Comisión Federal de Electricidad |  |  |  |  | OpenStreetMap | {"type":"Feature","properties":{},"geometry":{"type":"LineString","coordinates":[[-100.14069,25.58917],[-100.14083,25.58909],[-100.14329,25.58776],[-100.14593,25.58634],[-100.14751,25.5855]]}}
Línea 115.0 kV | LineString | 115.0 kV | 2 |  |  | Comisión Federal de Electricidad |  |  |  |  | OpenStreetMap | {"type":"Feature","properties":{},"geometry":{"type":"LineString","coordinates":[[-100.10268,25.45247],[-100.102,25.45513],[-100.10125,25.45993],[-100.10087,25.46256],[-100.10035,25.46589],[-100.10001,25.46803],[-100.09964,25.47056],[-100.09921,25.47351],[-100.09835,25.47764],[-100.09762,25.48117],[-100.09675,25.48529],[-100.09593,25.48923],[-100.09512,25.4931],[-100.09632,25.49648],[-100.0977,25.50031],[-100.09891,25.50369],[-100.0999,25.50644],[-100.10088,25.50917],[-100.10204,25.51238],[-100.10316,25.51551],[-100.10434,25.51882],[-100.10513,25.52101],[-100.10608,25.52364],[-100.10724,25.52686],[-100.1086,25.53067],[-100.10982,25.53405],[-100.11092,25.5371],[-100.11216,25.54056],[-100.11334,25.54383],[-100.11437,25.54672],[-100.11483,25.54911],[-100.11603,25.55309],[-100.1168,25.55608],[-100.11762,25.55923],[-100.11853,25.56274],[-100.11947,25.56641],[-100.12032,25.56966],[-100.12115,25.57283],[-100.12198,25.57603],[-100.12267,25.57901],[-100.12581,25.58079],[-100.12841,25.58225],[-100.13116,25.58381],[-100.13429,25.58555],[-100.13739,25.58729],[-100.14069,25.58917]]}}
Línea 115.0 kV | LineString | 115.0 kV | 1 |  |  | Comisión Federal de Electricidad |  |  |  |  | OpenStreetMap | {"type":"Feature","properties":{},"geometry":{"type":"LineString","coordinates":[[-96.91376,19.43044],[-96.91414,19.43061]]}}
Línea 115.0 kV | LineString | 115.0 kV | 1 |  |  | Comisión Federal de Electricidad |  |  |  |  | OpenStreetMap | {"type":"Feature","properties":{},"geometry":{"type":"LineString","coordinates":[[-96.91409,19.43069],[-96.91376,19.43044]]}}
Línea 115.0 kV | LineString | 115.0 kV | 1 |  |  | Comisión Federal de Electricidad |  |  |  |  | OpenStreetMap | {"type":"Feature","properties":{},"geometry":{"type":"LineString","coordinates":[[-87.51749,20.19736],[-87.5171,20.19697]]}}
Línea 115.0 kV | LineString | 115.0 kV | 1 |  |  | Comisión Federal de Electricidad |  |  |  |  | OpenStreetMap | {"type":"Feature","properties":{},"geometry":{"type":"LineString","coordinates":[[-87.51741,20.19741],[-87.5171,20.19697]]}}
Línea 115.0 kV | LineString | 115.0 kV | 2 |  |  | Comisión Federal de Electricidad |  |  |  |  | OpenStreetMap | {"type":"Feature","properties":{},"geometry":{"type":"LineString","coordinates":[[-87.5171,20.19697],[-87.51647,20.19598],[-87.51584,20.19497],[-87.51521,20.19397],[-87.51447,20.19437],[-87.51373,20.19476],[-87.51269,20.19526],[-87.51189,20.19559],[-87.51111,20.19588],[-87.51029,20.19612],[-87.50947,20.19639],[-87.50865,20.19665],[-87.50784,20.19692],[-87.50694,20.1972],[-87.50598,20.1975],[-87.50506,20.19779],[-87.50415,20.19808],[-87.50325,20.19836],[-87.50233,20.19867],[-87.50141,20.19896],[-87.5005,20.19925],[-87.50091,20.20037],[-87.50208,20.20364],[-87.50322,20.20676],[-87.50436,20.20988],[-87.5055,20.21299],[-87.50657,20.21593],[-87.50764,20.21885],[-87.50888,20.22224],[-87.50939,20.22369],[-87.51073,20.22731],[-87.51183,20.23035],[-87.51231,20.2316],[-87.51239,20.23234],[-87.51239,20.23318],[-87.5123,20.23377],[-87.51211,20.23439],[-87.5119,20.23489],[-87.5115,20.23549],[-87.51091,20.23612],[-87.5105,20.23649],[-87.50972,20.23702],[-87.50904,20.23739],[-87.50831,20.23768],[-87.50699,20.23808],[-87.50698,20.24048],[-87.50698,20.24284],[-87.50696,20.24543],[-87.50538,20.24687],[-87.50353,20.24856],[-87.50142,20.25048],[-87.49874,20.2523],[-87.49685,20.25359],[-87.49455,20.25513],[-87.49205,20.2568],[-87.48925,20.25889],[-87.48698,20.26058],[-87.48637,20.26021],[-87.48639,20.25708],[-87.48643,20.25412],[-87.48563,20.25358],[-87.48291,20.25482],[-87.47985,20.25622],[-87.47677,20.25764],[-87.47426,20.25879],[-87.47246,20.25962],[-87.47211,20.25944],[-87.47174,20.25926]]}}
Línea 115.0 kV | LineString | 115.0 kV | 4 |  |  | Comisión Federal de Electricidad |  |  |  |  | OpenStreetMap | {"type":"Feature","properties":{},"geometry":{"type":"LineString","coordinates":[[-88.57232,19.60051],[-88.57332,19.60087]]}}
Línea 115.0 kV | LineString | 115.0 kV | 1 |  |  | Comisión Federal de Electricidad |  |  |  |  | OpenStreetMap | {"type":"Feature","properties":{},"geometry":{"type":"LineString","coordinates":[[-88.57232,19.60051],[-88.57238,19.60077],[-88.57143,19.60173],[-88.57266,19.60336],[-88.57409,19.60518],[-88.57359,19.60712],[-88.57255,19.61064],[-88.57206,19.61089]]}}
Línea 115.0 kV | LineString | 115.0 kV | 1 |  |  | CFE |  |  |  |  | OpenStreetMap | {"type":"Feature","properties":{},"geometry":{"type":"LineString","coordinates":[[-100.23584,20.5365],[-100.23556,20.53647],[-100.23547,20.53615]]}}
Línea 115.0 kV | LineString | 115.0 kV | 1 |  |  | CFE |  |  |  |  | OpenStreetMap | {"type":"Feature","properties":{},"geometry":{"type":"LineString","coordinates":[[-100.23584,20.5365],[-100.23572,20.53608]]}}
Línea 115.0 kV | LineString | 115.0 kV | 1 |  |  | CFE |  |  |  |  | OpenStreetMap | {"type":"Feature","properties":{},"geometry":{"type":"LineString","coordinates":[[-100.2536,20.52752],[-100.25347,20.52772]]}}
Línea 115.0 kV | LineString | 115.0 kV | 1 |  |  | CFE |  |  |  |  | OpenStreetMap | {"type":"Feature","properties":{},"geometry":{"type":"LineString","coordinates":[[-100.25347,20.52772],[-100.25349,20.52749]]}}
Línea 115.0 kV | LineString | 115.0 kV | 1 |  |  | CFE |  |  |  |  | OpenStreetMap | {"type":"Feature","properties":{},"geometry":{"type":"LineString","coordinates":[[-100.2385,20.53499],[-100.23848,20.53491]]}}
Línea 115.0 kV | LineString | 115.0 kV | 1 |  |  | CFE |  |  |  |  | OpenStreetMap | {"type":"Feature","properties":{},"geometry":{"type":"LineString","coordinates":[[-100.23848,20.53491],[-100.2389,20.53478]]}}
Línea 115.0 kV | LineString | 115.0 kV | 1 |  |  | CFE |  |  |  |  | OpenStreetMap | {"type":"Feature","properties":{},"geometry":{"type":"LineString","coordinates":[[-100.23893,20.53487],[-100.2385,20.53499]]}}
Línea 115.0 kV | LineString | 115.0 kV | 2 |  |  | CFE |  |  |  |  | OpenStreetMap | {"type":"Feature","properties":{},"geometry":{"type":"LineString","coordinates":[[-100.2385,20.53499],[-100.23874,20.53574],[-100.23815,20.53619],[-100.23749,20.53665],[-100.23641,20.53653],[-100.23584,20.5365]]}}
Línea 115.0 kV | LineString | 115.0 kV | 2 |  |  | CFE |  |  |  |  | OpenStreetMap | {"type":"Feature","properties":{},"geometry":{"type":"LineString","coordinates":[[-100.25347,20.52772],[-100.25258,20.52832],[-100.25136,20.52823],[-100.25047,20.52812],[-100.24952,20.52799],[-100.24857,20.52786],[-100.24762,20.52773],[-100.24667,20.5276],[-100.24592,20.5275],[-100.24513,20.5274],[-100.24499,20.52833],[-100.24481,20.52943],[-100.24469,20.53029],[-100.24452,20.53129],[-100.24433,20.53219],[-100.24418,20.53333],[-100.24328,20.53322],[-100.24258,20.53315],[-100.24162,20.53303],[-100.24064,20.53292],[-100.23966,20.53285],[-100.23873,20.53273],[-100.23788,20.53261],[-100.23769,20.53283],[-100.23812,20.53395],[-100.23848,20.53491]]}}
Línea 115.0 kV | LineString | 115.0 kV | 1 |  |  | CFE |  |  |  |  | OpenStreetMap | {"type":"Feature","properties":{},"geometry":{"type":"LineString","coordinates":[[-100.23223,20.66085],[-100.23195,20.66014]]}}
Línea 115.0 kV | LineString | 115.0 kV | 1 |  |  | CFE |  |  |  |  | OpenStreetMap | {"type":"Feature","properties":{},"geometry":{"type":"LineString","coordinates":[[-100.23223,20.66085],[-100.23185,20.66018]]}}
Línea 115.0 kV | LineString | 115.0 kV | 1 |  |  | CFE |  |  |  |  | OpenStreetMap | {"type":"Feature","properties":{},"geometry":{"type":"LineString","coordinates":[[-106.36118,31.66369],[-106.36187,31.66398],[-106.36169,31.6646],[-106.36203,31.6645],[-106.36271,31.66429],[-106.36283,31.66426],[-106.36359,31.66403],[-106.36427,31.66381],[-106.36453,31.66441],[-106.36478,31.66501],[-106.36508,31.66571],[-106.36538,31.66637],[-106.3657,31.6671],[-106.36603,31.66784],[-106.36642,31.66871],[-106.36684,31.66966],[-106.36731,31.67071],[-106.3678,31.67181],[-106.36829,31.67288],[-106.36871,31.67385],[-106.36915,31.67484],[-106.3696,31.67585],[-106.37005,31.67685],[-106.37074,31.67839]]}}
Línea 115.0 kV | LineString | 115.0 kV | 1 |  |  | CFE |  |  |  |  | OpenStreetMap | {"type":"Feature","properties":{},"geometry":{"type":"LineString","coordinates":[[-95.0487,17.2093],[-95.04916,17.20935],[-95.05041,17.20977],[-95.05287,17.21059],[-95.05538,17.21139]]}}
Línea 115.0 kV | LineString | 115.0 kV | 1 |  |  | CFE |  |  |  |  | OpenStreetMap | {"type":"Feature","properties":{},"geometry":{"type":"LineString","coordinates":[[-86.88414,20.98645],[-86.88346,20.98497],[-86.8832,20.9851],[-86.88244,20.98532]]}}
Línea 115.0 kV | LineString | 115.0 kV | 2 |  |  | CFE |  |  |  |  | OpenStreetMap | {"type":"Feature","properties":{},"geometry":{"type":"LineString","coordinates":[[-100.40503,20.90229],[-100.40537,20.90231],[-100.40587,20.90294],[-100.40714,20.90314],[-100.40753,20.90299]]}}
Línea 115.0 kV | LineString | 115.0 kV |  |  |  | CFE |  |  |  |  | OpenStreetMap | {"type":"Feature","properties":{},"geometry":{"type":"LineString","coordinates":[[-110.96022,31.31083],[-110.96023,31.31098]]}}
Línea 115.0 kV | LineString | 115.0 kV |  |  |  | CFE |  |  |  |  | OpenStreetMap | {"type":"Feature","properties":{},"geometry":{"type":"LineString","coordinates":[[-110.96027,31.3112],[-110.96001,31.31138]]}}
Línea 115.0 kV | LineString | 115.0 kV |  |  |  | CFE |  |  |  |  | OpenStreetMap | {"type":"Feature","properties":{},"geometry":{"type":"LineString","coordinates":[[-110.96042,31.31121],[-110.96038,31.31124],[-110.96033,31.31127]]}}
Línea 115.0 kV | LineString | 115.0 kV |  |  |  | CFE |  |  |  |  | OpenStreetMap | {"type":"Feature","properties":{},"geometry":{"type":"LineString","coordinates":[[-110.96029,31.31106],[-110.96058,31.31093]]}}
Línea 115.0 kV | LineString | 115.0 kV |  |  |  | CFE |  |  |  |  | OpenStreetMap | {"type":"Feature","properties":{},"geometry":{"type":"LineString","coordinates":[[-110.96023,31.31098],[-110.96017,31.31102],[-110.96011,31.31105]]}}
Línea 115.0 kV | LineString | 115.0 kV |  |  |  | CFE |  |  |  |  | OpenStreetMap | {"type":"Feature","properties":{},"geometry":{"type":"LineString","coordinates":[[-110.96019,31.31113],[-110.96024,31.3111],[-110.96029,31.31106]]}}
Línea 115.0 kV | LineString | 115.0 kV |  |  |  | CFE |  |  |  |  | OpenStreetMap | {"type":"Feature","properties":{},"geometry":{"type":"LineString","coordinates":[[-110.96164,31.31042],[-110.96087,31.31098],[-110.96042,31.31121]]}}
Línea 115.0 kV | LineString | 115.0 kV | 2 |  |  | CFE |  |  |  |  | OpenStreetMap | {"type":"Feature","properties":{},"geometry":{"type":"LineString","coordinates":[[-110.96058,31.31093],[-110.96164,31.31042]]}}
Línea 115.0 kV | LineString | 115.0 kV | 1 |  |  | CFE |  |  |  |  | OpenStreetMap | {"type":"Feature","properties":{},"geometry":{"type":"LineString","coordinates":[[-110.96037,31.31113],[-110.96058,31.31093]]}}
Línea 115.0 kV | LineString | 115.0 kV |  |  |  | CFE |  |  |  |  | OpenStreetMap | {"type":"Feature","properties":{},"geometry":{"type":"LineString","coordinates":[[-110.96037,31.31113],[-110.96031,31.31117],[-110.96027,31.3112]]}}
Línea 115.0 kV | LineString | 115.0 kV |  |  |  | CFE |  |  |  |  | OpenStreetMap | {"type":"Feature","properties":{},"geometry":{"type":"LineString","coordinates":[[-110.95992,31.31129],[-110.96019,31.31113]]}}
Línea 115.0 kV | LineString | 115.0 kV |  |  |  | CFE |  |  |  |  | OpenStreetMap | {"type":"Feature","properties":{},"geometry":{"type":"LineString","coordinates":[[-110.96013,31.31098],[-110.96017,31.31102],[-110.96024,31.3111],[-110.96031,31.31117],[-110.96038,31.31124],[-110.96041,31.31128]]}}
Línea 115.0 kV | LineString | 115.0 kV |  |  |  | CFE |  |  |  |  | OpenStreetMap | {"type":"Feature","properties":{},"geometry":{"type":"LineString","coordinates":[[-104.7187,21.18663],[-104.71495,21.18846],[-104.7123,21.18803],[-104.70929,21.18753],[-104.70668,21.18716],[-104.70423,21.18672],[-104.69829,21.18581],[-104.69551,21.18524],[-104.6901,21.18445],[-104.68623,21.18387],[-104.68228,21.18327],[-104.6786,21.18269],[-104.67476,21.18257],[-104.67194,21.18252],[-104.66744,21.18246],[-104.66461,21.18241],[-104.6617,21.18236],[-104.65872,21.18233],[-104.65641,21.1841],[-104.65398,21.18594],[-104.6521,21.18742],[-104.64935,21.18949],[-104.64611,21.1919],[-104.64447,21.19411],[-104.6428,21.19446],[-104.64127,21.19735],[-104.63963,21.20041],[-104.63841,21.20103]]}}
Línea 115.0 kV | LineString | 115.0 kV |  |  |  | CFE |  |  |  |  | OpenStreetMap | {"type":"Feature","properties":{},"geometry":{"type":"LineString","coordinates":[[-109.81859,23.01982],[-109.8185,23.01979],[-109.81837,23.01974],[-109.81818,23.01968],[-109.81802,23.01962],[-109.81797,23.0196]]}}
Línea 115.0 kV | LineString | 115.0 kV |  |  |  | CFE |  |  |  |  | OpenStreetMap | {"type":"Feature","properties":{},"geometry":{"type":"LineString","coordinates":[[-109.81821,23.02014],[-109.81837,23.01974]]}}
Línea 115.0 kV | LineString | 115.0 kV |  |  |  | CFE |  |  |  |  | OpenStreetMap | {"type":"Feature","properties":{},"geometry":{"type":"LineString","coordinates":[[-109.81785,23.02002],[-109.81802,23.01962]]}}
Línea 115.0 kV | LineString | 115.0 kV | 1 |  |  | CFE |  |  |  |  | OpenStreetMap | {"type":"Feature","properties":{},"geometry":{"type":"LineString","coordinates":[[-100.31168,25.89567],[-100.31181,25.896]]}}
Línea 115.0 kV | LineString | 115.0 kV | 1 |  |  | CFE |  |  |  |  | OpenStreetMap | {"type":"Feature","properties":{},"geometry":{"type":"LineString","coordinates":[[-100.31168,25.89567],[-100.31192,25.89595]]}}
Línea 115.0 kV | LineString | 115.0 kV | 2 |  |  | CFE |  |  |  |  | OpenStreetMap | {"type":"Feature","properties":{},"geometry":{"type":"LineString","coordinates":[[-100.31168,25.89567],[-100.31084,25.89603],[-100.30982,25.89656],[-100.30878,25.89706],[-100.30775,25.89756],[-100.3067,25.89807],[-100.30567,25.89857],[-100.30451,25.89914],[-100.30373,25.89952],[-100.30259,25.90008],[-100.30153,25.9006],[-100.30049,25.9011],[-100.29945,25.90161],[-100.29842,25.90212],[-100.29738,25.90263],[-100.29634,25.90313],[-100.29531,25.90365],[-100.29428,25.90415],[-100.29323,25.90465],[-100.29222,25.90515],[-100.29162,25.90545]]}}
Línea 115.0 kV | LineString | 115.0 kV | 1 |  |  | CFE |  |  |  |  | OpenStreetMap | {"type":"Feature","properties":{},"geometry":{"type":"LineString","coordinates":[[-100.22832,20.6193],[-100.22824,20.61973]]}}
Línea 115.0 kV | LineString | 115.0 kV | 1 |  |  | CFE |  |  |  |  | OpenStreetMap | {"type":"Feature","properties":{},"geometry":{"type":"LineString","coordinates":[[-100.22131,20.61765],[-100.21982,20.61729]]}}
Línea 115.0 kV | LineString | 115.0 kV | 1 |  |  | CFE |  |  |  |  | OpenStreetMap | {"type":"Feature","properties":{},"geometry":{"type":"LineString","coordinates":[[-100.22832,20.6193],[-100.22725,20.61905],[-100.22615,20.6188],[-100.22496,20.61852],[-100.22377,20.61823],[-100.22257,20.61795],[-100.22131,20.61765]]}}
Línea 115.0 kV | LineString | 115.0 kV | 1 |  |  | CFE |  |  |  |  | OpenStreetMap | {"type":"Feature","properties":{},"geometry":{"type":"LineString","coordinates":[[-100.21982,20.61729],[-100.21861,20.61702],[-100.21731,20.61671],[-100.21601,20.61641],[-100.2147,20.61609],[-100.2134,20.61579],[-100.21213,20.61548],[-100.21106,20.61522],[-100.21015,20.61496],[-100.20966,20.6148],[-100.20899,20.61455],[-100.20812,20.61421],[-100.20736,20.61387],[-100.20637,20.61338],[-100.20569,20.61301],[-100.20474,20.61244],[-100.2037,20.61181],[-100.20271,20.61122],[-100.20179,20.61066],[-100.20065,20.60997],[-100.19959,20.60933],[-100.19853,20.60868],[-100.19742,20.608],[-100.19612,20.6073]]}}
Línea 115.0 kV | LineString | 115.0 kV |  |  |  | CFE |  |  |  |  | OpenStreetMap | {"type":"Feature","properties":{},"geometry":{"type":"LineString","coordinates":[[-106.6821,31.76803],[-106.68218,31.76859]]}}
Línea 115.0 kV | LineString | 115.0 kV |  |  |  | CFE |  |  |  |  | OpenStreetMap | {"type":"Feature","properties":{},"geometry":{"type":"LineString","coordinates":[[-106.68222,31.76804],[-106.68218,31.76859]]}}
Línea 115.0 kV | LineString | 115.0 kV | 1 |  |  | CFE |  |  |  |  | OpenStreetMap | {"type":"Feature","properties":{},"geometry":{"type":"LineString","coordinates":[[-106.6735,31.77914],[-106.67417,31.77882],[-106.67574,31.77862],[-106.67731,31.77868],[-106.6788,31.77881],[-106.6802,31.77843],[-106.68174,31.77843],[-106.68328,31.77842],[-106.68483,31.77843],[-106.68637,31.77842],[-106.68794,31.77843],[-106.68943,31.77843],[-106.68986,31.77843],[-106.68992,31.77843]]}}
Línea 115.0 kV | LineString | 115.0 kV |  |  |  | CFE |  |  |  |  | OpenStreetMap | {"type":"Feature","properties":{},"geometry":{"type":"LineString","coordinates":[[-106.09286,28.68618],[-106.0927,28.68631]]}}
Línea 115.0 kV | LineString | 115.0 kV |  |  |  | CFE |  |  |  |  | OpenStreetMap | {"type":"Feature","properties":{},"geometry":{"type":"LineString","coordinates":[[-106.09292,28.6863],[-106.0927,28.68631]]}}
Línea 115.0 kV | LineString | 115.0 kV |  |  |  | CFE |  |  |  |  | OpenStreetMap | {"type":"Feature","properties":{},"geometry":{"type":"LineString","coordinates":[[-106.0927,28.68631],[-106.09264,28.68634],[-106.09191,28.68667],[-106.09121,28.68701],[-106.0905,28.68736],[-106.08981,28.68772],[-106.08919,28.68803],[-106.08853,28.68821],[-106.08785,28.68839],[-106.08729,28.68852],[-106.08665,28.68866],[-106.08633,28.68779],[-106.0866,28.68753],[-106.08695,28.68744]]}}
Resurrección | Point | 115.0 kV |  |  |  | n/d | distribution |  |  |  | OpenStreetMap | {"type":"Feature","properties":{},"geometry":{"type":"Point","coordinates":[-98.18204,19.13163]}}
Contla | Point | 115.0 kV |  |  |  | Comisión Federal de Electricidad | distribution |  |  |  | OpenStreetMap | {"type":"Feature","properties":{},"geometry":{"type":"Point","coordinates":[-98.19292,19.19851]}}
Papalotla | Point | 115.0 kV |  |  |  | Comisión Federal de Electricidad | distribution |  |  |  | OpenStreetMap | {"type":"Feature","properties":{},"geometry":{"type":"Point","coordinates":[-98.22235,19.16365]}}
Subestación | Point | 115.0 kV |  |  |  | n/d | transmission |  |  |  | OpenStreetMap | {"type":"Feature","properties":{},"geometry":{"type":"Point","coordinates":[-116.62772,32.54185]}}
Subestación Puerto Peñasco | Point | 115.0 kV |  |  |  | Comisión Federal de Electricidad | distribution |  |  |  | OpenStreetMap | {"type":"Feature","properties":{},"geometry":{"type":"Point","coordinates":[-113.52097,31.31121]}}
Subestación | Point | 115.0 kV |  |  |  | n/d | transmission |  |  |  | OpenStreetMap | {"type":"Feature","properties":{},"geometry":{"type":"Point","coordinates":[-110.9718,29.11274]}}
Subestación | Point | 115.0 kV |  |  |  | Comisión Federal de Electricidad | transmission |  |  |  | OpenStreetMap | {"type":"Feature","properties":{},"geometry":{"type":"Point","coordinates":[-111.00419,29.14566]}}
Subestación Hermosillo Siete | Point | 115.0 kV |  |  |  | n/d | transmission |  |  |  | OpenStreetMap | {"type":"Feature","properties":{},"geometry":{"type":"Point","coordinates":[-110.91714,29.10891]}}
Subestación | Point | 115.0 kV |  |  |  | n/d | transmission |  |  |  | OpenStreetMap | {"type":"Feature","properties":{},"geometry":{"type":"Point","coordinates":[-106.41805,31.7501]}}
Subestación | Point | 115.0 kV |  |  |  | n/d | transmission |  |  |  | OpenStreetMap | {"type":"Feature","properties":{},"geometry":{"type":"Point","coordinates":[-106.43706,31.73131]}}
Santa Ana Chiautempan | Point | 115.0 kV |  |  |  | n/d | distribution |  |  |  | OpenStreetMap | {"type":"Feature","properties":{},"geometry":{"type":"Point","coordinates":[-98.20329,19.31563]}}
Panotla | Point | 115.0 kV |  |  |  | Comisión Federal de Electricidad |  |  |  |  | OpenStreetMap | {"type":"Feature","properties":{},"geometry":{"type":"Point","coordinates":[-98.2759,19.3219]}}
Atlihuetzian | Point | 115.0 kV |  |  |  | Comisión Federal de Electricidad | distribution |  |  |  | OpenStreetMap | {"type":"Feature","properties":{},"geometry":{"type":"Point","coordinates":[-98.19282,19.36551]}}
El conde | Point | 115.0 kV |  |  |  | Comisión Federal de Electricidad | distribution |  |  |  | OpenStreetMap | {"type":"Feature","properties":{},"geometry":{"type":"Point","coordinates":[-98.19194,19.08528]}}
San Martín | Point | 115.0 kV |  |  |  | Comisión Federal de Electricidad |  |  |  |  | OpenStreetMap | {"type":"Feature","properties":{},"geometry":{"type":"Point","coordinates":[-98.41146,19.29205]}}
Puebla 1 | Point | 115.0 kV |  |  |  | n/d | distribution |  |  |  | OpenStreetMap | {"type":"Feature","properties":{},"geometry":{"type":"Point","coordinates":[-98.20773,19.05901]}}
Atlixco | Point | 115.0 kV |  |  |  | Comisión Federal de Electricidad | distribution |  |  |  | OpenStreetMap | {"type":"Feature","properties":{},"geometry":{"type":"Point","coordinates":[-98.43063,18.87985]}}
Fuertes | Point | 115.0 kV |  |  |  | CFE | distribution |  |  |  | OpenStreetMap | {"type":"Feature","properties":{},"geometry":{"type":"Point","coordinates":[-98.17255,19.06171]}}
Río Blanco | Point | 115.0 kV |  |  |  | n/d | distribution |  |  |  | OpenStreetMap | {"type":"Feature","properties":{},"geometry":{"type":"Point","coordinates":[-97.13491,18.85122]}}
Santa Anita | Point | 115.0 kV |  |  |  | Comisión Federal de Electricidad | distribution |  |  |  | OpenStreetMap | {"type":"Feature","properties":{},"geometry":{"type":"Point","coordinates":[-98.13731,19.38364]}}
Subestación | Point | 115.0 kV |  |  |  | n/d | industrial |  |  |  | OpenStreetMap | {"type":"Feature","properties":{},"geometry":{"type":"Point","coordinates":[-98.39849,19.29752]}}
Subestación | Point | 115.0 kV |  |  |  | n/d | distribution |  |  |  | OpenStreetMap | {"type":"Feature","properties":{},"geometry":{"type":"Point","coordinates":[-113.29541,31.309]}}
Cebadas y maltas | Point | 115.0 kV |  |  |  | n/d |  |  |  |  | OpenStreetMap | {"type":"Feature","properties":{},"geometry":{"type":"Point","coordinates":[-98.5539,19.57616]}}
Subestación Calpulalpan | Point | 115.0 kV |  |  |  | Comisión Federal de Electricidad |  |  |  |  | OpenStreetMap | {"type":"Feature","properties":{},"geometry":{"type":"Point","coordinates":[-98.53876,19.58356]}}
Subestación | Point | 115.0 kV |  |  |  | n/d | industrial |  |  |  | OpenStreetMap | {"type":"Feature","properties":{},"geometry":{"type":"Point","coordinates":[-98.39356,19.30917]}}
Subestación | Point | 115.0 kV |  |  |  | n/d | industrial |  |  |  | OpenStreetMap | {"type":"Feature","properties":{},"geometry":{"type":"Point","coordinates":[-98.39583,19.30945]}}
Escamela | Point | 115.0 kV |  |  |  | n/d | distribution |  |  |  | OpenStreetMap | {"type":"Feature","properties":{},"geometry":{"type":"Point","coordinates":[-97.10391,18.88783]}}
Cardel | Point | 115.0 kV |  |  |  | Comisión Federal de Electricidad | distribution |  |  |  | OpenStreetMap | {"type":"Feature","properties":{},"geometry":{"type":"Point","coordinates":[-96.37901,19.38239]}}
Subestación | Point | 115.0 kV |  |  |  | n/d |  |  |  |  | OpenStreetMap | {"type":"Feature","properties":{},"geometry":{"type":"Point","coordinates":[-97.77778,18.8895]}}
Tecamachalco | Point | 115.0 kV |  |  |  | Comisión Federal de Electricidad | distribution |  |  |  | OpenStreetMap | {"type":"Feature","properties":{},"geometry":{"type":"Point","coordinates":[-97.71642,18.87498]}}
Porcelanite | Point | 115.0 kV |  |  |  | Porcelanite | industrial |  |  |  | OpenStreetMap | {"type":"Feature","properties":{},"geometry":{"type":"Point","coordinates":[-98.19329,19.29305]}}
Subestación | Point | 115.0 kV |  |  |  | n/d | industrial |  |  |  | OpenStreetMap | {"type":"Feature","properties":{},"geometry":{"type":"Point","coordinates":[-98.06176,19.39091]}}
Subestación | Point | 115.0 kV |  |  |  | n/d | industrial |  |  |  | OpenStreetMap | {"type":"Feature","properties":{},"geometry":{"type":"Point","coordinates":[-98.0643,19.39167]}}
Síntesis orgánicas | Point | 115.0 kV |  |  |  | n/d | industrial |  |  |  | OpenStreetMap | {"type":"Feature","properties":{},"geometry":{"type":"Point","coordinates":[-98.06569,19.39206]}}
Subestación | Point | 115.0 kV |  |  |  | n/d | distribution |  |  |  | OpenStreetMap | {"type":"Feature","properties":{},"geometry":{"type":"Point","coordinates":[-98.04795,19.48631]}}
Subestación | Point | 115.0 kV |  |  |  | n/d | industrial |  |  |  | OpenStreetMap | {"type":"Feature","properties":{},"geometry":{"type":"Point","coordinates":[-98.07412,19.39929]}}
Subestación | Point | 115.0 kV |  |  |  | n/d | distribution |  |  |  | OpenStreetMap | {"type":"Feature","properties":{},"geometry":{"type":"Point","coordinates":[-98.05086,19.48463]}}
Xicotencatl | Point | 115.0 kV |  |  |  | n/d | distribution |  |  |  | OpenStreetMap | {"type":"Feature","properties":{},"geometry":{"type":"Point","coordinates":[-98.0484,19.49958]}}
San Lorenzo distribución | Point | 115.0 kV |  |  |  | Comisión Federal de Electricidad | distribution |  |  |  | OpenStreetMap | {"type":"Feature","properties":{},"geometry":{"type":"Point","coordinates":[-98.24334,19.12578]}}
Huejotzingo | Point | 115.0 kV |  |  |  | Comisión Federal de Electricidad | distribution |  |  |  | OpenStreetMap | {"type":"Feature","properties":{},"geometry":{"type":"Point","coordinates":[-98.39483,19.18523]}}
Moon Palace | Point | 115.0 kV |  |  |  | n/d | distribution |  |  |  | OpenStreetMap | {"type":"Feature","properties":{},"geometry":{"type":"Point","coordinates":[-86.8828,20.9851]}}
Subestación Bonfil | Point | 115.0 kV |  |  |  | Comisión Federal de Electricidad | distribution |  |  |  | OpenStreetMap | {"type":"Feature","properties":{},"geometry":{"type":"Point","coordinates":[-86.86352,21.10009]}}
Subestación | Point | 115.0 kV |  |  |  | n/d | transmission |  |  |  | OpenStreetMap | {"type":"Feature","properties":{},"geometry":{"type":"Point","coordinates":[-116.86099,32.02395]}}
Subestación | Point | 115.0 kV |  |  |  | n/d | transmission |  |  |  | OpenStreetMap | {"type":"Feature","properties":{},"geometry":{"type":"Point","coordinates":[-116.87457,32.10028]}}
Los Mochis 1 | Point | 115.0 kV |  |  |  | n/d | distribution |  |  |  | OpenStreetMap | {"type":"Feature","properties":{},"geometry":{"type":"Point","coordinates":[-108.96722,25.77177]}}
Subestación Los Mochis Tres | Point | 115.0 kV |  |  |  | n/d | transmission |  |  |  | OpenStreetMap | {"type":"Feature","properties":{},"geometry":{"type":"Point","coordinates":[-108.99451,25.81787]}}
Subestación Mochis Las Villas | Point | 115.0 kV |  |  |  | n/d | transmission |  |  |  | OpenStreetMap | {"type":"Feature","properties":{},"geometry":{"type":"Point","coordinates":[-109.01816,25.76183]}}
Subestación | Point | 115.0 kV |  |  |  | n/d | distribution |  |  |  | OpenStreetMap | {"type":"Feature","properties":{},"geometry":{"type":"Point","coordinates":[-108.94926,25.8044]}}
Valsequillo | Point | 115.0 kV |  |  |  | n/d | distribution |  |  |  | OpenStreetMap | {"type":"Feature","properties":{},"geometry":{"type":"Point","coordinates":[-98.16001,18.95194]}}
Puebla 2000 | Point | 115.0 kV |  |  |  | n/d | distribution |  |  |  | OpenStreetMap | {"type":"Feature","properties":{},"geometry":{"type":"Point","coordinates":[-98.15138,19.06445]}}
Federal mogul pistones | Point | 115.0 kV |  |  |  | n/d | industrial |  |  |  | OpenStreetMap | {"type":"Feature","properties":{},"geometry":{"type":"Point","coordinates":[-98.1552,19.0644]}}
Oriente | Point | 115.0 kV |  |  |  | CFE | distribution |  |  |  | OpenStreetMap | {"type":"Feature","properties":{},"geometry":{"type":"Point","coordinates":[-98.14749,19.04042]}}
Tonantzintla | Point | 115.0 kV |  |  |  | n/d | distribution |  |  |  | OpenStreetMap | {"type":"Feature","properties":{},"geometry":{"type":"Point","coordinates":[-98.29831,19.02929]}}
Subestación | Point | 115.0 kV |  |  |  | n/d | industrial |  |  |  | OpenStreetMap | {"type":"Feature","properties":{},"geometry":{"type":"Point","coordinates":[-98.15549,19.07053]}}
Subestación | Point | 115.0 kV |  |  |  | n/d |  |  |  |  | OpenStreetMap | {"type":"Feature","properties":{},"geometry":{"type":"Point","coordinates":[-99.14866,18.88979]}}
Palmar de Bravo | Point | 115.0 kV |  |  |  | n/d | distribution |  |  |  | OpenStreetMap | {"type":"Feature","properties":{},"geometry":{"type":"Point","coordinates":[-97.54164,18.855]}}
Subestación Esperanza | Point | 115.0 kV |  |  |  | n/d | distribution |  |  |  | OpenStreetMap | {"type":"Feature","properties":{},"geometry":{"type":"Point","coordinates":[-97.40402,18.83865]}}
Tehuacán | Point | 115.0 kV |  |  |  | Comisión Federal de Electricidad | distribution |  |  |  | OpenStreetMap | {"type":"Feature","properties":{},"geometry":{"type":"Point","coordinates":[-97.40454,18.49883]}}
Acatzingo | Point | 115.0 kV |  |  |  | n/d | distribution |  |  |  | OpenStreetMap | {"type":"Feature","properties":{},"geometry":{"type":"Point","coordinates":[-97.7937,18.97035]}}
Volkswagen | Point | 115.0 kV |  |  |  | n/d | industrial |  |  |  | OpenStreetMap | {"type":"Feature","properties":{},"geometry":{"type":"Point","coordinates":[-98.24756,19.12218]}}
Almecatla | Point | 115.0 kV |  |  |  | n/d | distribution |  |  |  | OpenStreetMap | {"type":"Feature","properties":{},"geometry":{"type":"Point","coordinates":[-98.24288,19.11383]}}
Atlixcáyotl | Point | 115.0 kV |  |  |  | Comisión Federal de Electricidad | distribution |  |  |  | OpenStreetMap | {"type":"Feature","properties":{},"geometry":{"type":"Point","coordinates":[-98.24882,19.02167]}}
Guadalupe Anal co | Point | 115.0 kV |  |  |  | n/d | distribution |  |  |  | OpenStreetMap | {"type":"Feature","properties":{},"geometry":{"type":"Point","coordinates":[-98.17885,19.00056]}}
Subestación | Point | 115.0 kV |  |  |  | n/d |  |  |  |  | OpenStreetMap | {"type":"Feature","properties":{},"geometry":{"type":"Point","coordinates":[-98.65135,19.09583]}}
Tepeaca | Point | 115.0 kV |  |  |  | Comisión Federal de Electricidad | distribution |  |  |  | OpenStreetMap | {"type":"Feature","properties":{},"geometry":{"type":"Point","coordinates":[-97.91944,18.95184]}}
Krupp Metalúrgica | Point | 115.0 kV |  |  |  | n/d | industrial |  |  |  | OpenStreetMap | {"type":"Feature","properties":{},"geometry":{"type":"Point","coordinates":[-98.30376,19.17721]}}
Izúcar de Matamoros 1 | Point | 115.0 kV |  |  |  | Comisión Federal de Electricidad | distribution |  |  |  | OpenStreetMap | {"type":"Feature","properties":{},"geometry":{"type":"Point","coordinates":[-98.45369,18.58607]}}
Subestación | Point | 115.0 kV |  |  |  | n/d |  |  |  |  | OpenStreetMap | {"type":"Feature","properties":{},"geometry":{"type":"Point","coordinates":[-98.49023,18.59184]}}
Metepec | Point | 115.0 kV |  |  |  | n/d | distribution |  |  |  | OpenStreetMap | {"type":"Feature","properties":{},"geometry":{"type":"Point","coordinates":[-98.4568,18.91666]}}
Subestación | Point | 115.0 kV |  |  |  | n/d |  |  |  |  | OpenStreetMap | {"type":"Feature","properties":{},"geometry":{"type":"Point","coordinates":[-98.91186,18.74161]}}
Cuautla 2 | Point | 115.0 kV |  |  |  | Comisión Federal de Electricidad | distribution |  |  |  | OpenStreetMap | {"type":"Feature","properties":{},"geometry":{"type":"Point","coordinates":[-98.93184,18.8462]}}
Benito Juárez | Point | 115.0 kV |  |  |  | n/d | transmission |  |  |  | OpenStreetMap | {"type":"Feature","properties":{},"geometry":{"type":"Point","coordinates":[-96.16937,18.03412]}}
Tuxpango | Point | 115.0 kV |  |  |  | n/d | generation |  |  |  | OpenStreetMap | {"type":"Feature","properties":{},"geometry":{"type":"Point","coordinates":[-97.03296,18.83736]}}
CFE Orizaba | Point | 115.0 kV |  |  |  | Comisión Federal de Electricidad | distribution |  |  |  | OpenStreetMap | {"type":"Feature","properties":{},"geometry":{"type":"Point","coordinates":[-97.08524,18.83442]}}
Córdoba 1 | Point | 115.0 kV |  |  |  | Comisión Federal de Electricidad | distribution |  |  |  | OpenStreetMap | {"type":"Feature","properties":{},"geometry":{"type":"Point","coordinates":[-96.95243,18.88513]}}
Coatzintla | Point | 115.0 kV |  |  |  | n/d | distribution |  |  |  | OpenStreetMap | {"type":"Feature","properties":{},"geometry":{"type":"Point","coordinates":[-97.47877,20.5014]}}
Subestación Refinería | Point | 115.0 kV |  |  |  | n/d |  |  |  |  | OpenStreetMap | {"type":"Feature","properties":{},"geometry":{"type":"Point","coordinates":[-99.29063,20.05305]}}
Amozoc 2 | Point | 115.0 kV |  |  |  | n/d | distribution |  |  |  | OpenStreetMap | {"type":"Feature","properties":{},"geometry":{"type":"Point","coordinates":[-98.01557,19.06124]}}
Cuitláhuac | Point | 115.0 kV |  |  |  | n/d | distribution |  |  |  | OpenStreetMap | {"type":"Feature","properties":{},"geometry":{"type":"Point","coordinates":[-96.7368,18.82395]}}
Subestación | Point | 115.0 kV |  |  |  | n/d | transmission |  |  |  | OpenStreetMap | {"type":"Feature","properties":{},"geometry":{"type":"Point","coordinates":[-108.82469,25.76605]}}
Subestación | Point | 115.0 kV |  |  |  | n/d | transmission |  |  |  | OpenStreetMap | {"type":"Feature","properties":{},"geometry":{"type":"Point","coordinates":[-108.63311,25.66404]}}
Las Brisas | Point | 115.0 kV |  |  |  | Comisión Federal de Electricidad | distribution |  |  |  | OpenStreetMap | {"type":"Feature","properties":{},"geometry":{"type":"Point","coordinates":[-96.19471,19.19989]}}
Infonavit | Point | 115.0 kV |  |  |  | n/d | distribution |  |  |  | OpenStreetMap | {"type":"Feature","properties":{},"geometry":{"type":"Point","coordinates":[-96.16281,19.19559]}}
Veracruz 1 | Point | 115.0 kV |  |  |  | n/d | distribution |  |  |  | OpenStreetMap | {"type":"Feature","properties":{},"geometry":{"type":"Point","coordinates":[-96.13585,19.15897]}}
Concordia | Point | 115.0 kV |  |  |  | n/d | distribution |  |  |  | OpenStreetMap | {"type":"Feature","properties":{},"geometry":{"type":"Point","coordinates":[-91.82359,18.63484]}}
Subestación Refinería Lázaro Cárdenas | Point | 115.0 kV |  |  |  | n/d | industrial |  |  |  | OpenStreetMap | {"type":"Feature","properties":{},"geometry":{"type":"Point","coordinates":[-94.52814,17.97752]}}
Subestación | Point | 115.0 kV |  |  |  | n/d |  |  |  |  | OpenStreetMap | {"type":"Feature","properties":{},"geometry":{"type":"Point","coordinates":[-94.52344,17.98054]}}
Acayucan | Point | 115.0 kV |  |  |  | n/d | distribution |  |  |  | OpenStreetMap | {"type":"Feature","properties":{},"geometry":{"type":"Point","coordinates":[-94.89671,17.9505]}}
Subestación | Point | 115.0 kV |  |  |  | n/d | transmission |  |  |  | OpenStreetMap | {"type":"Feature","properties":{},"geometry":{"type":"Point","coordinates":[-109.72601,23.01171]}}
Subestación | Point | 115.0 kV |  |  |  | CFE | transmission |  |  |  | OpenStreetMap | {"type":"Feature","properties":{},"geometry":{"type":"Point","coordinates":[-116.61517,31.87934]}}
Subestación Navojoa | Point | 115.0 kV |  |  |  | Comisión Federal de Electricidad | distribution |  |  |  | OpenStreetMap | {"type":"Feature","properties":{},"geometry":{"type":"Point","coordinates":[-109.43909,27.04958]}}
Subestación | Point | 115.0 kV |  |  |  | n/d | transmission |  |  |  | OpenStreetMap | {"type":"Feature","properties":{},"geometry":{"type":"Point","coordinates":[-111.47558,28.8406]}}
Subestación | Point | 115.0 kV |  |  |  | n/d | transmission |  |  |  | OpenStreetMap | {"type":"Feature","properties":{},"geometry":{"type":"Point","coordinates":[-110.87473,27.93786]}}
Subestación | Point | 115.0 kV |  |  |  | n/d | transmission |  |  |  | OpenStreetMap | {"type":"Feature","properties":{},"geometry":{"type":"Point","coordinates":[-110.92831,29.21629]}}
Subestación | Point | 115.0 kV |  |  |  | n/d | industrial |  |  |  | OpenStreetMap | {"type":"Feature","properties":{},"geometry":{"type":"Point","coordinates":[-111.10097,30.06173]}}
Subestación | Point | 115.0 kV |  |  |  | n/d | transmission |  |  |  | OpenStreetMap | {"type":"Feature","properties":{},"geometry":{"type":"Point","coordinates":[-108.06852,25.44488]}}
Subestación | Point | 115.0 kV |  |  |  | n/d | transmission |  |  |  | OpenStreetMap | {"type":"Feature","properties":{},"geometry":{"type":"Point","coordinates":[-107.39173,24.86218]}}
Subestación | Point | 115.0 kV |  |  |  | n/d | transmission |  |  |  | OpenStreetMap | {"type":"Feature","properties":{},"geometry":{"type":"Point","coordinates":[-107.45213,24.75495]}}
Subestación | Point | 115.0 kV |  |  |  | n/d | transmission |  |  |  | OpenStreetMap | {"type":"Feature","properties":{},"geometry":{"type":"Point","coordinates":[-107.40572,24.82217]}}
Subestación | Point | 115.0 kV |  |  |  | n/d | transmission |  |  |  | OpenStreetMap | {"type":"Feature","properties":{},"geometry":{"type":"Point","coordinates":[-107.39223,24.76909]}}
Subestación | Point | 115.0 kV |  |  |  | n/d | transmission |  |  |  | OpenStreetMap | {"type":"Feature","properties":{},"geometry":{"type":"Point","coordinates":[-107.4179,24.75354]}}
Subestación | Point | 115.0 kV |  |  |  | n/d | transmission |  |  |  | OpenStreetMap | {"type":"Feature","properties":{},"geometry":{"type":"Point","coordinates":[-107.39256,25.0964]}}
Subestación | Point | 115.0 kV |  |  |  | n/d | transmission |  |  |  | OpenStreetMap | {"type":"Feature","properties":{},"geometry":{"type":"Point","coordinates":[-108.47969,25.5801]}}
Servicios el cajón | Point | 115.0 kV |  |  |  | n/d | distribution |  |  |  | OpenStreetMap | {"type":"Feature","properties":{},"geometry":{"type":"Point","coordinates":[-104.45035,21.42272]}}
Oaxaca 2 | Point | 115.0 kV |  |  |  | Comisión Federal de Electricidad | distribution |  |  |  | OpenStreetMap | {"type":"Feature","properties":{},"geometry":{"type":"Point","coordinates":[-96.67832,17.08039]}}
Ejutla | Point | 115.0 kV |  |  |  | n/d | distribution |  |  |  | OpenStreetMap | {"type":"Feature","properties":{},"geometry":{"type":"Point","coordinates":[-96.73292,16.57742]}}
Subestación | Point | 115.0 kV |  |  |  | n/d | transmission |  |  |  | OpenStreetMap | {"type":"Feature","properties":{},"geometry":{"type":"Point","coordinates":[-107.31324,28.47612]}}
Cereso | Point | 115.0 kV |  |  |  | n/d | transmission |  |  |  | OpenStreetMap | {"type":"Feature","properties":{},"geometry":{"type":"Point","coordinates":[-106.4715,31.49724]}}
Nuevo Escobedo | Point | 115.0 kV |  |  |  | n/d | transmission |  |  |  | OpenStreetMap | {"type":"Feature","properties":{},"geometry":{"type":"Point","coordinates":[-100.37001,25.84759]}}
Subestación | Point | 115.0 kV |  |  |  | n/d | transmission |  |  |  | OpenStreetMap | {"type":"Feature","properties":{},"geometry":{"type":"Point","coordinates":[-100.33489,25.66381]}}
Subestación | Point | 115.0 kV |  |  |  | n/d | transmission |  |  |  | OpenStreetMap | {"type":"Feature","properties":{},"geometry":{"type":"Point","coordinates":[-100.40958,25.66952]}}
Subestación | Point | 115.0 kV |  |  |  | n/d | distribution |  |  |  | OpenStreetMap | {"type":"Feature","properties":{},"geometry":{"type":"Point","coordinates":[-111.43429,30.5864]}}
Subestación | Point | 115.0 kV |  |  |  | n/d | transmission |  |  |  | OpenStreetMap | {"type":"Feature","properties":{},"geometry":{"type":"Point","coordinates":[-106.09882,28.6994]}}
Subestación | Point | 115.0 kV |  |  |  | n/d | transmission |  |  |  | OpenStreetMap | {"type":"Feature","properties":{},"geometry":{"type":"Point","coordinates":[-106.08916,28.63717]}}
Subestación | Point | 115.0 kV |  |  |  | n/d | transmission |  |  |  | OpenStreetMap | {"type":"Feature","properties":{},"geometry":{"type":"Point","coordinates":[-103.36423,25.52372]}}
Subestación | Point | 115.0 kV |  |  |  | n/d | transmission |  |  |  | OpenStreetMap | {"type":"Feature","properties":{},"geometry":{"type":"Point","coordinates":[-106.60624,31.78184]}}
Subestación | Point | 115.0 kV |  |  |  | n/d | transmission |  |  |  | OpenStreetMap | {"type":"Feature","properties":{},"geometry":{"type":"Point","coordinates":[-105.44638,20.75378]}}
Subestación | Point | 115.0 kV |  |  |  | n/d | transmission |  |  |  | OpenStreetMap | {"type":"Feature","properties":{},"geometry":{"type":"Point","coordinates":[-100.21714,25.70854]}}
Subestación | Point | 115.0 kV |  |  |  | n/d | transmission |  |  |  | OpenStreetMap | {"type":"Feature","properties":{},"geometry":{"type":"Point","coordinates":[-109.46506,27.11381]}}
Altzayanca | Point | 115.0 kV |  |  |  | CFE | distribution |  |  |  | OpenStreetMap | {"type":"Feature","properties":{},"geometry":{"type":"Point","coordinates":[-97.82222,19.39317]}}
Subestación | Point | 115.0 kV |  |  |  | CFE |  |  |  |  | OpenStreetMap | {"type":"Feature","properties":{},"geometry":{"type":"Point","coordinates":[-101.61928,19.53101]}}
Subestación Avandaro | Point | 115.0 kV |  |  |  | Comisión Federal de Electricidad |  |  |  |  | OpenStreetMap | {"type":"Feature","properties":{},"geometry":{"type":"Point","coordinates":[-100.07206,19.14651]}}
Subestación Eléctrica | Point | 115.0 kV |  |  |  | Comisión Federal de Electricidad | transmission |  |  |  | OpenStreetMap | {"type":"Feature","properties":{},"geometry":{"type":"Point","coordinates":[-100.1501,19.26155]}}
Subestación eléctrica | Point | 115.0 kV |  |  |  | Comisión Federal de Electricidad | transmission |  |  |  | OpenStreetMap | {"type":"Feature","properties":{},"geometry":{"type":"Point","coordinates":[-100.1652,19.24553]}}
Subestación | Point | 115.0 kV |  |  |  | Comisión Federal de Electricidad | transmission |  |  |  | OpenStreetMap | {"type":"Feature","properties":{},"geometry":{"type":"Point","coordinates":[-100.18532,19.22047]}}
Subestación | Point | 115.0 kV |  |  |  | n/d | transmission |  |  |  | OpenStreetMap | {"type":"Feature","properties":{},"geometry":{"type":"Point","coordinates":[-104.63157,24.03872]}}
Subestación | Point | 115.0 kV |  |  |  | n/d | transmission |  |  |  | OpenStreetMap | {"type":"Feature","properties":{},"geometry":{"type":"Point","coordinates":[-111.0919,29.09761]}}
Celaya industrial | Point | 115.0 kV |  |  |  | Comisión Federal de Electricidad |  |  |  |  | OpenStreetMap | {"type":"Feature","properties":{},"geometry":{"type":"Point","coordinates":[-100.80715,20.55595]}}
Teapa | Point | 115.0 kV |  |  |  | n/d | transmission |  |  |  | OpenStreetMap | {"type":"Feature","properties":{},"geometry":{"type":"Point","coordinates":[-94.30531,18.05448]}}
Subestación Servicios La Yesca | Point | 115.0 kV |  |  |  | n/d | distribution |  |  |  | OpenStreetMap | {"type":"Feature","properties":{},"geometry":{"type":"Point","coordinates":[-104.08746,21.19]}}
Cloro | Point | 115.0 kV |  |  |  | n/d | distribution |  |  |  | OpenStreetMap | {"type":"Feature","properties":{},"geometry":{"type":"Point","coordinates":[-94.40036,18.11226]}}
Subestación | Point | 115.0 kV |  |  |  | n/d |  |  |  |  | OpenStreetMap | {"type":"Feature","properties":{},"geometry":{"type":"Point","coordinates":[-100.41036,20.62951]}}
Subestación | Point | 115.0 kV |  |  |  | n/d |  |  |  |  | OpenStreetMap | {"type":"Feature","properties":{},"geometry":{"type":"Point","coordinates":[-100.3562,20.58288]}}
Subestación Oriente | Point | 115.0 kV |  |  |  | CFE | transmission |  |  |  | OpenStreetMap | {"type":"Feature","properties":{},"geometry":{"type":"Point","coordinates":[-100.37642,20.60418]}}
Tixmehuac | Point | 115.0 kV |  |  |  | Comisión Federal de Electricidad | transmission |  |  |  | OpenStreetMap | {"type":"Feature","properties":{},"geometry":{"type":"Point","coordinates":[-89.10079,20.2332]}}
Chaac | Point | 115.0 kV |  |  |  | n/d | distribution |  |  |  | OpenStreetMap | {"type":"Feature","properties":{},"geometry":{"type":"Point","coordinates":[-86.78296,21.05662]}}
Subestación | Point | 115.0 kV |  |  |  | n/d | transmission |  |  |  | OpenStreetMap | {"type":"Feature","properties":{},"geometry":{"type":"Point","coordinates":[-88.84527,19.92267]}}
Subestación | Point | 115.0 kV |  |  |  | n/d | transmission |  |  |  | OpenStreetMap | {"type":"Feature","properties":{},"geometry":{"type":"Point","coordinates":[-107.83763,27.52373]}}
S. E. MORALETE | Point | 115.0 kV |  |  |  | Comisión Federal de Electricidad | yes |  |  |  | OpenStreetMap | {"type":"Feature","properties":{},"geometry":{"type":"Point","coordinates":[-103.7116,19.23223]}}
Subestación | Point | 110.0 kV |  |  |  | Comisión Federal de Electricidad | transmission |  |  |  | OpenStreetMap | {"type":"Feature","properties":{},"geometry":{"type":"Point","coordinates":[-102.20924,17.96793]}}
Subestación | Point | 115.0 kV |  |  |  | n/d | transmission |  |  |  | OpenStreetMap | {"type":"Feature","properties":{},"geometry":{"type":"Point","coordinates":[-101.5884,20.84522]}}
Subestación | Point | 115.0 kV |  |  |  | n/d | transmission |  |  |  | OpenStreetMap | {"type":"Feature","properties":{},"geometry":{"type":"Point","coordinates":[-114.84794,31.02782]}}
Subestación Xcalacoco | Point | 115.0 kV |  |  |  | n/d | distribution |  |  |  | OpenStreetMap | {"type":"Feature","properties":{},"geometry":{"type":"Point","coordinates":[-86.96577,20.77588]}}
Finsa Guadalupe | Point | 115.0 kV |  |  |  | Comisión Federal de Electricidad | distribution |  |  |  | OpenStreetMap | {"type":"Feature","properties":{},"geometry":{"type":"Point","coordinates":[-100.13316,25.6938]}}
Subestación | Point | 115.0 kV |  |  |  | n/d | transmission |  |  |  | OpenStreetMap | {"type":"Feature","properties":{},"geometry":{"type":"Point","coordinates":[-104.46406,28.69114]}}
Las Trancas | Point | 115.0 kV |  |  |  | Comisión Federal de Electricidad | distribution |  |  |  | OpenStreetMap | {"type":"Feature","properties":{},"geometry":{"type":"Point","coordinates":[-96.86771,19.50513]}}
Subestación | Point | 115.0 kV |  |  |  | n/d | transmission |  |  |  | OpenStreetMap | {"type":"Feature","properties":{},"geometry":{"type":"Point","coordinates":[-102.28812,22.13722]}}
Subestación | Point | 115.0 kV |  |  |  | CFE | transmission |  |  |  | OpenStreetMap | {"type":"Feature","properties":{},"geometry":{"type":"Point","coordinates":[-106.1107,28.61907]}}
Subestación | Point | 115.0 kV |  |  |  | n/d | transmission |  |  |  | OpenStreetMap | {"type":"Feature","properties":{},"geometry":{"type":"Point","coordinates":[-104.91006,27.14122]}}
Ameca | Point | 115.0 kV |  |  |  | n/d | transmission |  |  |  | OpenStreetMap | {"type":"Feature","properties":{},"geometry":{"type":"Point","coordinates":[-104.0486,20.55823]}}
CFE Distribucion Subestación Menonita | Point | 115.0 kV |  |  |  | Comisión Federal de Electricidad | transmission |  |  |  | OpenStreetMap | {"type":"Feature","properties":{},"geometry":{"type":"Point","coordinates":[-107.04627,29.16768]}}
Subestacion Satelite | Point | 115.0 kV |  |  |  | CFE |  |  |  |  | OpenStreetMap | {"type":"Feature","properties":{},"geometry":{"type":"Point","coordinates":[-100.4492,20.6173]}}
Matías Romero | Point | 115.0 kV |  |  |  | Comisión Federal de Electricidad | distribution |  |  |  | OpenStreetMap | {"type":"Feature","properties":{},"geometry":{"type":"Point","coordinates":[-95.0305,16.87365]}}
Subestación | Point | 115.0 kV |  |  |  | Comisión Federal de Electricidad | transmission |  |  |  | OpenStreetMap | {"type":"Feature","properties":{},"geometry":{"type":"Point","coordinates":[-110.99663,29.08199]}}
Subestación | Point | 115.0 kV |  |  |  | n/d | distribution |  |  |  | OpenStreetMap | {"type":"Feature","properties":{},"geometry":{"type":"Point","coordinates":[-112.96989,30.96915]}}
Subestación | Point | 115.0 kV |  |  |  | n/d | transmission |  |  |  | OpenStreetMap | {"type":"Feature","properties":{},"geometry":{"type":"Point","coordinates":[-112.9345,31.04479]}}
Agrícola Sonoyta | Point | 115.0 kV |  |  |  | n/d |  |  |  |  | OpenStreetMap | {"type":"Feature","properties":{},"geometry":{"type":"Point","coordinates":[-112.41404,31.65602]}}
Subestación Tepic Uno | Point | 115.0 kV |  |  |  | Comisión Federal de Electricidad | transmission |  |  |  | OpenStreetMap | {"type":"Feature","properties":{},"geometry":{"type":"Point","coordinates":[-104.88167,21.52703]}}
Temascal 1 | Point | 115.0 kV |  |  |  | n/d | generation |  |  |  | OpenStreetMap | {"type":"Feature","properties":{},"geometry":{"type":"Point","coordinates":[-96.40645,18.23117]}}
Subestación | Point | 115.0 kV |  |  |  | n/d | transmission |  |  |  | OpenStreetMap | {"type":"Feature","properties":{},"geometry":{"type":"Point","coordinates":[-103.24011,25.53439]}}
Tajín | Point | 115.0 kV |  |  |  | Comisión Federal de Electricidad | distribution |  |  |  | OpenStreetMap | {"type":"Feature","properties":{},"geometry":{"type":"Point","coordinates":[-97.33781,20.39481]}}
Tepeyac | Point | 115.0 kV |  |  |  | Comisión Federal de Electricidad | distribution |  |  |  | OpenStreetMap | {"type":"Feature","properties":{},"geometry":{"type":"Point","coordinates":[-97.4278,20.53523]}}
Gutiérrez Zamora 2 | Point | 115.0 kV |  |  |  | n/d | distribution |  |  |  | OpenStreetMap | {"type":"Feature","properties":{},"geometry":{"type":"Point","coordinates":[-97.06971,20.42631]}}
Entabladero | Point | 115.0 kV |  |  |  | n/d | distribution |  |  |  | OpenStreetMap | {"type":"Feature","properties":{},"geometry":{"type":"Point","coordinates":[-97.49735,20.27934]}}
Subestación | Point | 115.0 kV |  |  |  | n/d | transmission |  |  |  | OpenStreetMap | {"type":"Feature","properties":{},"geometry":{"type":"Point","coordinates":[-100.59686,21.28677]}}
Robinson | Point | 115.0 kV |  |  |  | n/d | distribution |  |  |  | OpenStreetMap | {"type":"Feature","properties":{},"geometry":{"type":"Point","coordinates":[-106.05202,28.65403]}}
Subestación | Point | 115.0 kV |  |  |  | n/d | distribution |  |  |  | OpenStreetMap | {"type":"Feature","properties":{},"geometry":{"type":"Point","coordinates":[-101.57008,27.93624]}}
Subestación | Point | 115.0 kV |  |  |  | n/d | transmission |  |  |  | OpenStreetMap | {"type":"Feature","properties":{},"geometry":{"type":"Point","coordinates":[-104.49292,28.97351]}}
Subestación | Point | 115.0 kV |  |  |  | n/d | transmission |  |  |  | OpenStreetMap | {"type":"Feature","properties":{},"geometry":{"type":"Point","coordinates":[-109.15493,27.1026]}}
Subestación Mayakobá | Point | 115.0 kV |  |  |  | Comisión Federal de Electricidad | distribution |  |  |  | OpenStreetMap | {"type":"Feature","properties":{},"geometry":{"type":"Point","coordinates":[-87.033,20.69623]}}
Subestación | Point | 115.0 kV |  |  |  | n/d | transmission |  |  |  | OpenStreetMap | {"type":"Feature","properties":{},"geometry":{"type":"Point","coordinates":[-100.29091,25.70627]}}
Subestación | Point | 115.0 kV |  |  |  | n/d | distribution |  |  |  | OpenStreetMap | {"type":"Feature","properties":{},"geometry":{"type":"Point","coordinates":[-100.30076,24.67821]}}
Subestación | Point | 115.0 kV |  |  |  | n/d | industrial |  |  |  | OpenStreetMap | {"type":"Feature","properties":{},"geometry":{"type":"Point","coordinates":[-100.33816,25.81961]}}
Subestación | Point | 115.0 kV |  |  |  | CFE | transmission |  |  |  | OpenStreetMap | {"type":"Feature","properties":{},"geometry":{"type":"Point","coordinates":[-101.36755,20.71043]}}
Pánuco | Point | 115.0 kV |  |  |  | Comisión Federal de Electricidad | distribution |  |  |  | OpenStreetMap | {"type":"Feature","properties":{},"geometry":{"type":"Point","coordinates":[-98.19222,22.04479]}}
CFE Xalapa 2 | Point | 115.0 kV |  |  |  | Comisión Federal de Electricidad | distribution |  |  |  | OpenStreetMap | {"type":"Feature","properties":{},"geometry":{"type":"Point","coordinates":[-96.92055,19.51088]}}
Subestación | Point | 115.0 kV |  |  |  | n/d | transmission |  |  |  | OpenStreetMap | {"type":"Feature","properties":{},"geometry":{"type":"Point","coordinates":[-100.45818,20.59212]}}
Coatepec | Point | 115.0 kV |  |  |  | Comisión Federal de Electricidad | distribution |  |  |  | OpenStreetMap | {"type":"Feature","properties":{},"geometry":{"type":"Point","coordinates":[-96.91429,19.43083]}}
CFE El Cerro | Point | 115.0 kV |  |  |  | Comisión Federal de Electricidad | distribution |  |  |  | OpenStreetMap | {"type":"Feature","properties":{},"geometry":{"type":"Point","coordinates":[-96.91712,19.54595]}}
Subestación | Point | 115.0 kV |  |  |  | n/d | transmission |  |  |  | OpenStreetMap | {"type":"Feature","properties":{},"geometry":{"type":"Point","coordinates":[-110.39612,29.42284]}}
Subestación | Point | 115.0 kV |  |  |  | n/d |  |  |  |  | OpenStreetMap | {"type":"Feature","properties":{},"geometry":{"type":"Point","coordinates":[-101.13403,19.95921]}}
Subestación Fortín | Point | 115.0 kV |  |  |  | Comisión Federal de Electricidad | distribution |  |  |  | OpenStreetMap | {"type":"Feature","properties":{},"geometry":{"type":"Point","coordinates":[-97.00143,18.91415]}}
Misantla 2 | Point | 115.0 kV |  |  |  | Comisión Federal de Electricidad | distribution |  |  |  | OpenStreetMap | {"type":"Feature","properties":{},"geometry":{"type":"Point","coordinates":[-96.84125,19.93021]}}
Subestación Eléctrica Catemaco | Point | 115.0 kV |  |  |  | Comisión Federal de Electricidad | distribution |  |  |  | OpenStreetMap | {"type":"Feature","properties":{},"geometry":{"type":"Point","coordinates":[-95.12115,18.42545]}}
Perote 2 | Point | 115.0 kV |  |  |  | Comisión Federal de Electricidad | distribution |  |  |  | OpenStreetMap | {"type":"Feature","properties":{},"geometry":{"type":"Point","coordinates":[-97.24797,19.58217]}}
Subestación | Point | 115.0 kV |  |  |  | n/d | transmission |  |  |  | OpenStreetMap | {"type":"Feature","properties":{},"geometry":{"type":"Point","coordinates":[-105.23542,20.66243]}}
Subestación | Point | 115.0 kV |  |  |  | n/d |  |  |  |  | OpenStreetMap | {"type":"Feature","properties":{},"geometry":{"type":"Point","coordinates":[-103.99819,18.93384]}}
Subestación | Point | 115.0 kV |  |  |  | n/d | transmission |  |  |  | OpenStreetMap | {"type":"Feature","properties":{},"geometry":{"type":"Point","coordinates":[-105.15273,21.17123]}}
Subestación | Point | 115.0 kV |  |  |  | n/d | transmission |  |  |  | OpenStreetMap | {"type":"Feature","properties":{},"geometry":{"type":"Point","coordinates":[-105.24723,20.56096]}}
Subestación | Point | 115.0 kV |  |  |  | n/d |  |  |  |  | OpenStreetMap | {"type":"Feature","properties":{},"geometry":{"type":"Point","coordinates":[-105.08524,19.57046]}}
Subestación | Point | 115.0 kV |  |  |  | n/d | transmission |  |  |  | OpenStreetMap | {"type":"Feature","properties":{},"geometry":{"type":"Point","coordinates":[-101.06703,22.75829]}}
Subestación | Point | 115.0 kV |  |  |  | n/d | transmission |  |  |  | OpenStreetMap | {"type":"Feature","properties":{},"geometry":{"type":"Point","coordinates":[-105.3155,20.73889]}}
Subestación | Point | 115.0 kV |  |  |  | n/d | transmission |  |  |  | OpenStreetMap | {"type":"Feature","properties":{},"geometry":{"type":"Point","coordinates":[-104.3865,19.12499]}}
Subestación | Point | 115.0 kV |  |  |  | n/d |  |  |  |  | OpenStreetMap | {"type":"Feature","properties":{},"geometry":{"type":"Point","coordinates":[-103.67787,18.71166]}}
Subestación | Point | 115.0 kV |  |  |  | CFE |  |  |  |  | OpenStreetMap | {"type":"Feature","properties":{},"geometry":{"type":"Point","coordinates":[-104.62807,19.48866]}}
Subestación | Point | 115.0 kV |  |  |  | Comisión Federal de Electricidad | distribution |  |  |  | OpenStreetMap | {"type":"Feature","properties":{},"geometry":{"type":"Point","coordinates":[-96.7156,16.90723]}}
Libres | Point | 115.0 kV |  |  |  | n/d | distribution |  |  |  | OpenStreetMap | {"type":"Feature","properties":{},"geometry":{"type":"Point","coordinates":[-97.67639,19.47846]}}
Subestación | Point | 115.0 kV |  |  |  | n/d | transmission |  |  |  | OpenStreetMap | {"type":"Feature","properties":{},"geometry":{"type":"Point","coordinates":[-92.24922,14.97639]}}
Subestación Las Brisas | Point | 115.0 kV |  |  |  | Comisión Federal de Electricidad | transmission |  |  |  | OpenStreetMap | {"type":"Feature","properties":{},"geometry":{"type":"Point","coordinates":[-104.92332,21.51267]}}
Subestación | Point | 115.0 kV |  |  |  | n/d | transmission |  |  |  | OpenStreetMap | {"type":"Feature","properties":{},"geometry":{"type":"Point","coordinates":[-99.52434,17.57357]}}
Subestación | Point | 115.0 kV |  |  |  | n/d | transmission |  |  |  | OpenStreetMap | {"type":"Feature","properties":{},"geometry":{"type":"Point","coordinates":[-95.01604,16.59614]}}
Subestación | Point | 115.0 kV |  |  |  | n/d | distribution |  |  |  | OpenStreetMap | {"type":"Feature","properties":{},"geometry":{"type":"Point","coordinates":[-95.20304,16.20305]}}
Zapata 2 | Point | 115.0 kV |  |  |  | n/d | distribution |  |  |  | OpenStreetMap | {"type":"Feature","properties":{},"geometry":{"type":"Point","coordinates":[-91.8702,17.76024]}}
Subestación | Point | 115.0 kV |  |  |  | n/d | transmission |  |  |  | OpenStreetMap | {"type":"Feature","properties":{},"geometry":{"type":"Point","coordinates":[-91.19192,18.9617]}}
Xpujil | Point | 115.0 kV |  |  |  | Comisión Federal de Electricidad | distribution |  |  |  | OpenStreetMap | {"type":"Feature","properties":{},"geometry":{"type":"Point","coordinates":[-89.40121,18.53313]}}
Subestación Chemax | Point | 115.0 kV |  |  |  | Comisión Federal de Electricidad | distribution |  |  |  | OpenStreetMap | {"type":"Feature","properties":{},"geometry":{"type":"Point","coordinates":[-87.92449,20.66142]}}
San Pedro | Point | 115.0 kV |  |  |  | CFE | distribution |  |  |  | OpenStreetMap | {"type":"Feature","properties":{},"geometry":{"type":"Point","coordinates":[-88.26511,20.36451]}}
Subestación Valladolid distribución | Point | 115.0 kV |  |  |  | Comisión Federal de Electricidad | distribution |  |  |  | OpenStreetMap | {"type":"Feature","properties":{},"geometry":{"type":"Point","coordinates":[-88.20352,20.70617]}}
Subestación | Point | 115.0 kV |  |  |  | n/d | industrial |  |  |  | OpenStreetMap | {"type":"Feature","properties":{},"geometry":{"type":"Point","coordinates":[-99.5048,20.77366]}}
Subestación | Point | 115.0 kV |  |  |  | n/d | transmission |  |  |  | OpenStreetMap | {"type":"Feature","properties":{},"geometry":{"type":"Point","coordinates":[-99.5308,20.68059]}}
Izamal | Point | 115.0 kV |  |  |  | n/d | transmission |  |  |  | OpenStreetMap | {"type":"Feature","properties":{},"geometry":{"type":"Point","coordinates":[-89.01208,20.91921]}}
Subestación | Point | 115.0 kV |  |  |  | Comisión Federal de Electricidad | distribution |  |  |  | OpenStreetMap | {"type":"Feature","properties":{},"geometry":{"type":"Point","coordinates":[-89.59259,20.98229]}}
Subestación Tulum | Point | 115.0 kV |  |  |  | Comisión Federal de Electricidad | transmission |  |  |  | OpenStreetMap | {"type":"Feature","properties":{},"geometry":{"type":"Point","coordinates":[-87.47147,20.25907]}}
Subestación Polyuc | Point | 115.0 kV |  |  |  | Comisión Federal de Electricidad | transmission |  |  |  | OpenStreetMap | {"type":"Feature","properties":{},"geometry":{"type":"Point","coordinates":[-88.57187,19.61103]}}
Tekax II | Point | 115.0 kV |  |  |  | Comisión Federal de Electricidad | transmission |  |  |  | OpenStreetMap | {"type":"Feature","properties":{},"geometry":{"type":"Point","coordinates":[-89.30771,20.22206]}}
Cementos Moctezuma Apazapam | Point | 115.0 kV |  |  |  | n/d | distribution |  |  |  | OpenStreetMap | {"type":"Feature","properties":{},"geometry":{"type":"Point","coordinates":[-96.70628,19.34499]}}
Subestación Tepic Industrial | Point | 115.0 kV |  |  |  | Comisión Federal de Electricidad | transmission |  |  |  | OpenStreetMap | {"type":"Feature","properties":{},"geometry":{"type":"Point","coordinates":[-104.84267,21.48442]}}
Subestación | Point | 115.0 kV |  |  |  | Comisión Federal de Electricidad | distribution |  |  |  | OpenStreetMap | {"type":"Feature","properties":{},"geometry":{"type":"Point","coordinates":[-90.47763,19.85106]}}
Subestación | Point | 115.0 kV |  |  |  | n/d | transmission |  |  |  | OpenStreetMap | {"type":"Feature","properties":{},"geometry":{"type":"Point","coordinates":[-102.06737,19.36033]}}
Subestación | Point | 115.0 kV |  |  |  | Comisión Federal de Electricidad | transmission |  |  |  | OpenStreetMap | {"type":"Feature","properties":{},"geometry":{"type":"Point","coordinates":[-106.44488,31.65415]}}
Subestación | Point | 115.0 kV |  |  |  | n/d | transmission |  |  |  | OpenStreetMap | {"type":"Feature","properties":{},"geometry":{"type":"Point","coordinates":[-100.16381,25.90621]}}
Subestación | Point | 115.0 kV |  |  |  | n/d | transmission |  |  |  | OpenStreetMap | {"type":"Feature","properties":{},"geometry":{"type":"Point","coordinates":[-100.23299,25.7447]}}
Subestación | Point | 115.0 kV |  |  |  | n/d | transmission |  |  |  | OpenStreetMap | {"type":"Feature","properties":{},"geometry":{"type":"Point","coordinates":[-106.80802,24.56756]}}
Subestación | Point | 115.0 kV |  |  |  | n/d | transmission |  |  |  | OpenStreetMap | {"type":"Feature","properties":{},"geometry":{"type":"Point","coordinates":[-101.9768,20.20574]}}
Subestación | Point | 115.0 kV |  |  |  | n/d |  |  |  |  | OpenStreetMap | {"type":"Feature","properties":{},"geometry":{"type":"Point","coordinates":[-100.20905,25.7521]}}
Coscomatepec | Point | 115.0 kV |  |  |  | Comisión Federal de Electricidad | distribution |  |  |  | OpenStreetMap | {"type":"Feature","properties":{},"geometry":{"type":"Point","coordinates":[-97.04197,19.07126]}}
Subestación | Point | 115.0 kV |  |  |  | n/d | industrial |  |  |  | OpenStreetMap | {"type":"Feature","properties":{},"geometry":{"type":"Point","coordinates":[-100.1781,25.79434]}}
San Cristobal | Point | 115.0 kV |  |  |  | n/d | distribution |  |  |  | OpenStreetMap | {"type":"Feature","properties":{},"geometry":{"type":"Point","coordinates":[-92.65349,16.71995]}}
Subestación | Point | 115.0 kV |  |  |  | n/d |  |  |  |  | OpenStreetMap | {"type":"Feature","properties":{},"geometry":{"type":"Point","coordinates":[-105.50468,27.86918]}}
Subestación | Point | 115.0 kV |  |  |  | n/d | transmission |  |  |  | OpenStreetMap | {"type":"Feature","properties":{},"geometry":{"type":"Point","coordinates":[-101.0074,25.38121]}}
Molango | Point | 115.0 kV |  |  |  | Comisión Federal de Electricidad | distribution |  |  |  | OpenStreetMap | {"type":"Feature","properties":{},"geometry":{"type":"Point","coordinates":[-98.73041,20.79125]}}
Mezquital provisional | Point | 115.0 kV |  |  |  | Comisión Federal de Electricidad | distribution |  |  |  | OpenStreetMap | {"type":"Feature","properties":{},"geometry":{"type":"Point","coordinates":[-100.22348,25.81205]}}
Mezquital | Point | 115.0 kV |  |  |  | Comisión Federal de Electricidad | distribution |  |  |  | OpenStreetMap | {"type":"Feature","properties":{},"geometry":{"type":"Point","coordinates":[-100.22389,25.81185]}}
Subestación Cerro del Campo | Point | 115.0 kV |  |  |  | n/d |  |  |  |  | OpenStreetMap | {"type":"Feature","properties":{},"geometry":{"type":"Point","coordinates":[-100.2676,18.66246]}}
Subestacion Tixcaltitlan | Point | 115.0 kV |  |  |  | n/d |  |  |  |  | OpenStreetMap | {"type":"Feature","properties":{},"geometry":{"type":"Point","coordinates":[-99.94084,18.89739]}}
Subestación Tejupilco | Point | 115.0 kV |  |  |  | n/d | transmission |  |  |  | OpenStreetMap | {"type":"Feature","properties":{},"geometry":{"type":"Point","coordinates":[-100.1477,18.91971]}}
Subestación Ixtapantongo | Point | 115.0 kV |  |  |  | n/d | transmission |  |  |  | OpenStreetMap | {"type":"Feature","properties":{},"geometry":{"type":"Point","coordinates":[-100.24191,19.17616]}}
Subestación Santa Barbara | Point | 115.0 kV |  |  |  | n/d | transmission |  |  |  | OpenStreetMap | {"type":"Feature","properties":{},"geometry":{"type":"Point","coordinates":[-100.28842,19.17399]}}
Subestacion Tizapa | Point | 115.0 kV |  |  |  | n/d | transmission |  |  |  | OpenStreetMap | {"type":"Feature","properties":{},"geometry":{"type":"Point","coordinates":[-100.23843,19.04384]}}
Subestación Ixtapan de la Sal | Point | 115.0 kV |  |  |  | n/d | transmission |  |  |  | OpenStreetMap | {"type":"Feature","properties":{},"geometry":{"type":"Point","coordinates":[-99.69367,18.83442]}}
Tingambato | Point | 115.0 kV |  |  |  | n/d | transmission |  |  |  | OpenStreetMap | {"type":"Feature","properties":{},"geometry":{"type":"Point","coordinates":[-100.40548,19.08199]}}
Insurgentes | Point | 115.0 kV |  |  |  | n/d | transmission |  |  |  | OpenStreetMap | {"type":"Feature","properties":{},"geometry":{"type":"Point","coordinates":[-111.7505,25.19799]}}
Villa Constitución | Point | 115.0 kV |  |  |  | n/d | transmission |  |  |  | OpenStreetMap | {"type":"Feature","properties":{},"geometry":{"type":"Point","coordinates":[-111.66686,25.01995]}}
Santo Domingo | Point | 115.0 kV |  |  |  | n/d | transmission |  |  |  | OpenStreetMap | {"type":"Feature","properties":{},"geometry":{"type":"Point","coordinates":[-111.85447,25.42245]}}
Subestación | Point | 115.0 kV |  |  |  | CFE | transmission |  |  |  | OpenStreetMap | {"type":"Feature","properties":{},"geometry":{"type":"Point","coordinates":[-102.24101,22.22661]}}
Subestación | Point | 115.0 kV |  |  |  | n/d | transmission |  |  |  | OpenStreetMap | {"type":"Feature","properties":{},"geometry":{"type":"Point","coordinates":[-101.73199,21.125]}}
Villagrán | Point | 115.0 kV |  |  |  | Comisión Federal de Electricidad | distribution |  |  |  | OpenStreetMap | {"type":"Feature","properties":{},"geometry":{"type":"Point","coordinates":[-100.98938,20.51031]}}
Subestación | Point | 115.0 kV |  |  |  | n/d | distribution |  |  |  | OpenStreetMap | {"type":"Feature","properties":{},"geometry":{"type":"Point","coordinates":[-101.51957,27.89682]}}
Subestación | Point | 115.0 kV |  |  |  | n/d | transmission |  |  |  | OpenStreetMap | {"type":"Feature","properties":{},"geometry":{"type":"Point","coordinates":[-108.01029,31.07092]}}
Subestación | Point | 115.0 kV |  |  |  | n/d | transmission |  |  |  | OpenStreetMap | {"type":"Feature","properties":{},"geometry":{"type":"Point","coordinates":[-106.40748,31.60488]}}
Subestación | Point | 115.0 kV |  |  |  | n/d | transmission |  |  |  | OpenStreetMap | {"type":"Feature","properties":{},"geometry":{"type":"Point","coordinates":[-102.17211,25.45657]}}
Subestación | Point | 115.0 kV |  |  |  | CFE | transmission |  |  |  | OpenStreetMap | {"type":"Feature","properties":{},"geometry":{"type":"Point","coordinates":[-100.362,25.71179]}}
Subestación | Point | 115.0 kV |  |  |  | n/d | transmission |  |  |  | OpenStreetMap | {"type":"Feature","properties":{},"geometry":{"type":"Point","coordinates":[-100.6674,23.64805]}}
Subestación | Point | 115.0 kV |  |  |  | CFE | transmission |  |  |  | OpenStreetMap | {"type":"Feature","properties":{},"geometry":{"type":"Point","coordinates":[-99.08415,23.71815]}}
Subestación Miguel Auza | Point | 115.0 kV |  |  |  | n/d | transmission |  |  |  | OpenStreetMap | {"type":"Feature","properties":{},"geometry":{"type":"Point","coordinates":[-103.40408,24.28013]}}
Subestación Fajas | Point | 115.0 kV |  |  |  | n/d | transmission |  |  |  | OpenStreetMap | {"type":"Feature","properties":{},"geometry":{"type":"Point","coordinates":[-103.27981,24.09136]}}
Subestación Rio Grande II | Point | 115.0 kV |  |  |  | n/d | transmission |  |  |  | OpenStreetMap | {"type":"Feature","properties":{},"geometry":{"type":"Point","coordinates":[-103.01891,23.79859]}}
Subestación Rio Grande | Point | 115.0 kV |  |  |  | n/d | transmission |  |  |  | OpenStreetMap | {"type":"Feature","properties":{},"geometry":{"type":"Point","coordinates":[-103.04283,23.81922]}}
S.E. Nazas | Point | 115.0 kV |  |  |  | n/d | transmission |  |  |  | OpenStreetMap | {"type":"Feature","properties":{},"geometry":{"type":"Point","coordinates":[-103.46727,25.57275]}}
1442 S.E. Libertad | Point | 115.0 kV |  |  |  | n/d | transmission |  |  |  | OpenStreetMap | {"type":"Feature","properties":{},"geometry":{"type":"Point","coordinates":[-106.45234,31.69175]}}
S.E. Abastos | Point | 115.0 kV |  |  |  | CFE | transmission |  |  |  | OpenStreetMap | {"type":"Feature","properties":{},"geometry":{"type":"Point","coordinates":[-103.42846,25.55199]}}
Subestación Torreón | Point | 115.0 kV |  |  |  | n/d | distribution |  |  |  | OpenStreetMap | {"type":"Feature","properties":{},"geometry":{"type":"Point","coordinates":[-103.44691,25.52215]}}
S.E. Cementos | Point | 115.0 kV |  |  |  | n/d | industrial |  |  |  | OpenStreetMap | {"type":"Feature","properties":{},"geometry":{"type":"Point","coordinates":[-103.4018,25.48855]}}
Subestación Electrica Agua Prieta | Point | 115.0 kV |  |  |  | Comisión Federal de Electricidad | transmission |  |  |  | OpenStreetMap | {"type":"Feature","properties":{},"geometry":{"type":"Point","coordinates":[-109.55965,31.30919]}}
Subestación | Point | 115.0 kV |  |  |  | n/d |  |  |  |  | OpenStreetMap | {"type":"Feature","properties":{},"geometry":{"type":"Point","coordinates":[-101.24274,19.7048]}}
Subestación | Point | 115.0 kV |  |  |  | n/d | transmission |  |  |  | OpenStreetMap | {"type":"Feature","properties":{},"geometry":{"type":"Point","coordinates":[-103.14739,20.57807]}}
Subestación | Point | 115.0 kV |  |  |  | Comisión Federal de Electricidad | transmission |  |  |  | OpenStreetMap | {"type":"Feature","properties":{},"geometry":{"type":"Point","coordinates":[-106.38836,31.56328]}}
Subestación | Point | 115.0 kV |  |  |  | Comisión Federal de Electricidad | transmission |  |  |  | OpenStreetMap | {"type":"Feature","properties":{},"geometry":{"type":"Point","coordinates":[-101.02592,22.13754]}}
Subestación | Point | 115.0 kV |  |  |  | n/d |  |  |  |  | OpenStreetMap | {"type":"Feature","properties":{},"geometry":{"type":"Point","coordinates":[-94.97379,16.39919]}}
Subestación | Point | 115.0 kV |  |  |  | n/d | transmission |  |  |  | OpenStreetMap | {"type":"Feature","properties":{},"geometry":{"type":"Point","coordinates":[-100.89129,22.0674]}}
Subestación | Point | 115.0 kV |  |  |  | n/d | transmission |  |  |  | OpenStreetMap | {"type":"Feature","properties":{},"geometry":{"type":"Point","coordinates":[-100.8925,18.6165]}}
Huamuxtitlán | Point | 115.0 kV |  |  |  | Comisión Federal de Electricidad | distribution |  |  |  | OpenStreetMap | {"type":"Feature","properties":{},"geometry":{"type":"Point","coordinates":[-98.56318,17.79195]}}
Subestación | Point | 115.0 kV |  |  |  | n/d | transmission |  |  |  | OpenStreetMap | {"type":"Feature","properties":{},"geometry":{"type":"Point","coordinates":[-107.94493,25.87803]}}
Subestación | Point | 115.0 kV |  |  |  | n/d | transmission |  |  |  | OpenStreetMap | {"type":"Feature","properties":{},"geometry":{"type":"Point","coordinates":[-107.69614,25.09085]}}
Subestación | Point | 115.0 kV |  |  |  | n/d | transmission |  |  |  | OpenStreetMap | {"type":"Feature","properties":{},"geometry":{"type":"Point","coordinates":[-108.30684,25.49686]}}
Subestación | Point | 115.0 kV |  |  |  | CFE | transmission |  |  |  | OpenStreetMap | {"type":"Feature","properties":{},"geometry":{"type":"Point","coordinates":[-101.38571,24.6237]}}
Subestación | Point | 115.0 kV |  |  |  | n/d | transmission |  |  |  | OpenStreetMap | {"type":"Feature","properties":{},"geometry":{"type":"Point","coordinates":[-103.95126,26.33312]}}
Subestación | Point | 115.0 kV |  |  |  | n/d | transmission |  |  |  | OpenStreetMap | {"type":"Feature","properties":{},"geometry":{"type":"Point","coordinates":[-100.23745,25.94723]}}
Subestación | Point | 115.0 kV |  |  |  | n/d | transmission |  |  |  | OpenStreetMap | {"type":"Feature","properties":{},"geometry":{"type":"Point","coordinates":[-94.95685,16.44416]}}
Subestación | Point | 115.0 kV |  |  |  | n/d | transmission |  |  |  | OpenStreetMap | {"type":"Feature","properties":{},"geometry":{"type":"Point","coordinates":[-99.93078,25.56997]}}
Cadereyta 1 | Point | 115.0 kV |  |  |  | n/d | transmission |  |  |  | OpenStreetMap | {"type":"Feature","properties":{},"geometry":{"type":"Point","coordinates":[-100.02128,25.5932]}}
Subestación | Point | 115.0 kV |  |  |  | n/d | transmission |  |  |  | OpenStreetMap | {"type":"Feature","properties":{},"geometry":{"type":"Point","coordinates":[-93.19994,16.74454]}}
Subestación | Point | 115.0 kV |  |  |  | CFE | transmission |  |  |  | OpenStreetMap | {"type":"Feature","properties":{},"geometry":{"type":"Point","coordinates":[-100.0764,19.38933]}}
Subestación | Point | 115.0 kV |  |  |  | n/d |  |  |  |  | OpenStreetMap | {"type":"Feature","properties":{},"geometry":{"type":"Point","coordinates":[-100.1534,19.34985]}}
Santiago | Point | 115.0 kV |  |  |  | n/d | transmission |  |  |  | OpenStreetMap | {"type":"Feature","properties":{},"geometry":{"type":"Point","coordinates":[-109.69482,23.4725]}}
Subestación Cabo Falso | Point | 115.0 kV |  |  |  | n/d | transmission |  |  |  | OpenStreetMap | {"type":"Feature","properties":{},"geometry":{"type":"Point","coordinates":[-109.96325,22.91673]}}
Subestación Girasoles | Point | 115.0 kV |  |  |  | Comisión Federal de Electricidad | transmission |  |  |  | OpenStreetMap | {"type":"Feature","properties":{},"geometry":{"type":"Point","coordinates":[-100.32863,25.79662]}}
Subestación Parque Industrial Escobedo | Point | 115.0 kV |  |  |  | Comisión Federal de Electricidad | transmission |  |  |  | OpenStreetMap | {"type":"Feature","properties":{},"geometry":{"type":"Point","coordinates":[-100.34743,25.806]}}
Acero | Point | 115.0 kV |  |  |  | Comisión Federal de Electricidad | distribution |  |  |  | OpenStreetMap | {"type":"Feature","properties":{},"geometry":{"type":"Point","coordinates":[-101.45736,26.90824]}}
Subestación | Point | 115.0 kV |  |  |  | n/d | transmission |  |  |  | OpenStreetMap | {"type":"Feature","properties":{},"geometry":{"type":"Point","coordinates":[-93.17136,16.6987]}}
Subestación | Point | 115.0 kV |  |  |  | n/d | transmission |  |  |  | OpenStreetMap | {"type":"Feature","properties":{},"geometry":{"type":"Point","coordinates":[-104.4264,29.53501]}}
Subestación | Point | 115.0 kV |  |  |  | n/d | transmission |  |  |  | OpenStreetMap | {"type":"Feature","properties":{},"geometry":{"type":"Point","coordinates":[-93.10104,16.77065]}}
Tancol | Point | 115.0 kV |  |  |  | Comisión Federal de Electricidad | distribution |  |  |  | OpenStreetMap | {"type":"Feature","properties":{},"geometry":{"type":"Point","coordinates":[-97.8864,22.28851]}}
Subestación | Point | 115.0 kV |  |  |  | n/d | transmission |  |  |  | OpenStreetMap | {"type":"Feature","properties":{},"geometry":{"type":"Point","coordinates":[-102.24407,22.5793]}}
Subestación | Point | 115.0 kV |  |  |  | n/d | industrial |  |  |  | OpenStreetMap | {"type":"Feature","properties":{},"geometry":{"type":"Point","coordinates":[-101.47088,21.00722]}}
Subestación | Point | 115.0 kV |  |  |  | CFE | transmission |  |  |  | OpenStreetMap | {"type":"Feature","properties":{},"geometry":{"type":"Point","coordinates":[-116.94114,32.42707]}}
Chilapa | Point | 115.0 kV |  |  |  | CFE | distribution |  |  |  | OpenStreetMap | {"type":"Feature","properties":{},"geometry":{"type":"Point","coordinates":[-99.16816,17.59334]}}
Acahuizotla | Point | 115.0 kV |  |  |  | Comisión Federal de Electricidad |  |  |  |  | OpenStreetMap | {"type":"Feature","properties":{},"geometry":{"type":"Point","coordinates":[-99.4784,17.34459]}}
Quince de Octubre | Point | 115.0 kV |  |  |  | n/d | transmission |  |  |  | OpenStreetMap | {"type":"Feature","properties":{},"geometry":{"type":"Point","coordinates":[-104.64269,23.99089]}}
Subestación | Point | 115.0 kV |  |  |  | n/d | transmission |  |  |  | OpenStreetMap | {"type":"Feature","properties":{},"geometry":{"type":"Point","coordinates":[-102.57695,22.76225]}}
Subestación | Point | 115.0 kV |  |  |  | n/d | transmission |  |  |  | OpenStreetMap | {"type":"Feature","properties":{},"geometry":{"type":"Point","coordinates":[-100.29782,25.67229]}}
Subestación | Point | 115.0 kV |  |  |  | n/d | transmission |  |  |  | OpenStreetMap | {"type":"Feature","properties":{},"geometry":{"type":"Point","coordinates":[-116.91627,32.54928]}}
Subestación | Point | 115.0 kV |  |  |  | n/d | distribution |  |  |  | OpenStreetMap | {"type":"Feature","properties":{},"geometry":{"type":"Point","coordinates":[-101.19404,19.65676]}}
Subestación | Point | 115.0 kV |  |  |  | Comisión Federal de Electricidad | transmission |  |  |  | OpenStreetMap | {"type":"Feature","properties":{},"geometry":{"type":"Point","coordinates":[-109.63804,26.85409]}}
Subestación | Point | 115.0 kV |  |  |  | n/d | transmission |  |  |  | OpenStreetMap | {"type":"Feature","properties":{},"geometry":{"type":"Point","coordinates":[-109.00998,26.39921]}}
Subestación | Point | 115.0 kV |  |  |  | n/d | transmission |  |  |  | OpenStreetMap | {"type":"Feature","properties":{},"geometry":{"type":"Point","coordinates":[-116.93505,32.24717]}}
Subestación | Point | 115.0 kV |  |  |  | n/d | transmission |  |  |  | OpenStreetMap | {"type":"Feature","properties":{},"geometry":{"type":"Point","coordinates":[-116.78373,32.47257]}}
DuPont | Point | 115.0 kV |  |  |  | n/d | industrial |  |  |  | OpenStreetMap | {"type":"Feature","properties":{},"geometry":{"type":"Point","coordinates":[-97.86467,22.34716]}}
Subestación | Point | 115.0 kV |  |  |  | n/d | transmission |  |  |  | OpenStreetMap | {"type":"Feature","properties":{},"geometry":{"type":"Point","coordinates":[-100.93933,25.5491]}}
Subestación | Point | 115.0 kV |  |  |  | n/d | transmission |  |  |  | OpenStreetMap | {"type":"Feature","properties":{},"geometry":{"type":"Point","coordinates":[-106.3775,23.21677]}}
Subestación | Point | 115.0 kV |  |  |  | n/d | distribution |  |  |  | OpenStreetMap | {"type":"Feature","properties":{},"geometry":{"type":"Point","coordinates":[-110.96993,31.26034]}}
Subestación | Point | 115.0 kV |  |  |  | n/d | transmission |  |  |  | OpenStreetMap | {"type":"Feature","properties":{},"geometry":{"type":"Point","coordinates":[-100.33331,25.71753]}}
Subestación | Point | 115.0 kV |  |  |  | n/d | industrial |  |  |  | OpenStreetMap | {"type":"Feature","properties":{},"geometry":{"type":"Point","coordinates":[-100.53096,25.73745]}}
Nemak | Point | 115.0 kV |  |  |  | n/d | industrial |  |  |  | OpenStreetMap | {"type":"Feature","properties":{},"geometry":{"type":"Point","coordinates":[-100.54436,25.72437]}}
Río Verde | Point | 115.0 kV |  |  |  | n/d | distribution |  |  |  | OpenStreetMap | {"type":"Feature","properties":{},"geometry":{"type":"Point","coordinates":[-99.95979,21.9205]}}
Subestacion Atlacomulco | Point | 115.0 kV |  |  |  | CFE | transmission |  |  |  | OpenStreetMap | {"type":"Feature","properties":{},"geometry":{"type":"Point","coordinates":[-99.85668,19.76598]}}
Subestación | Point | 115.0 kV |  |  |  | n/d | transmission |  |  |  | OpenStreetMap | {"type":"Feature","properties":{},"geometry":{"type":"Point","coordinates":[-100.24945,25.90263]}}
Subestación | Point | 115.0 kV |  |  |  | n/d | transmission |  |  |  | OpenStreetMap | {"type":"Feature","properties":{},"geometry":{"type":"Point","coordinates":[-103.50476,25.55166]}}
Subestación | Point | 115.0 kV |  |  |  | n/d | transmission |  |  |  | OpenStreetMap | {"type":"Feature","properties":{},"geometry":{"type":"Point","coordinates":[-106.41754,31.62705]}}
Subestación | Point | 115.0 kV |  |  |  | n/d | transmission |  |  |  | OpenStreetMap | {"type":"Feature","properties":{},"geometry":{"type":"Point","coordinates":[-101.19157,20.54339]}}
Subestación | Point | 115.0 kV |  |  |  | n/d |  |  |  |  | OpenStreetMap | {"type":"Feature","properties":{},"geometry":{"type":"Point","coordinates":[-101.30418,20.39405]}}
Subestación | Point | 115.0 kV |  |  |  | n/d | transmission |  |  |  | OpenStreetMap | {"type":"Feature","properties":{},"geometry":{"type":"Point","coordinates":[-101.20491,20.39442]}}
Atlapexco | Point | 115.0 kV |  |  |  | Comisión Federal de Electricidad | distribution |  |  |  | OpenStreetMap | {"type":"Feature","properties":{},"geometry":{"type":"Point","coordinates":[-98.34335,21.02474]}}
Subestación | Point | 115.0 kV |  |  |  | n/d | industrial |  |  |  | OpenStreetMap | {"type":"Feature","properties":{},"geometry":{"type":"Point","coordinates":[-99.89059,19.77462]}}
Tuxtepec 3 | Point | 115.0 kV |  |  |  | Comisión Federal de Electricidad | distribution |  |  |  | OpenStreetMap | {"type":"Feature","properties":{},"geometry":{"type":"Point","coordinates":[-96.13722,18.10498]}}
Subestación | Point | 115.0 kV |  |  |  | Comisión Federal de Electricidad | transmission |  |  |  | OpenStreetMap | {"type":"Feature","properties":{},"geometry":{"type":"Point","coordinates":[-110.971,31.2575]}}
Subestación | Point | 115.0 kV |  |  |  | n/d | transmission |  |  |  | OpenStreetMap | {"type":"Feature","properties":{},"geometry":{"type":"Point","coordinates":[-90.72755,19.32474]}}
Subestación | Point | 115.0 kV |  |  |  | n/d | transmission |  |  |  | OpenStreetMap | {"type":"Feature","properties":{},"geometry":{"type":"Point","coordinates":[-100.45113,25.76301]}}
Subestación | Point | 115.0 kV |  |  |  | n/d | transmission |  |  |  | OpenStreetMap | {"type":"Feature","properties":{},"geometry":{"type":"Point","coordinates":[-98.13785,24.86636]}}
CFE Emiliano Zapata | Point | 115.0 kV |  |  |  | Comisión Federal de Electricidad | minor_distribution |  |  |  | OpenStreetMap | {"type":"Feature","properties":{},"geometry":{"type":"Point","coordinates":[-99.19631,18.80953]}}
Subestación | Point | 115.0 kV |  |  |  | n/d | transmission |  |  |  | OpenStreetMap | {"type":"Feature","properties":{},"geometry":{"type":"Point","coordinates":[-102.2843,21.7425]}}
Subestación | Point | 115.0 kV |  |  |  | n/d | transmission |  |  |  | OpenStreetMap | {"type":"Feature","properties":{},"geometry":{"type":"Point","coordinates":[-100.10258,25.68561]}}
Subestación | Point | 115.0 kV |  |  |  | Comisión Federal de Electricidad |  |  |  |  | OpenStreetMap | {"type":"Feature","properties":{},"geometry":{"type":"Point","coordinates":[-99.18496,18.63017]}}
Subestación | Point | 115.0 kV |  |  |  | n/d | industrial |  |  |  | OpenStreetMap | {"type":"Feature","properties":{},"geometry":{"type":"Point","coordinates":[-100.43536,20.62387]}}
Subestación | Point | 115.0 kV |  |  |  | n/d | transmission |  |  |  | OpenStreetMap | {"type":"Feature","properties":{},"geometry":{"type":"Point","coordinates":[-100.40237,20.57003]}}
Subestación | Point | 115.0 kV |  |  |  | n/d |  |  |  |  | OpenStreetMap | {"type":"Feature","properties":{},"geometry":{"type":"Point","coordinates":[-100.43093,20.61696]}}
Alcali Maniobras | Point | 115.0 kV |  |  |  | n/d | transmission |  |  |  | OpenStreetMap | {"type":"Feature","properties":{},"geometry":{"type":"Point","coordinates":[-100.5424,25.76554]}}
Subestación | Point | 115.0 kV |  |  |  | n/d | industrial |  |  |  | OpenStreetMap | {"type":"Feature","properties":{},"geometry":{"type":"Point","coordinates":[-103.02327,20.40583]}}
Subestación | Point | 115.0 kV |  |  |  | n/d | industrial |  |  |  | OpenStreetMap | {"type":"Feature","properties":{},"geometry":{"type":"Point","coordinates":[-100.89084,22.06657]}}
Martínez de la torre 2 | Point | 115.0 kV |  |  |  | Comisión Federal de Electricidad | distribution |  |  |  | OpenStreetMap | {"type":"Feature","properties":{},"geometry":{"type":"Point","coordinates":[-97.07594,20.06035]}}
Subestación | Point | 115.0 kV |  |  |  | n/d | industrial |  |  |  | OpenStreetMap | {"type":"Feature","properties":{},"geometry":{"type":"Point","coordinates":[-106.34002,31.65766]}}
Manuel | Point | 115.0 kV |  |  |  | n/d | distribution |  |  |  | OpenStreetMap | {"type":"Feature","properties":{},"geometry":{"type":"Point","coordinates":[-98.30232,22.71926]}}
Subestación | Point | 115.0 kV |  |  |  | n/d | distribution |  |  |  | OpenStreetMap | {"type":"Feature","properties":{},"geometry":{"type":"Point","coordinates":[-109.71438,23.15529]}}
Subestación | Point | 115.0 kV |  |  |  | n/d | transmission |  |  |  | OpenStreetMap | {"type":"Feature","properties":{},"geometry":{"type":"Point","coordinates":[-109.77481,22.98033]}}
Subestación | Point | 115.0 kV |  |  |  | n/d | transmission |  |  |  | OpenStreetMap | {"type":"Feature","properties":{},"geometry":{"type":"Point","coordinates":[-109.83217,22.92638]}}
Subestación | Point | 115.0 kV |  |  |  | n/d | transmission |  |  |  | OpenStreetMap | {"type":"Feature","properties":{},"geometry":{"type":"Point","coordinates":[-109.92081,22.90378]}}
Subestación | Point | 115.0 kV |  |  |  | n/d | transmission |  |  |  | OpenStreetMap | {"type":"Feature","properties":{},"geometry":{"type":"Point","coordinates":[-109.8847,22.9035]}}
Cryoinfra Praxair | Point | 115.0 kV |  |  |  | n/d | industrial |  |  |  | OpenStreetMap | {"type":"Feature","properties":{},"geometry":{"type":"Point","coordinates":[-94.32682,18.06166]}}
La Venta PEMEX | Point | 115.0 kV |  |  |  | n/d | distribution |  |  |  | OpenStreetMap | {"type":"Feature","properties":{},"geometry":{"type":"Point","coordinates":[-94.04497,18.094]}}
Complejo Petroquímico Morelos | Point | 115.0 kV |  |  |  | n/d | distribution |  |  |  | OpenStreetMap | {"type":"Feature","properties":{},"geometry":{"type":"Point","coordinates":[-94.37722,18.13842]}}
Subestación | Point | 115.0 kV |  |  |  | n/d |  |  |  |  | OpenStreetMap | {"type":"Feature","properties":{},"geometry":{"type":"Point","coordinates":[-92.92611,17.86245]}}
Subestación | Point | 115.0 kV |  |  |  | n/d | transmission |  |  |  | OpenStreetMap | {"type":"Feature","properties":{},"geometry":{"type":"Point","coordinates":[-92.92871,17.97463]}}
Subestación | Point | 115.0 kV |  |  |  | n/d | transmission |  |  |  | OpenStreetMap | {"type":"Feature","properties":{},"geometry":{"type":"Point","coordinates":[-93.08961,17.99945]}}
Subestación | Point | 115.0 kV |  |  |  | n/d | transmission |  |  |  | OpenStreetMap | {"type":"Feature","properties":{},"geometry":{"type":"Point","coordinates":[-92.97395,17.95829]}}
Subestación | Point | 115.0 kV |  |  |  | n/d | distribution |  |  |  | OpenStreetMap | {"type":"Feature","properties":{},"geometry":{"type":"Point","coordinates":[-93.00801,17.94417]}}
Subestación | Point | 115.0 kV |  |  |  | n/d | transmission |  |  |  | OpenStreetMap | {"type":"Feature","properties":{},"geometry":{"type":"Point","coordinates":[-93.21756,18.29008]}}
Chontalpa | Point | 115.0 kV |  |  |  | n/d | distribution |  |  |  | OpenStreetMap | {"type":"Feature","properties":{},"geometry":{"type":"Point","coordinates":[-93.56121,18.01779]}}
Cárdenas 1 | Point | 115.0 kV |  |  |  | Comisión Federal de Electricidad | distribution |  |  |  | OpenStreetMap | {"type":"Feature","properties":{},"geometry":{"type":"Point","coordinates":[-93.3936,17.99851]}}
Subestación | Point | 115.0 kV |  |  |  | n/d | transmission |  |  |  | OpenStreetMap | {"type":"Feature","properties":{},"geometry":{"type":"Point","coordinates":[-93.18059,18.12479]}}
Subestación | Point | 115.0 kV |  |  |  | n/d | transmission |  |  |  | OpenStreetMap | {"type":"Feature","properties":{},"geometry":{"type":"Point","coordinates":[-93.09016,18.17868]}}
Subestación | Point | 115.0 kV |  |  |  | n/d | transmission |  |  |  | OpenStreetMap | {"type":"Feature","properties":{},"geometry":{"type":"Point","coordinates":[-94.96243,16.58891]}}
Subestación | Point | 115.0 kV |  |  |  | n/d | transmission |  |  |  | OpenStreetMap | {"type":"Feature","properties":{},"geometry":{"type":"Point","coordinates":[-95.01992,16.44671]}}
Puerto escondido | Point | 115.0 kV |  |  |  | Comisión Federal de Electricidad |  |  |  |  | OpenStreetMap | {"type":"Feature","properties":{},"geometry":{"type":"Point","coordinates":[-97.07056,15.87093]}}
Pochutla | Point | 115.0 kV |  |  |  | Comisión Federal de Electricidad | distribution |  |  |  | OpenStreetMap | {"type":"Feature","properties":{},"geometry":{"type":"Point","coordinates":[-96.52076,15.73333]}}
Miahuatlán 1 | Point | 115.0 kV |  |  |  | n/d | distribution |  |  |  | OpenStreetMap | {"type":"Feature","properties":{},"geometry":{"type":"Point","coordinates":[-96.58237,16.2932]}}
Miahuatlán 2 | Point | 115.0 kV |  |  |  | n/d | distribution |  |  |  | OpenStreetMap | {"type":"Feature","properties":{},"geometry":{"type":"Point","coordinates":[-96.61011,16.34815]}}
Mitla | Point | 115.0 kV |  |  |  | Comisión Federal de Electricidad | distribution |  |  |  | OpenStreetMap | {"type":"Feature","properties":{},"geometry":{"type":"Point","coordinates":[-96.40104,16.91891]}}
Tlacolula | Point | 115.0 kV |  |  |  | Comisión Federal de Electricidad | distribution |  |  |  | OpenStreetMap | {"type":"Feature","properties":{},"geometry":{"type":"Point","coordinates":[-96.46112,16.97756]}}
Subestación | Point | 115.0 kV |  |  |  | n/d |  |  |  |  | OpenStreetMap | {"type":"Feature","properties":{},"geometry":{"type":"Point","coordinates":[-98.49855,16.65397]}}
Subestación | Point | 115.0 kV |  |  |  | n/d | distribution |  |  |  | OpenStreetMap | {"type":"Feature","properties":{},"geometry":{"type":"Point","coordinates":[-98.30442,16.7658]}}
La Granja 3 | Point | 115.0 kV |  |  |  | Comisión Federal de Electricidad | distribution |  |  |  | OpenStreetMap | {"type":"Feature","properties":{},"geometry":{"type":"Point","coordinates":[-96.2615,18.35428]}}
Piedras negras | Point | 115.0 kV |  |  |  | n/d | distribution |  |  |  | OpenStreetMap | {"type":"Feature","properties":{},"geometry":{"type":"Point","coordinates":[-96.16904,18.76522]}}
Vidriería Tierra Blanca | Point | 115.0 kV |  |  |  | n/d | industrial |  |  |  | OpenStreetMap | {"type":"Feature","properties":{},"geometry":{"type":"Point","coordinates":[-96.33005,18.45624]}}
Paso del Toro | Point | 115.0 kV |  |  |  | n/d | distribution |  |  |  | OpenStreetMap | {"type":"Feature","properties":{},"geometry":{"type":"Point","coordinates":[-96.12112,19.01193]}}
El Tejar | Point | 115.0 kV |  |  |  | Comisión Federal de Electricidad | distribution |  |  |  | OpenStreetMap | {"type":"Feature","properties":{},"geometry":{"type":"Point","coordinates":[-96.14585,19.08316]}}
Córdoba 2 | Point | 115.0 kV |  |  |  | Comisión Federal de Electricidad | distribution |  |  |  | OpenStreetMap | {"type":"Feature","properties":{},"geometry":{"type":"Point","coordinates":[-96.91796,18.87444]}}
Gran Prideco | Point | 115.0 kV |  |  |  | n/d | distribution |  |  |  | OpenStreetMap | {"type":"Feature","properties":{},"geometry":{"type":"Point","coordinates":[-96.23398,19.17119]}}
Subestación | Point | 115.0 kV |  |  |  | n/d |  |  |  |  | OpenStreetMap | {"type":"Feature","properties":{},"geometry":{"type":"Point","coordinates":[-111.55529,28.43096]}}
Subestación | Point | 115.0 kV |  |  |  | n/d | transmission |  |  |  | OpenStreetMap | {"type":"Feature","properties":{},"geometry":{"type":"Point","coordinates":[-102.90696,23.22482]}}
Subestación | Point | 115.0 kV |  |  |  | n/d | transmission |  |  |  | OpenStreetMap | {"type":"Feature","properties":{},"geometry":{"type":"Point","coordinates":[-106.879,30.13696]}}
Subestación | Point | 115.0 kV |  |  |  | n/d | transmission |  |  |  | OpenStreetMap | {"type":"Feature","properties":{},"geometry":{"type":"Point","coordinates":[-116.1617,31.22326]}}
Trinidad | Point | 115.0 kV |  |  |  | n/d | transmission |  |  |  | OpenStreetMap | {"type":"Feature","properties":{},"geometry":{"type":"Point","coordinates":[-115.74647,31.35851]}}
Subestación | Point | 115.0 kV |  |  |  | n/d | transmission |  |  |  | OpenStreetMap | {"type":"Feature","properties":{},"geometry":{"type":"Point","coordinates":[-111.23231,24.46973]}}
Subestación | Point | 115.0 kV |  |  |  | n/d | transmission |  |  |  | OpenStreetMap | {"type":"Feature","properties":{},"geometry":{"type":"Point","coordinates":[-110.12208,23.7854]}}
Subestación | Point | 115.0 kV |  |  |  | n/d | distribution |  |  |  | OpenStreetMap | {"type":"Feature","properties":{},"geometry":{"type":"Point","coordinates":[-117.10914,32.47768]}}
Subestación | Point | 115.0 kV |  |  |  | n/d | transmission |  |  |  | OpenStreetMap | {"type":"Feature","properties":{},"geometry":{"type":"Point","coordinates":[-109.70449,23.06427]}}
Subestación | Point | 115.0 kV |  |  |  | n/d | transmission |  |  |  | OpenStreetMap | {"type":"Feature","properties":{},"geometry":{"type":"Point","coordinates":[-117.03737,32.29522]}}
Subestación | Point | 115.0 kV |  |  |  | n/d |  |  |  |  | OpenStreetMap | {"type":"Feature","properties":{},"geometry":{"type":"Point","coordinates":[-116.99192,32.44587]}}
Nogales | Point | 115.0 kV |  |  |  | Comisión Federal de Electricidad | distribution |  |  |  | OpenStreetMap | {"type":"Feature","properties":{},"geometry":{"type":"Point","coordinates":[-97.16856,18.8122]}}
Subestación | Point | 115.0 kV |  |  |  | n/d | industrial |  |  |  | OpenStreetMap | {"type":"Feature","properties":{},"geometry":{"type":"Point","coordinates":[-102.28842,22.04234]}}
Subestación | Point | 115.0 kV |  |  |  | CFE | transmission |  |  |  | OpenStreetMap | {"type":"Feature","properties":{},"geometry":{"type":"Point","coordinates":[-102.28046,22.03618]}}
Subestación | Point | 115.0 kV |  |  |  | n/d | transmission |  |  |  | OpenStreetMap | {"type":"Feature","properties":{},"geometry":{"type":"Point","coordinates":[-117.0956,32.51169]}}
Subestación | Point | 115.0 kV |  |  |  | n/d | industrial |  |  |  | OpenStreetMap | {"type":"Feature","properties":{},"geometry":{"type":"Point","coordinates":[-116.86592,32.44532]}}
Subestación | Point | 115.0 kV |  |  |  | n/d | transmission |  |  |  | OpenStreetMap | {"type":"Feature","properties":{},"geometry":{"type":"Point","coordinates":[-115.92225,30.49975]}}
Subestación San Quintin | Point | 115.0 kV |  |  |  | n/d | transmission |  |  |  | OpenStreetMap | {"type":"Feature","properties":{},"geometry":{"type":"Point","coordinates":[-115.98731,30.71544]}}
Subestación | Point | 115.0 kV |  |  |  | n/d |  |  |  |  | OpenStreetMap | {"type":"Feature","properties":{},"geometry":{"type":"Point","coordinates":[-103.75525,19.27516]}}
Subestación | Point | 115.0 kV |  |  |  | n/d | transmission |  |  |  | OpenStreetMap | {"type":"Feature","properties":{},"geometry":{"type":"Point","coordinates":[-100.31902,25.64513]}}
Infra | Point | 115.0 kV |  |  |  | n/d | distribution |  |  |  | OpenStreetMap | {"type":"Feature","properties":{},"geometry":{"type":"Point","coordinates":[-94.3802,18.08028]}}
Matapionche | Point | 115.0 kV |  |  |  | n/d | industrial |  |  |  | OpenStreetMap | {"type":"Feature","properties":{},"geometry":{"type":"Point","coordinates":[-96.40246,18.81401]}}
La Reina | Point | 115.0 kV |  |  |  | n/d | distribution |  |  |  | OpenStreetMap | {"type":"Feature","properties":{},"geometry":{"type":"Point","coordinates":[-96.86392,19.52631]}}
Subestación | Point | 115.0 kV |  |  |  | n/d | transmission |  |  |  | OpenStreetMap | {"type":"Feature","properties":{},"geometry":{"type":"Point","coordinates":[-106.3805,31.66836]}}
Subestación | Point | 115.0 kV |  |  |  | n/d | transmission |  |  |  | OpenStreetMap | {"type":"Feature","properties":{},"geometry":{"type":"Point","coordinates":[-111.00173,29.18648]}}
Subestación | Point | 115.0 kV |  |  |  | n/d | industrial |  |  |  | OpenStreetMap | {"type":"Feature","properties":{},"geometry":{"type":"Point","coordinates":[-111.00411,29.18946]}}
Mérida 2 | Point | 115.0 kV |  |  |  | n/d | generation;distribution |  |  |  | OpenStreetMap | {"type":"Feature","properties":{},"geometry":{"type":"Point","coordinates":[-89.68819,20.92808]}}
Subestación | Point | 115.0 kV |  |  |  | n/d | transmission |  |  |  | OpenStreetMap | {"type":"Feature","properties":{},"geometry":{"type":"Point","coordinates":[-110.94186,29.0523]}}
Subestación | Point | 115.0 kV |  |  |  | n/d | transmission |  |  |  | OpenStreetMap | {"type":"Feature","properties":{},"geometry":{"type":"Point","coordinates":[-111.47306,28.56826]}}
Subestación | Point | 115.0 kV |  |  |  | n/d | transmission |  |  |  | OpenStreetMap | {"type":"Feature","properties":{},"geometry":{"type":"Point","coordinates":[-100.16462,25.77401]}}
Subestación | Point | 115.0 kV |  |  |  | n/d | industrial |  |  |  | OpenStreetMap | {"type":"Feature","properties":{},"geometry":{"type":"Point","coordinates":[-100.1457,25.77137]}}
Subestación | Point | 115.0 kV |  |  |  | n/d | industrial |  |  |  | OpenStreetMap | {"type":"Feature","properties":{},"geometry":{"type":"Point","coordinates":[-100.17696,25.78867]}}
Subestación | Point | 115.0 kV |  |  |  | n/d | transmission |  |  |  | OpenStreetMap | {"type":"Feature","properties":{},"geometry":{"type":"Point","coordinates":[-100.05827,25.74484]}}
Subestación | Point | 115.0 kV |  |  |  | n/d | transmission |  |  |  | OpenStreetMap | {"type":"Feature","properties":{},"geometry":{"type":"Point","coordinates":[-100.15016,25.67336]}}
Subestación | Point | 115.0 kV |  |  |  | n/d | transmission |  |  |  | OpenStreetMap | {"type":"Feature","properties":{},"geometry":{"type":"Point","coordinates":[-99.16891,23.7879]}}
Subestación | Point | 115.0 kV |  |  |  | n/d | transmission |  |  |  | OpenStreetMap | {"type":"Feature","properties":{},"geometry":{"type":"Point","coordinates":[-99.11073,23.74514]}}
Subestación | Point | 115.0 kV |  |  |  | n/d | transmission |  |  |  | OpenStreetMap | {"type":"Feature","properties":{},"geometry":{"type":"Point","coordinates":[-93.1073,16.94108]}}
Minatitlán 1 | Point | 115.0 kV |  |  |  | n/d | distribution |  |  |  | OpenStreetMap | {"type":"Feature","properties":{},"geometry":{"type":"Point","coordinates":[-94.57567,17.99157]}}
Subestación | Point | 115.0 kV |  |  |  | n/d |  |  |  |  | OpenStreetMap | {"type":"Feature","properties":{},"geometry":{"type":"Point","coordinates":[-99.90098,20.5301]}}
Subestación | Point | 115.0 kV |  |  |  | n/d | industrial |  |  |  | OpenStreetMap | {"type":"Feature","properties":{},"geometry":{"type":"Point","coordinates":[-103.36032,25.46575]}}
Subestación | Point | 115.0 kV |  |  |  | n/d | industrial |  |  |  | OpenStreetMap | {"type":"Feature","properties":{},"geometry":{"type":"Point","coordinates":[-103.36028,25.46639]}}
Subestación | Point | 115.0 kV |  |  |  | n/d | transmission |  |  |  | OpenStreetMap | {"type":"Feature","properties":{},"geometry":{"type":"Point","coordinates":[-103.36574,25.47588]}}
Subestación | Point | 115.0 kV |  |  |  | n/d | transmission |  |  |  | OpenStreetMap | {"type":"Feature","properties":{},"geometry":{"type":"Point","coordinates":[-103.35036,25.47667]}}
Subestación | Point | 115.0 kV |  |  |  | n/d | industrial |  |  |  | OpenStreetMap | {"type":"Feature","properties":{},"geometry":{"type":"Point","coordinates":[-103.35197,25.48429]}}
Subestación | Point | 115.0 kV |  |  |  | n/d | transmission |  |  |  | OpenStreetMap | {"type":"Feature","properties":{},"geometry":{"type":"Point","coordinates":[-101.48973,21.02289]}}
Subestación | Point | 115.0 kV |  |  |  | n/d | transmission |  |  |  | OpenStreetMap | {"type":"Feature","properties":{},"geometry":{"type":"Point","coordinates":[-101.47193,21.01577]}}
Subestación | Point | 115.0 kV |  |  |  | n/d | transmission |  |  |  | OpenStreetMap | {"type":"Feature","properties":{},"geometry":{"type":"Point","coordinates":[-100.86858,22.04891]}}
Subestación | Point | 115.0 kV |  |  |  | n/d | transmission |  |  |  | OpenStreetMap | {"type":"Feature","properties":{},"geometry":{"type":"Point","coordinates":[-100.88578,22.02619]}}
Subestación | Point | 115.0 kV |  |  |  | n/d |  |  |  |  | OpenStreetMap | {"type":"Feature","properties":{},"geometry":{"type":"Point","coordinates":[-101.57556,20.45312]}}
Subestación | Point | 115.0 kV |  |  |  | n/d |  |  |  |  | OpenStreetMap | {"type":"Feature","properties":{},"geometry":{"type":"Point","coordinates":[-98.67896,16.61277]}}
Subestación | Point | 115.0 kV |  |  |  | n/d | transmission |  |  |  | OpenStreetMap | {"type":"Feature","properties":{},"geometry":{"type":"Point","coordinates":[-106.36592,31.61972]}}
Subestación | Point | 115.0 kV |  |  |  | n/d | industrial |  |  |  | OpenStreetMap | {"type":"Feature","properties":{},"geometry":{"type":"Point","coordinates":[-106.36451,31.62092]}}
Subestación | Point | 115.0 kV |  |  |  | n/d | industrial |  |  |  | OpenStreetMap | {"type":"Feature","properties":{},"geometry":{"type":"Point","coordinates":[-106.36357,31.61541]}}
Subestación | Point | 115.0 kV |  |  |  | CFE | transmission |  |  |  | OpenStreetMap | {"type":"Feature","properties":{},"geometry":{"type":"Point","coordinates":[-100.58895,25.77946]}}
Subestación | Point | 115.0 kV |  |  |  | n/d |  |  |  |  | OpenStreetMap | {"type":"Feature","properties":{},"geometry":{"type":"Point","coordinates":[-116.80968,32.09857]}}
Subestación | Point | 115.0 kV |  |  |  | n/d | industrial |  |  |  | OpenStreetMap | {"type":"Feature","properties":{},"geometry":{"type":"Point","coordinates":[-106.12742,28.71168]}}
Subestación | Point | 115.0 kV |  |  |  | n/d | transmission |  |  |  | OpenStreetMap | {"type":"Feature","properties":{},"geometry":{"type":"Point","coordinates":[-106.12313,28.71439]}}
Subestación | Point | 115.0 kV |  |  |  | n/d | industrial |  |  |  | OpenStreetMap | {"type":"Feature","properties":{},"geometry":{"type":"Point","coordinates":[-100.90558,25.58226]}}
Subestación | Point | 115.0 kV |  |  |  | n/d | industrial |  |  |  | OpenStreetMap | {"type":"Feature","properties":{},"geometry":{"type":"Point","coordinates":[-100.89513,25.58735]}}
Subestación | Point | 115.0 kV |  |  |  | n/d |  |  |  |  | OpenStreetMap | {"type":"Feature","properties":{},"geometry":{"type":"Point","coordinates":[-99.88947,19.77427]}}
Subestación | Point | 115.0 kV |  |  |  | n/d | transmission |  |  |  | OpenStreetMap | {"type":"Feature","properties":{},"geometry":{"type":"Point","coordinates":[-106.46592,31.7068]}}
Subestación | Point | 115.0 kV |  |  |  | n/d | transmission |  |  |  | OpenStreetMap | {"type":"Feature","properties":{},"geometry":{"type":"Point","coordinates":[-106.47627,31.72073]}}
Subestación | Point | 115.0 kV |  |  |  | n/d | transmission |  |  |  | OpenStreetMap | {"type":"Feature","properties":{},"geometry":{"type":"Point","coordinates":[-106.38682,31.64235]}}
Subestación | Point | 115.0 kV |  |  |  | Comisión Federal de Electricidad | transmission |  |  |  | OpenStreetMap | {"type":"Feature","properties":{},"geometry":{"type":"Point","coordinates":[-106.45446,31.64519]}}
Subestación | Point | 115.0 kV |  |  |  | Comisión Federal de Electricidad | transmission |  |  |  | OpenStreetMap | {"type":"Feature","properties":{},"geometry":{"type":"Point","coordinates":[-106.34908,31.55051]}}
CFE | Point | 115.0 kV |  |  |  | Comisión Federal de Electricidad | transmission |  |  |  | OpenStreetMap | {"type":"Feature","properties":{},"geometry":{"type":"Point","coordinates":[-106.3943,31.69971]}}
Subestación | Point | 115.0 kV |  |  |  | n/d | industrial |  |  |  | OpenStreetMap | {"type":"Feature","properties":{},"geometry":{"type":"Point","coordinates":[-100.28642,20.56518]}}
Subestación | Point | 115.0 kV |  |  |  | Comisión Federal de Electricidad | transmission |  |  |  | OpenStreetMap | {"type":"Feature","properties":{},"geometry":{"type":"Point","coordinates":[-110.96013,31.31131]}}
Subestación | Point | 115.0 kV |  |  |  | n/d |  |  |  |  | OpenStreetMap | {"type":"Feature","properties":{},"geometry":{"type":"Point","coordinates":[-93.21096,18.24399]}}
Subestación | Point | 115.0 kV |  |  |  | n/d | industrial |  |  |  | OpenStreetMap | {"type":"Feature","properties":{},"geometry":{"type":"Point","coordinates":[-106.45244,31.63545]}}
Subestación | Point | 115.0 kV |  |  |  | n/d | transmission |  |  |  | OpenStreetMap | {"type":"Feature","properties":{},"geometry":{"type":"Point","coordinates":[-106.41383,31.72981]}}
San Miguel Santa Flor | Point | 115.0 kV |  |  |  | Comisión Federal de Electricidad | distribution |  |  |  | OpenStreetMap | {"type":"Feature","properties":{},"geometry":{"type":"Point","coordinates":[-96.80839,17.91292]}}
CFE | Point | 115.0 kV |  |  |  | Comisión Federal de Electricidad | transmission |  |  |  | OpenStreetMap | {"type":"Feature","properties":{},"geometry":{"type":"Point","coordinates":[-96.80032,17.22376]}}
Subestación | Point | 115.0 kV |  |  |  | n/d | transmission |  |  |  | OpenStreetMap | {"type":"Feature","properties":{},"geometry":{"type":"Point","coordinates":[-96.72515,17.05178]}}
Subestación Lázaro Cárdenas | Point | 115.0 kV |  |  |  | n/d | transmission |  |  |  | OpenStreetMap | {"type":"Feature","properties":{},"geometry":{"type":"Point","coordinates":[-88.19339,18.95437]}}
Subestación | Point | 115.0 kV |  |  |  | n/d | transmission |  |  |  | OpenStreetMap | {"type":"Feature","properties":{},"geometry":{"type":"Point","coordinates":[-89.10078,20.23311]}}
Subestación | Point | 115.0 kV |  |  |  | n/d | transmission |  |  |  | OpenStreetMap | {"type":"Feature","properties":{},"geometry":{"type":"Point","coordinates":[-90.17521,19.72762]}}
Subestación | Point | 115.0 kV |  |  |  | n/d | transmission |  |  |  | OpenStreetMap | {"type":"Feature","properties":{},"geometry":{"type":"Point","coordinates":[-90.61365,19.49563]}}
Subestación | Point | 115.0 kV |  |  |  | n/d | transmission |  |  |  | OpenStreetMap | {"type":"Feature","properties":{},"geometry":{"type":"Point","coordinates":[-90.06296,20.37711]}}
Subestación | Point | 115.0 kV |  |  |  | n/d | transmission |  |  |  | OpenStreetMap | {"type":"Feature","properties":{},"geometry":{"type":"Point","coordinates":[-90.11836,20.18809]}}
Chuburná | Point | 115.0 kV |  |  |  | n/d | transmission |  |  |  | OpenStreetMap | {"type":"Feature","properties":{},"geometry":{"type":"Point","coordinates":[-89.64943,21.02235]}}
El zopo | Point | 115.0 kV |  |  |  | n/d | transmission |  |  |  | OpenStreetMap | {"type":"Feature","properties":{},"geometry":{"type":"Point","coordinates":[-92.44024,17.66945]}}
Macuspana | Point | 115.0 kV |  |  |  | n/d | distribution |  |  |  | OpenStreetMap | {"type":"Feature","properties":{},"geometry":{"type":"Point","coordinates":[-92.61373,17.74447]}}
Subestación | Point | 115.0 kV |  |  |  | n/d | transmission |  |  |  | OpenStreetMap | {"type":"Feature","properties":{},"geometry":{"type":"Point","coordinates":[-93.2337,18.38039]}}
Subestación | Point | 115.0 kV |  |  |  | n/d | transmission |  |  |  | OpenStreetMap | {"type":"Feature","properties":{},"geometry":{"type":"Point","coordinates":[-93.64972,16.68642]}}
Subestación | Point | 115.0 kV |  |  |  | n/d | transmission |  |  |  | OpenStreetMap | {"type":"Feature","properties":{},"geometry":{"type":"Point","coordinates":[-93.39441,16.73063]}}
Subestación | Point | 115.0 kV |  |  |  | n/d | transmission |  |  |  | OpenStreetMap | {"type":"Feature","properties":{},"geometry":{"type":"Point","coordinates":[-93.0855,16.74173]}}
Celanese | Point | 115.0 kV |  |  |  | n/d | distribution |  |  |  | OpenStreetMap | {"type":"Feature","properties":{},"geometry":{"type":"Point","coordinates":[-94.37129,18.08746]}}
Agronitrogenados | Point | 115.0 kV |  |  |  | n/d | distribution |  |  |  | OpenStreetMap | {"type":"Feature","properties":{},"geometry":{"type":"Point","coordinates":[-94.38804,18.11713]}}
Cánticas | Point | 115.0 kV |  |  |  | Comisión Federal de Electricidad | distribution |  |  |  | OpenStreetMap | {"type":"Feature","properties":{},"geometry":{"type":"Point","coordinates":[-94.54379,18.12112]}}
Subestación | Point | 115.0 kV |  |  |  | n/d |  |  |  |  | OpenStreetMap | {"type":"Feature","properties":{},"geometry":{"type":"Point","coordinates":[-95.03373,17.07073]}}
Subestación | Point | 115.0 kV |  |  |  | n/d | transmission |  |  |  | OpenStreetMap | {"type":"Feature","properties":{},"geometry":{"type":"Point","coordinates":[-94.99035,16.53801]}}
Subestación | Point | 115.0 kV |  |  |  | n/d | transmission |  |  |  | OpenStreetMap | {"type":"Feature","properties":{},"geometry":{"type":"Point","coordinates":[-94.99038,16.53929]}}
Conejos | Point | 115.0 kV |  |  |  | Comisión Federal de Electricidad | distribution |  |  |  | OpenStreetMap | {"type":"Feature","properties":{},"geometry":{"type":"Point","coordinates":[-96.08436,15.77542]}}
Subestación | Point | 115.0 kV |  |  |  | n/d | transmission |  |  |  | OpenStreetMap | {"type":"Feature","properties":{},"geometry":{"type":"Point","coordinates":[-95.19212,16.2412]}}
Huatulco | Point | 115.0 kV |  |  |  | Comisión Federal de Electricidad | distribution |  |  |  | OpenStreetMap | {"type":"Feature","properties":{},"geometry":{"type":"Point","coordinates":[-96.13938,15.77057]}}
Subestación | Point | 115.0 kV |  |  |  | n/d | transmission |  |  |  | OpenStreetMap | {"type":"Feature","properties":{},"geometry":{"type":"Point","coordinates":[-95.08047,16.54528]}}
Subestación | Point | 115.0 kV |  |  |  | n/d | transmission |  |  |  | OpenStreetMap | {"type":"Feature","properties":{},"geometry":{"type":"Point","coordinates":[-93.90972,16.24541]}}
Subestación | Point | 115.0 kV |  |  |  | n/d | transmission |  |  |  | OpenStreetMap | {"type":"Feature","properties":{},"geometry":{"type":"Point","coordinates":[-93.32869,16.32368]}}
Subestación | Point | 115.0 kV |  |  |  | n/d | transmission |  |  |  | OpenStreetMap | {"type":"Feature","properties":{},"geometry":{"type":"Point","coordinates":[-93.26417,16.20424]}}
Subestación | Point | 115.0 kV |  |  |  | n/d | transmission |  |  |  | OpenStreetMap | {"type":"Feature","properties":{},"geometry":{"type":"Point","coordinates":[-93.72808,16.05283]}}
Subestación | Point | 115.0 kV |  |  |  | n/d | transmission |  |  |  | OpenStreetMap | {"type":"Feature","properties":{},"geometry":{"type":"Point","coordinates":[-92.32933,14.90751]}}
Subestación | Point | 115.0 kV |  |  |  | n/d | transmission |  |  |  | OpenStreetMap | {"type":"Feature","properties":{},"geometry":{"type":"Point","coordinates":[-92.45217,15.14664]}}
Subestación | Point | 115.0 kV |  |  |  | n/d | transmission |  |  |  | OpenStreetMap | {"type":"Feature","properties":{},"geometry":{"type":"Point","coordinates":[-92.59026,15.2469]}}
Subestación | Point | 115.0 kV |  |  |  | n/d |  |  |  |  | OpenStreetMap | {"type":"Feature","properties":{},"geometry":{"type":"Point","coordinates":[-92.67998,15.34457]}}
Subestación | Point | 115.0 kV |  |  |  | n/d | transmission |  |  |  | OpenStreetMap | {"type":"Feature","properties":{},"geometry":{"type":"Point","coordinates":[-92.88718,15.45678]}}
Subestación | Point | 115.0 kV |  |  |  | n/d | transmission |  |  |  | OpenStreetMap | {"type":"Feature","properties":{},"geometry":{"type":"Point","coordinates":[-92.82756,16.07386]}}
Subestación | Point | 115.0 kV |  |  |  | n/d | distribution |  |  |  | OpenStreetMap | {"type":"Feature","properties":{},"geometry":{"type":"Point","coordinates":[-93.17705,15.67258]}}
Subestación | Point | 115.0 kV |  |  |  | n/d | transmission |  |  |  | OpenStreetMap | {"type":"Feature","properties":{},"geometry":{"type":"Point","coordinates":[-92.45161,14.87369]}}
Puerto Chiapas | Point | 115.0 kV |  |  |  | Comisión Federal de Electricidad | transmission |  |  |  | OpenStreetMap | {"type":"Feature","properties":{},"geometry":{"type":"Point","coordinates":[-92.39568,14.70982]}}
Subestación Puerto Madero | Point | 115.0 kV |  |  |  | Comisión Federal de Electricidad | distribution |  |  |  | OpenStreetMap | {"type":"Feature","properties":{},"geometry":{"type":"Point","coordinates":[-92.39821,14.7337]}}
S.E. TAPACHULA ORIENTE | Point | 115.0 kV |  |  |  | Comisión Federal de Electricidad | transmission |  |  |  | OpenStreetMap | {"type":"Feature","properties":{},"geometry":{"type":"Point","coordinates":[-92.21914,14.89958]}}
Subestación | Point | 115.0 kV |  |  |  | n/d | transmission |  |  |  | OpenStreetMap | {"type":"Feature","properties":{},"geometry":{"type":"Point","coordinates":[-92.2586,14.9229]}}
Subestación | Point | 115.0 kV |  |  |  | n/d | transmission |  |  |  | OpenStreetMap | {"type":"Feature","properties":{},"geometry":{"type":"Point","coordinates":[-93.94414,16.1882]}}
Subestación | Point | 115.0 kV |  |  |  | n/d | transmission |  |  |  | OpenStreetMap | {"type":"Feature","properties":{},"geometry":{"type":"Point","coordinates":[-94.76864,16.57122]}}
Subestación | Point | 115.0 kV |  |  |  | n/d | transmission |  |  |  | OpenStreetMap | {"type":"Feature","properties":{},"geometry":{"type":"Point","coordinates":[-94.1752,16.29577]}}
Subestación Queretaro Sur | Point | 115.0 kV |  |  |  | CFE | transmission |  |  |  | OpenStreetMap | {"type":"Feature","properties":{},"geometry":{"type":"Point","coordinates":[-100.45363,20.53533]}}
Subestación | Point | 115.0 kV |  |  |  | n/d | transmission |  |  |  | OpenStreetMap | {"type":"Feature","properties":{},"geometry":{"type":"Point","coordinates":[-116.98537,32.4629]}}
Subestación | Point | 115.0 kV |  |  |  | n/d | industrial |  |  |  | OpenStreetMap | {"type":"Feature","properties":{},"geometry":{"type":"Point","coordinates":[-116.97714,32.45578]}}
Subestación | Point | 115.0 kV |  |  |  | n/d | industrial |  |  |  | OpenStreetMap | {"type":"Feature","properties":{},"geometry":{"type":"Point","coordinates":[-116.98221,32.44885]}}
Subestación | Point | 115.0 kV |  |  |  | CFE |  |  |  |  | OpenStreetMap | {"type":"Feature","properties":{},"geometry":{"type":"Point","coordinates":[-100.22456,19.1785]}}
Subestación | Point | 115.0 kV |  |  |  | Comisión Federal de Electricidad | transmission |  |  |  | OpenStreetMap | {"type":"Feature","properties":{},"geometry":{"type":"Point","coordinates":[-100.14309,19.2315]}}
Subestación | Point | 115.0 kV |  |  |  | n/d | industrial |  |  |  | OpenStreetMap | {"type":"Feature","properties":{},"geometry":{"type":"Point","coordinates":[-106.38238,31.55468]}}
Subestacion Electica Tamazulapam | Point | 115.0 kV |  |  |  | n/d |  |  |  |  | OpenStreetMap | {"type":"Feature","properties":{},"geometry":{"type":"Point","coordinates":[-97.57608,17.68777]}}
Obra de toma | Point | 115.0 kV |  |  |  | n/d | industrial |  |  |  | OpenStreetMap | {"type":"Feature","properties":{},"geometry":{"type":"Point","coordinates":[-98.73307,23.83666]}}
Zongolica | Point | 115.0 kV |  |  |  | n/d | distribution |  |  |  | OpenStreetMap | {"type":"Feature","properties":{},"geometry":{"type":"Point","coordinates":[-96.99325,18.67592]}}
Subestación CIVAC | Point | 115.0 kV |  |  |  | n/d |  |  |  |  | OpenStreetMap | {"type":"Feature","properties":{},"geometry":{"type":"Point","coordinates":[-99.18035,18.9106]}}
Subestación | Point | 115.0 kV |  |  |  | n/d | transmission |  |  |  | OpenStreetMap | {"type":"Feature","properties":{},"geometry":{"type":"Point","coordinates":[-88.93043,21.35851]}}
Subestación | Point | 115.0 kV |  |  |  | n/d | transmission |  |  |  | OpenStreetMap | {"type":"Feature","properties":{},"geometry":{"type":"Point","coordinates":[-88.93899,21.13977]}}
Subestación | Point | 115.0 kV |  |  |  | n/d | industrial |  |  |  | OpenStreetMap | {"type":"Feature","properties":{},"geometry":{"type":"Point","coordinates":[-106.4378,31.75319]}}
Subestación | Point | 115.0 kV |  |  |  | n/d | industrial |  |  |  | OpenStreetMap | {"type":"Feature","properties":{},"geometry":{"type":"Point","coordinates":[-106.43214,31.75261]}}
Ingenio San Nicolás | Point | 115.0 kV |  |  |  | n/d | distribution |  |  |  | OpenStreetMap | {"type":"Feature","properties":{},"geometry":{"type":"Point","coordinates":[-96.89685,18.78949]}}
Tamazunchale | Point | 115.0 kV |  |  |  | CFE |  |  |  |  | OpenStreetMap | {"type":"Feature","properties":{},"geometry":{"type":"Point","coordinates":[-98.78182,21.26275]}}
Subestación | Point | 115.0 kV |  |  |  | n/d |  |  |  |  | OpenStreetMap | {"type":"Feature","properties":{},"geometry":{"type":"Point","coordinates":[-99.24727,19.91491]}}
Subestación | Point | 115.0 kV |  |  |  | n/d | transmission |  |  |  | OpenStreetMap | {"type":"Feature","properties":{},"geometry":{"type":"Point","coordinates":[-112.72588,30.79121]}}
Subestación | Point | 115.0 kV |  |  |  | n/d |  |  |  |  | OpenStreetMap | {"type":"Feature","properties":{},"geometry":{"type":"Point","coordinates":[-101.77475,19.82997]}}
Subestación | Point | 115.0 kV |  |  |  | n/d | transmission |  |  |  | OpenStreetMap | {"type":"Feature","properties":{},"geometry":{"type":"Point","coordinates":[-100.05767,25.74461]}}
Cryoinfra | Point | 115.0 kV |  |  |  | n/d | industrial |  |  |  | OpenStreetMap | {"type":"Feature","properties":{},"geometry":{"type":"Point","coordinates":[-100.44065,20.63993]}}
Subestación | Point | 115.0 kV |  |  |  | n/d | transmission |  |  |  | OpenStreetMap | {"type":"Feature","properties":{},"geometry":{"type":"Point","coordinates":[-103.24512,20.44051]}}
Subestación | Point | 115.0 kV |  |  |  | n/d | transmission |  |  |  | OpenStreetMap | {"type":"Feature","properties":{},"geometry":{"type":"Point","coordinates":[-104.58307,24.00254]}}
Subestación | Point | 115.0 kV |  |  |  | n/d | transmission |  |  |  | OpenStreetMap | {"type":"Feature","properties":{},"geometry":{"type":"Point","coordinates":[-102.01434,19.40685]}}
Subestación | Point | 115.0 kV |  |  |  | n/d | transmission |  |  |  | OpenStreetMap | {"type":"Feature","properties":{},"geometry":{"type":"Point","coordinates":[-103.83757,20.91205]}}
Subestación | Point | 115.0 kV |  |  |  | n/d | industrial |  |  |  | OpenStreetMap | {"type":"Feature","properties":{},"geometry":{"type":"Point","coordinates":[-99.98817,25.74618]}}
Subestación | Point | 115.0 kV |  |  |  | n/d | industrial |  |  |  | OpenStreetMap | {"type":"Feature","properties":{},"geometry":{"type":"Point","coordinates":[-99.99566,25.76097]}}
Subestación | Point | 115.0 kV |  |  |  | CFE | transmission |  |  |  | OpenStreetMap | {"type":"Feature","properties":{},"geometry":{"type":"Point","coordinates":[-102.32052,21.91613]}}
Subestación | Point | 115.0 kV |  |  |  | n/d | transmission |  |  |  | OpenStreetMap | {"type":"Feature","properties":{},"geometry":{"type":"Point","coordinates":[-116.84115,32.48731]}}
Subestación Interpuerto | Point | 115.0 kV |  |  |  | n/d | distribution |  |  |  | OpenStreetMap | {"type":"Feature","properties":{},"geometry":{"type":"Point","coordinates":[-100.29286,25.90604]}}
Subestación | Point | 115.0 kV |  |  |  | n/d | industrial |  |  |  | OpenStreetMap | {"type":"Feature","properties":{},"geometry":{"type":"Point","coordinates":[-100.56066,20.56903]}}
Subestación | Point | 115.0 kV |  |  |  | n/d | transmission |  |  |  | OpenStreetMap | {"type":"Feature","properties":{},"geometry":{"type":"Point","coordinates":[-100.5453,20.57857]}}
Hacienda | Point | 115.0 kV |  |  |  | Comisión Federal de Electricidad |  |  |  |  | OpenStreetMap | {"type":"Feature","properties":{},"geometry":{"type":"Point","coordinates":[-100.85738,20.52285]}}
Celaya aeropuerto | Point | 115.0 kV |  |  |  | Comisión Federal de Electricidad | distribution |  |  |  | OpenStreetMap | {"type":"Feature","properties":{},"geometry":{"type":"Point","coordinates":[-100.89811,20.51461]}}
Subestación | Point | 115.0 kV |  |  |  | n/d |  |  |  |  | OpenStreetMap | {"type":"Feature","properties":{},"geometry":{"type":"Point","coordinates":[-101.13377,19.73289]}}
Subestación | Point | 115.0 kV |  |  |  | n/d | transmission |  |  |  | OpenStreetMap | {"type":"Feature","properties":{},"geometry":{"type":"Point","coordinates":[-105.81409,26.85799]}}
Subestación | Point | 115.0 kV |  |  |  | n/d | transmission |  |  |  | OpenStreetMap | {"type":"Feature","properties":{},"geometry":{"type":"Point","coordinates":[-110.91929,29.03074]}}
Subestación | Point | 115.0 kV |  |  |  | n/d |  |  |  |  | OpenStreetMap | {"type":"Feature","properties":{},"geometry":{"type":"Point","coordinates":[-101.2243,19.73015]}}
Subestación | Point | 115.0 kV |  |  |  | n/d | transmission |  |  |  | OpenStreetMap | {"type":"Feature","properties":{},"geometry":{"type":"Point","coordinates":[-110.99824,29.11055]}}
Subestación | Point | 115.0 kV |  |  |  | n/d | transmission |  |  |  | OpenStreetMap | {"type":"Feature","properties":{},"geometry":{"type":"Point","coordinates":[-110.91271,27.87741]}}
Subestación | Point | 115.0 kV |  |  |  | Comisión Federal de Electricidad | transmission |  |  |  | OpenStreetMap | {"type":"Feature","properties":{},"geometry":{"type":"Point","coordinates":[-110.943,31.28558]}}
Huatusco | Point | 115.0 kV |  |  |  | Comisión Federal de Electricidad | distribution |  |  |  | OpenStreetMap | {"type":"Feature","properties":{},"geometry":{"type":"Point","coordinates":[-96.97837,19.14628]}}
Subestación | Point | 115.0 kV |  |  |  | n/d | transmission |  |  |  | OpenStreetMap | {"type":"Feature","properties":{},"geometry":{"type":"Point","coordinates":[-104.8154,20.39735]}}
Huejutla 2 | Point | 115.0 kV |  |  |  | Comisión Federal de Electricidad |  |  |  |  | OpenStreetMap | {"type":"Feature","properties":{},"geometry":{"type":"Point","coordinates":[-98.42066,21.11782]}}
SE Recreo Mvar | Point | 115.0 kV |  |  |  | n/d | transmission |  |  |  | OpenStreetMap | {"type":"Feature","properties":{},"geometry":{"type":"Point","coordinates":[-110.33889,24.10489]}}
Maniobras Dulces nombres | Point | 115.0 kV |  |  |  | n/d | transmission |  |  |  | OpenStreetMap | {"type":"Feature","properties":{},"geometry":{"type":"Point","coordinates":[-100.09283,25.72402]}}
Tihuatlán 2 | Point | 115.0 kV |  |  |  | n/d | distribution |  |  |  | OpenStreetMap | {"type":"Feature","properties":{},"geometry":{"type":"Point","coordinates":[-97.71044,20.94404]}}
Tuxpan 2 | Point | 115.0 kV |  |  |  | Comisión Federal de Electricidad | distribution |  |  |  | OpenStreetMap | {"type":"Feature","properties":{},"geometry":{"type":"Point","coordinates":[-97.3832,20.93622]}}
Chairel | Point | 115.0 kV |  |  |  | n/d | distribution |  |  |  | OpenStreetMap | {"type":"Feature","properties":{},"geometry":{"type":"Point","coordinates":[-97.87536,22.23724]}}
Santa Fe | Point | 115.0 kV |  |  |  | n/d | distribution |  |  |  | OpenStreetMap | {"type":"Feature","properties":{},"geometry":{"type":"Point","coordinates":[-96.30906,19.20107]}}
Subestación | Point | 115.0 kV |  |  |  | n/d | transmission |  |  |  | OpenStreetMap | {"type":"Feature","properties":{},"geometry":{"type":"Point","coordinates":[-106.35331,31.66067]}}
Zapata Poniente | Point | 115.0 kV |  |  |  | Comision Federal de Electricidad | distribution |  |  |  | OpenStreetMap | {"type":"Feature","properties":{},"geometry":{"type":"Point","coordinates":[-91.75671,17.72793]}}
Subestación | Point | 115.0 kV |  |  |  | n/d | transmission |  |  |  | OpenStreetMap | {"type":"Feature","properties":{},"geometry":{"type":"Point","coordinates":[-102.38222,23.19875]}}
Subestación | Point | 115.0 kV |  |  |  | n/d | transmission |  |  |  | OpenStreetMap | {"type":"Feature","properties":{},"geometry":{"type":"Point","coordinates":[-108.21394,28.30028]}}
Subestación | Point | 115.0 kV |  |  |  | Comisión Federal de Electricidad | transmission |  |  |  | OpenStreetMap | {"type":"Feature","properties":{},"geometry":{"type":"Point","coordinates":[-116.85723,32.45284]}}
Maniobras Munisol | Point | 115.0 kV |  |  |  | Comisión Federal de Electricidad | transmission |  |  |  | OpenStreetMap | {"type":"Feature","properties":{},"geometry":{"type":"Point","coordinates":[-111.24113,28.95895]}}
Subestación | Point | 115.0 kV |  |  |  | n/d | transmission |  |  |  | OpenStreetMap | {"type":"Feature","properties":{},"geometry":{"type":"Point","coordinates":[-111.24291,28.9602]}}
Subestación | Point | 115.0 kV |  |  |  | n/d | transmission |  |  |  | OpenStreetMap | {"type":"Feature","properties":{},"geometry":{"type":"Point","coordinates":[-101.34078,23.34315]}}
Subestación | Point | 115.0 kV |  |  |  | n/d | transmission |  |  |  | OpenStreetMap | {"type":"Feature","properties":{},"geometry":{"type":"Point","coordinates":[-103.47204,25.59855]}}
Subestación | Point | 115.0 kV |  |  |  | n/d | transmission |  |  |  | OpenStreetMap | {"type":"Feature","properties":{},"geometry":{"type":"Point","coordinates":[-103.46853,25.60038]}}
Dynasol | Point | 115.0 kV |  |  |  | n/d | industrial |  |  |  | OpenStreetMap | {"type":"Feature","properties":{},"geometry":{"type":"Point","coordinates":[-97.96917,22.44295]}}
Santa Amalia Tamaulipas | Point | 115.0 kV |  |  |  | n/d | generation |  |  |  | OpenStreetMap | {"type":"Feature","properties":{},"geometry":{"type":"Point","coordinates":[-97.96979,22.43965]}}
Generadora Petrocel | Point | 115.0 kV |  |  |  | n/d |  |  |  |  | OpenStreetMap | {"type":"Feature","properties":{},"geometry":{"type":"Point","coordinates":[-97.89991,22.37895]}}
Subestación | Point | 115.0 kV |  |  |  | n/d |  |  |  |  | OpenStreetMap | {"type":"Feature","properties":{},"geometry":{"type":"Point","coordinates":[-100.36306,20.5557]}}
Subestación | Point | 115.0 kV |  |  |  | n/d | distribution |  |  |  | OpenStreetMap | {"type":"Feature","properties":{},"geometry":{"type":"Point","coordinates":[-110.29494,27.6376]}}
Subestación | Point | 115.0 kV |  |  |  | n/d | generation |  |  |  | OpenStreetMap | {"type":"Feature","properties":{},"geometry":{"type":"Point","coordinates":[-97.06827,18.84555]}}
Subestación | Point | 115.0 kV |  |  |  | n/d | transmission |  |  |  | OpenStreetMap | {"type":"Feature","properties":{},"geometry":{"type":"Point","coordinates":[-109.89833,27.82084]}}
Boca del Río | Point | 115.0 kV |  |  |  | n/d |  |  |  |  | OpenStreetMap | {"type":"Feature","properties":{},"geometry":{"type":"Point","coordinates":[-96.10971,19.11773]}}
PIER II Quecolac Felipe Ángeles | Point | 115.0 kV |  |  |  | n/d | generation |  |  |  | OpenStreetMap | {"type":"Feature","properties":{},"geometry":{"type":"Point","coordinates":[-97.37418,18.82724]}}
Subestación | Point | 115.0 kV |  |  |  | n/d | transmission |  |  |  | OpenStreetMap | {"type":"Feature","properties":{},"geometry":{"type":"Point","coordinates":[-95.00489,16.50007]}}
Subestación | Point | 115.0 kV |  |  |  | n/d | transmission |  |  |  | OpenStreetMap | {"type":"Feature","properties":{},"geometry":{"type":"Point","coordinates":[-110.78055,29.0552]}}
Subestación | Point | 115.0 kV |  |  |  | n/d | industrial |  |  |  | OpenStreetMap | {"type":"Feature","properties":{},"geometry":{"type":"Point","coordinates":[-110.71903,29.06054]}}
Subestación | Point | 115.0 kV |  |  |  | Comisión Federal de Electricidad | transmission |  |  |  | OpenStreetMap | {"type":"Feature","properties":{},"geometry":{"type":"Point","coordinates":[-111.0427,29.68891]}}
Subestación | Point | 115.0 kV |  |  |  | n/d | generation |  |  |  | OpenStreetMap | {"type":"Feature","properties":{},"geometry":{"type":"Point","coordinates":[-99.05217,18.75773]}}
Subestación | Point | 115.0 kV |  |  |  | n/d | transmission |  |  |  | OpenStreetMap | {"type":"Feature","properties":{},"geometry":{"type":"Point","coordinates":[-99.02263,18.7593]}}
Subestación Comalco | Point | 115.0 kV |  |  |  | Comisión Federal de Electricidad |  |  |  |  | OpenStreetMap | {"type":"Feature","properties":{},"geometry":{"type":"Point","coordinates":[-99.62955,19.46003]}}
Subestación | Point | 115.0 kV |  |  |  | n/d | transmission |  |  |  | OpenStreetMap | {"type":"Feature","properties":{},"geometry":{"type":"Point","coordinates":[-91.09704,16.79904]}}
Subestación | Point | 115.0 kV |  |  |  | n/d | transmission |  |  |  | OpenStreetMap | {"type":"Feature","properties":{},"geometry":{"type":"Point","coordinates":[-93.88013,16.24515]}}
Subestación | Point | 115.0 kV |  |  |  | n/d | transmission |  |  |  | OpenStreetMap | {"type":"Feature","properties":{},"geometry":{"type":"Point","coordinates":[-93.93026,16.15693]}}
Subestación | Point | 115.0 kV |  |  |  | n/d | transmission |  |  |  | OpenStreetMap | {"type":"Feature","properties":{},"geometry":{"type":"Point","coordinates":[-95.11703,16.39237]}}
Subestación | Point | 115.0 kV |  |  |  | n/d | transmission |  |  |  | OpenStreetMap | {"type":"Feature","properties":{},"geometry":{"type":"Point","coordinates":[-95.11315,16.44649]}}
Subestación | Point | 115.0 kV |  |  |  | n/d | transmission |  |  |  | OpenStreetMap | {"type":"Feature","properties":{},"geometry":{"type":"Point","coordinates":[-108.18784,28.20932]}}
Subestación | Point | 115.0 kV |  |  |  | n/d | transmission |  |  |  | OpenStreetMap | {"type":"Feature","properties":{},"geometry":{"type":"Point","coordinates":[-112.11471,30.70399]}}
Subestación | Point | 115.0 kV |  |  |  | n/d | transmission |  |  |  | OpenStreetMap | {"type":"Feature","properties":{},"geometry":{"type":"Point","coordinates":[-112.15814,30.72572]}}
Agua Dulce 2 | Point | 115.0 kV |  |  |  | Comisión Federal de Electricidad | distribution |  |  |  | OpenStreetMap | {"type":"Feature","properties":{},"geometry":{"type":"Point","coordinates":[-94.13849,18.13106]}}
Coapan | Point | 115.0 kV |  |  |  | Comisión Federal de Electricidad | distribution |  |  |  | OpenStreetMap | {"type":"Feature","properties":{},"geometry":{"type":"Point","coordinates":[-97.37898,18.44048]}}
Subestación | Point | 115.0 kV |  |  |  | n/d | transmission |  |  |  | OpenStreetMap | {"type":"Feature","properties":{},"geometry":{"type":"Point","coordinates":[-112.40445,30.65016]}}
Subestación | Point | 115.0 kV |  |  |  | n/d |  |  |  |  | OpenStreetMap | {"type":"Feature","properties":{},"geometry":{"type":"Point","coordinates":[-112.49785,30.76024]}}
Subestación | Point | 115.0 kV |  |  |  | n/d |  |  |  |  | OpenStreetMap | {"type":"Feature","properties":{},"geometry":{"type":"Point","coordinates":[-112.8824,30.84838]}}
Subestación | Point | 115.0 kV |  |  |  | n/d | industrial |  |  |  | OpenStreetMap | {"type":"Feature","properties":{},"geometry":{"type":"Point","coordinates":[-112.84645,31.14963]}}
Subestación | Point | 115.0 kV |  |  |  | n/d |  |  |  |  | OpenStreetMap | {"type":"Feature","properties":{},"geometry":{"type":"Point","coordinates":[-112.67746,30.80965]}}
Luis Donaldo Colosio Murrieta | Point | 115.0 kV |  |  |  | n/d | transmission |  |  |  | OpenStreetMap | {"type":"Feature","properties":{},"geometry":{"type":"Point","coordinates":[-110.95291,30.62487]}}
Subestación | Point | 115.0 kV |  |  |  | n/d | transmission |  |  |  | OpenStreetMap | {"type":"Feature","properties":{},"geometry":{"type":"Point","coordinates":[-111.82897,30.70081]}}
Subestación Electrica Llano Blanco | Point | 115.0 kV |  |  |  | n/d | distribution |  |  |  | OpenStreetMap | {"type":"Feature","properties":{},"geometry":{"type":"Point","coordinates":[-111.91795,30.63019]}}
Subestación | Point | 115.0 kV |  |  |  | n/d | industrial |  |  |  | OpenStreetMap | {"type":"Feature","properties":{},"geometry":{"type":"Point","coordinates":[-115.09424,31.59508]}}
Subestación | Point | 115.0 kV |  |  |  | n/d | industrial |  |  |  | OpenStreetMap | {"type":"Feature","properties":{},"geometry":{"type":"Point","coordinates":[-115.12222,31.58635]}}
Subestación | Point | 115.0 kV |  |  |  | n/d |  |  |  |  | OpenStreetMap | {"type":"Feature","properties":{},"geometry":{"type":"Point","coordinates":[-115.24504,31.28497]}}
Subestación | Point | 115.0 kV |  |  |  | n/d |  |  |  |  | OpenStreetMap | {"type":"Feature","properties":{},"geometry":{"type":"Point","coordinates":[-115.41149,31.29257]}}
Subestación | Point | 115.0 kV |  |  |  | n/d | transmission |  |  |  | OpenStreetMap | {"type":"Feature","properties":{},"geometry":{"type":"Point","coordinates":[-115.41225,31.29267]}}
Subestación | Point | 115.0 kV |  |  |  | n/d | industrial |  |  |  | OpenStreetMap | {"type":"Feature","properties":{},"geometry":{"type":"Point","coordinates":[-116.85866,32.47341]}}
Subestación | Point | 115.0 kV |  |  |  | n/d | industrial |  |  |  | OpenStreetMap | {"type":"Feature","properties":{},"geometry":{"type":"Point","coordinates":[-116.98402,32.44468]}}
Subestación | Point | 115.0 kV |  |  |  | n/d | industrial |  |  |  | OpenStreetMap | {"type":"Feature","properties":{},"geometry":{"type":"Point","coordinates":[-116.97877,32.455]}}
Subestación | Point | 115.0 kV |  |  |  | Comisión Federal de Electricidad | transmission |  |  |  | OpenStreetMap | {"type":"Feature","properties":{},"geometry":{"type":"Point","coordinates":[-116.63562,32.57104]}}
Mina María | Point | 115.0 kV |  |  |  | n/d | industrial |  |  |  | OpenStreetMap | {"type":"Feature","properties":{},"geometry":{"type":"Point","coordinates":[-110.41265,31.03353]}}
Subestación | Point | 115.0 kV |  |  |  | n/d | distribution |  |  |  | OpenStreetMap | {"type":"Feature","properties":{},"geometry":{"type":"Point","coordinates":[-111.31059,28.77236]}}
Subestación | Point | 115.0 kV |  |  |  | n/d | distribution |  |  |  | OpenStreetMap | {"type":"Feature","properties":{},"geometry":{"type":"Point","coordinates":[-111.34665,28.87927]}}
Subestación | Point | 115.0 kV |  |  |  | n/d | industrial |  |  |  | OpenStreetMap | {"type":"Feature","properties":{},"geometry":{"type":"Point","coordinates":[-110.86723,29.0248]}}
Mi Ranchito Sur Maniobras | Point | 115.0 kV |  |  |  | n/d | transmission |  |  |  | OpenStreetMap | {"type":"Feature","properties":{},"geometry":{"type":"Point","coordinates":[-111.17438,29.00483]}}
Subestación | Point | 115.0 kV |  |  |  | n/d | transmission |  |  |  | OpenStreetMap | {"type":"Feature","properties":{},"geometry":{"type":"Point","coordinates":[-109.65739,28.98908]}}
Subestación | Point | 115.0 kV |  |  |  | n/d | transmission |  |  |  | OpenStreetMap | {"type":"Feature","properties":{},"geometry":{"type":"Point","coordinates":[-109.63999,28.97644]}}
Subestación | Point | 115.0 kV |  |  |  | n/d | distribution |  |  |  | OpenStreetMap | {"type":"Feature","properties":{},"geometry":{"type":"Point","coordinates":[-110.88838,29.27901]}}
Subestación | Point | 115.0 kV |  |  |  | n/d | industrial |  |  |  | OpenStreetMap | {"type":"Feature","properties":{},"geometry":{"type":"Point","coordinates":[-111.46405,29.36824]}}
Subestación | Point | 115.0 kV |  |  |  | n/d | transmission |  |  |  | OpenStreetMap | {"type":"Feature","properties":{},"geometry":{"type":"Point","coordinates":[-111.00064,29.18121]}}
Subestación | Point | 115.0 kV |  |  |  | n/d | transmission |  |  |  | OpenStreetMap | {"type":"Feature","properties":{},"geometry":{"type":"Point","coordinates":[-111.60397,28.83214]}}
Subestación | Point | 115.0 kV |  |  |  | n/d |  |  |  |  | OpenStreetMap | {"type":"Feature","properties":{},"geometry":{"type":"Point","coordinates":[-111.47245,28.75361]}}
Subestación | Point | 115.0 kV |  |  |  | n/d |  |  |  |  | OpenStreetMap | {"type":"Feature","properties":{},"geometry":{"type":"Point","coordinates":[-111.47319,28.75356]}}
Subestación | Point | 115.0 kV |  |  |  | n/d | distribution |  |  |  | OpenStreetMap | {"type":"Feature","properties":{},"geometry":{"type":"Point","coordinates":[-112.25837,30.56927]}}
Subestación | Point | 115.0 kV |  |  |  | n/d |  |  |  |  | OpenStreetMap | {"type":"Feature","properties":{},"geometry":{"type":"Point","coordinates":[-111.63217,28.62374]}}
Subestación | Point | 115.0 kV |  |  |  | n/d | distribution |  |  |  | OpenStreetMap | {"type":"Feature","properties":{},"geometry":{"type":"Point","coordinates":[-111.63246,28.51302]}}
Subestación | Point | 115.0 kV |  |  |  | n/d | transmission |  |  |  | OpenStreetMap | {"type":"Feature","properties":{},"geometry":{"type":"Point","coordinates":[-111.6319,28.75312]}}
Subestación | Point | 115.0 kV |  |  |  | n/d | distribution |  |  |  | OpenStreetMap | {"type":"Feature","properties":{},"geometry":{"type":"Point","coordinates":[-111.91847,28.82928]}}
Subestación | Point | 115.0 kV |  |  |  | n/d | distribution |  |  |  | OpenStreetMap | {"type":"Feature","properties":{},"geometry":{"type":"Point","coordinates":[-111.86409,28.71367]}}
Subestación | Point | 115.0 kV |  |  |  | n/d |  |  |  |  | OpenStreetMap | {"type":"Feature","properties":{},"geometry":{"type":"Point","coordinates":[-111.32691,28.3404]}}
Subestación | Point | 115.0 kV |  |  |  | n/d |  |  |  |  | OpenStreetMap | {"type":"Feature","properties":{},"geometry":{"type":"Point","coordinates":[-111.32128,28.33448]}}
Subestación | Point | 115.0 kV |  |  |  | n/d | transmission |  |  |  | OpenStreetMap | {"type":"Feature","properties":{},"geometry":{"type":"Point","coordinates":[-111.38426,28.43916]}}
Subestación | Point | 115.0 kV |  |  |  | n/d | transmission |  |  |  | OpenStreetMap | {"type":"Feature","properties":{},"geometry":{"type":"Point","coordinates":[-110.79692,27.95243]}}
Subestación | Point | 115.0 kV |  |  |  | n/d | transmission |  |  |  | OpenStreetMap | {"type":"Feature","properties":{},"geometry":{"type":"Point","coordinates":[-110.93285,27.9477]}}
Subestación | Point | 115.0 kV |  |  |  | n/d | distribution |  |  |  | OpenStreetMap | {"type":"Feature","properties":{},"geometry":{"type":"Point","coordinates":[-111.7137,28.93006]}}
Subestación | Point | 115.0 kV |  |  |  | n/d | distribution |  |  |  | OpenStreetMap | {"type":"Feature","properties":{},"geometry":{"type":"Point","coordinates":[-111.73449,29.0924]}}
Subestación | Point | 115.0 kV |  |  |  | n/d | distribution |  |  |  | OpenStreetMap | {"type":"Feature","properties":{},"geometry":{"type":"Point","coordinates":[-111.02996,27.98077]}}
Subestación | Point | 115.0 kV |  |  |  | n/d | transmission |  |  |  | OpenStreetMap | {"type":"Feature","properties":{},"geometry":{"type":"Point","coordinates":[-109.90682,27.4677]}}
Subestación | Point | 115.0 kV |  |  |  | n/d | transmission |  |  |  | OpenStreetMap | {"type":"Feature","properties":{},"geometry":{"type":"Point","coordinates":[-109.90136,27.49131]}}
Subestación | Point | 115.0 kV |  |  |  | n/d | transmission |  |  |  | OpenStreetMap | {"type":"Feature","properties":{},"geometry":{"type":"Point","coordinates":[-109.95503,27.45733]}}
Subestación | Point | 115.0 kV |  |  |  | n/d | transmission |  |  |  | OpenStreetMap | {"type":"Feature","properties":{},"geometry":{"type":"Point","coordinates":[-109.9275,27.48474]}}
Subestación | Point | 115.0 kV |  |  |  | n/d | industrial |  |  |  | OpenStreetMap | {"type":"Feature","properties":{},"geometry":{"type":"Point","coordinates":[-109.94817,27.56068]}}
Subestación | Point | 115.0 kV |  |  |  | n/d | transmission |  |  |  | OpenStreetMap | {"type":"Feature","properties":{},"geometry":{"type":"Point","coordinates":[-109.95507,27.56182]}}
Subestación | Point | 115.0 kV |  |  |  | n/d | transmission |  |  |  | OpenStreetMap | {"type":"Feature","properties":{},"geometry":{"type":"Point","coordinates":[-109.95249,27.51538]}}
Subestación | Point | 115.0 kV |  |  |  | n/d | distribution |  |  |  | OpenStreetMap | {"type":"Feature","properties":{},"geometry":{"type":"Point","coordinates":[-110.69046,28.1443]}}
Subestación | Point | 115.0 kV |  |  |  | n/d | distribution |  |  |  | OpenStreetMap | {"type":"Feature","properties":{},"geometry":{"type":"Point","coordinates":[-110.68934,28.0954]}}
Subestación | Point | 115.0 kV |  |  |  | n/d | distribution |  |  |  | OpenStreetMap | {"type":"Feature","properties":{},"geometry":{"type":"Point","coordinates":[-110.71015,28.01587]}}
Subestación | Point | 115.0 kV |  |  |  | n/d | transmission |  |  |  | OpenStreetMap | {"type":"Feature","properties":{},"geometry":{"type":"Point","coordinates":[-110.71305,27.99733]}}
Subestación | Point | 115.0 kV |  |  |  | n/d | generation |  |  |  | OpenStreetMap | {"type":"Feature","properties":{},"geometry":{"type":"Point","coordinates":[-110.71378,27.99754]}}
Subestación | Point | 115.0 kV |  |  |  | n/d | transmission |  |  |  | OpenStreetMap | {"type":"Feature","properties":{},"geometry":{"type":"Point","coordinates":[-110.11762,27.24608]}}
Subestación | Point | 115.0 kV |  |  |  | n/d | industrial |  |  |  | OpenStreetMap | {"type":"Feature","properties":{},"geometry":{"type":"Point","coordinates":[-109.89218,27.45935]}}
Subestación | Point | 115.0 kV |  |  |  | n/d | industrial |  |  |  | OpenStreetMap | {"type":"Feature","properties":{},"geometry":{"type":"Point","coordinates":[-109.89303,27.45958]}}
Subestación | Point | 115.0 kV |  |  |  | n/d | distribution |  |  |  | OpenStreetMap | {"type":"Feature","properties":{},"geometry":{"type":"Point","coordinates":[-109.93326,27.26328]}}
Subestación | Point | 115.0 kV |  |  |  | n/d | transmission |  |  |  | OpenStreetMap | {"type":"Feature","properties":{},"geometry":{"type":"Point","coordinates":[-109.89135,27.35607]}}
Subestación | Point | 115.0 kV |  |  |  | n/d | industrial |  |  |  | OpenStreetMap | {"type":"Feature","properties":{},"geometry":{"type":"Point","coordinates":[-109.77064,27.36384]}}
Subestación | Point | 115.0 kV |  |  |  | n/d | transmission |  |  |  | OpenStreetMap | {"type":"Feature","properties":{},"geometry":{"type":"Point","coordinates":[-109.77046,27.36201]}}
Subestación | Point | 115.0 kV |  |  |  | n/d | transmission |  |  |  | OpenStreetMap | {"type":"Feature","properties":{},"geometry":{"type":"Point","coordinates":[-109.71188,23.13218]}}
Subestación | Point | 115.0 kV |  |  |  | n/d | transmission |  |  |  | OpenStreetMap | {"type":"Feature","properties":{},"geometry":{"type":"Point","coordinates":[-109.73114,23.11553]}}
Subestación | Point | 115.0 kV |  |  |  | n/d | transmission |  |  |  | OpenStreetMap | {"type":"Feature","properties":{},"geometry":{"type":"Point","coordinates":[-110.29413,24.22667]}}
Subestación | Point | 115.0 kV |  |  |  | n/d | transmission |  |  |  | OpenStreetMap | {"type":"Feature","properties":{},"geometry":{"type":"Point","coordinates":[-110.32508,24.27253]}}
Subestación | Point | 115.0 kV |  |  |  | n/d | transmission |  |  |  | OpenStreetMap | {"type":"Feature","properties":{},"geometry":{"type":"Point","coordinates":[-110.34176,24.08593]}}
Subestación | Point | 115.0 kV |  |  |  | n/d | transmission |  |  |  | OpenStreetMap | {"type":"Feature","properties":{},"geometry":{"type":"Point","coordinates":[-110.29627,24.16328]}}
Subestación | Point | 115.0 kV |  |  |  | n/d | transmission |  |  |  | OpenStreetMap | {"type":"Feature","properties":{},"geometry":{"type":"Point","coordinates":[-110.30812,24.22471]}}
Punta Prieta II | Point | 115.0 kV |  |  |  | n/d | transmission |  |  |  | OpenStreetMap | {"type":"Feature","properties":{},"geometry":{"type":"Point","coordinates":[-110.30854,24.22338]}}
Loreto | Point | 115.0 kV |  |  |  | n/d | transmission |  |  |  | OpenStreetMap | {"type":"Feature","properties":{},"geometry":{"type":"Point","coordinates":[-111.36878,25.96044]}}
Subestación | Point | 115.0 kV |  |  |  | n/d | distribution |  |  |  | OpenStreetMap | {"type":"Feature","properties":{},"geometry":{"type":"Point","coordinates":[-111.32864,25.8015]}}
Subestación | Point | 115.0 kV |  |  |  | n/d |  |  |  |  | OpenStreetMap | {"type":"Feature","properties":{},"geometry":{"type":"Point","coordinates":[-111.75215,25.19932]}}
Subestación | Point | 115.0 kV |  |  |  | n/d |  |  |  |  | OpenStreetMap | {"type":"Feature","properties":{},"geometry":{"type":"Point","coordinates":[-111.75098,25.19702]}}
Subestación | Point | 115.0 kV |  |  |  | n/d |  |  |  |  | OpenStreetMap | {"type":"Feature","properties":{},"geometry":{"type":"Point","coordinates":[-110.62898,24.08856]}}
Subestación | Point | 115.0 kV |  |  |  | n/d | transmission |  |  |  | OpenStreetMap | {"type":"Feature","properties":{},"geometry":{"type":"Point","coordinates":[-110.62956,24.08764]}}
Subestación | Point | 115.0 kV |  |  |  | n/d |  |  |  |  | OpenStreetMap | {"type":"Feature","properties":{},"geometry":{"type":"Point","coordinates":[-110.33125,24.05931]}}
Subestación | Point | 115.0 kV |  |  |  | n/d |  |  |  |  | OpenStreetMap | {"type":"Feature","properties":{},"geometry":{"type":"Point","coordinates":[-110.33821,24.04207]}}
Subestación | Point | 115.0 kV |  |  |  | n/d | industrial |  |  |  | OpenStreetMap | {"type":"Feature","properties":{},"geometry":{"type":"Point","coordinates":[-116.85863,32.47341]}}
Subestación | Point | 115.0 kV |  |  |  | n/d | distribution |  |  |  | OpenStreetMap | {"type":"Feature","properties":{},"geometry":{"type":"Point","coordinates":[-109.6646,26.96314]}}
Subestación | Point | 115.0 kV |  |  |  | n/d | generation |  |  |  | OpenStreetMap | {"type":"Feature","properties":{},"geometry":{"type":"Point","coordinates":[-109.36484,26.88183]}}
Subestación | Point | 115.0 kV |  |  |  | n/d | industrial |  |  |  | OpenStreetMap | {"type":"Feature","properties":{},"geometry":{"type":"Point","coordinates":[-109.43045,27.00909]}}
Subestación | Point | 115.0 kV |  |  |  | n/d | transmission |  |  |  | OpenStreetMap | {"type":"Feature","properties":{},"geometry":{"type":"Point","coordinates":[-109.41003,27.07272]}}
Subestación | Point | 115.0 kV |  |  |  | n/d | distribution |  |  |  | OpenStreetMap | {"type":"Feature","properties":{},"geometry":{"type":"Point","coordinates":[-109.76971,27.11966]}}
Subestación | Point | 115.0 kV |  |  |  | n/d | distribution |  |  |  | OpenStreetMap | {"type":"Feature","properties":{},"geometry":{"type":"Point","coordinates":[-109.63898,27.25655]}}
Subestación | Point | 115.0 kV |  |  |  | n/d | transmission |  |  |  | OpenStreetMap | {"type":"Feature","properties":{},"geometry":{"type":"Point","coordinates":[-109.02343,27.15947]}}
Subestación | Point | 115.0 kV |  |  |  | n/d | distribution |  |  |  | OpenStreetMap | {"type":"Feature","properties":{},"geometry":{"type":"Point","coordinates":[-108.95522,27.03205]}}
Subestación | Point | 115.0 kV |  |  |  | n/d | distribution |  |  |  | OpenStreetMap | {"type":"Feature","properties":{},"geometry":{"type":"Point","coordinates":[-108.31719,25.70278]}}
Subestación | Point | 115.0 kV |  |  |  | n/d | transmission |  |  |  | OpenStreetMap | {"type":"Feature","properties":{},"geometry":{"type":"Point","coordinates":[-108.47139,25.54355]}}
Subestación | Point | 115.0 kV |  |  |  | n/d | transmission |  |  |  | OpenStreetMap | {"type":"Feature","properties":{},"geometry":{"type":"Point","coordinates":[-108.72219,25.67317]}}
Subestación | Point | 115.0 kV |  |  |  | n/d |  |  |  |  | OpenStreetMap | {"type":"Feature","properties":{},"geometry":{"type":"Point","coordinates":[-109.16936,25.90614]}}
Subestación | Point | 115.0 kV |  |  |  | n/d | generation |  |  |  | OpenStreetMap | {"type":"Feature","properties":{},"geometry":{"type":"Point","coordinates":[-108.57505,26.50729]}}
CFE | Point | 115.0 kV |  |  |  | Comisión Federal de Electricidad | transmission |  |  |  | OpenStreetMap | {"type":"Feature","properties":{},"geometry":{"type":"Point","coordinates":[-107.4171,24.81846]}}
Subestación | Point | 115.0 kV |  |  |  | n/d | transmission |  |  |  | OpenStreetMap | {"type":"Feature","properties":{},"geometry":{"type":"Point","coordinates":[-107.69297,24.75175]}}
Subestación | Point | 115.0 kV |  |  |  | n/d | industrial |  |  |  | OpenStreetMap | {"type":"Feature","properties":{},"geometry":{"type":"Point","coordinates":[-107.48584,24.78533]}}
Subestación | Point | 115.0 kV |  |  |  | n/d |  |  |  |  | OpenStreetMap | {"type":"Feature","properties":{},"geometry":{"type":"Point","coordinates":[-107.2134,24.42465]}}
Subestación | Point | 115.0 kV |  |  |  | n/d |  |  |  |  | OpenStreetMap | {"type":"Feature","properties":{},"geometry":{"type":"Point","coordinates":[-107.36874,24.32896]}}
Subestación | Point | 115.0 kV |  |  |  | n/d | transmission |  |  |  | OpenStreetMap | {"type":"Feature","properties":{},"geometry":{"type":"Point","coordinates":[-107.4424,24.59112]}}
Subestación | Point | 115.0 kV |  |  |  | n/d | industrial |  |  |  | OpenStreetMap | {"type":"Feature","properties":{},"geometry":{"type":"Point","coordinates":[-93.361,17.65887]}}
Subestación | Point | 115.0 kV |  |  |  | n/d | industrial |  |  |  | OpenStreetMap | {"type":"Feature","properties":{},"geometry":{"type":"Point","coordinates":[-106.12504,28.58259]}}
Subestación | Point | 115.0 kV |  |  |  | n/d | transmission |  |  |  | OpenStreetMap | {"type":"Feature","properties":{},"geometry":{"type":"Point","coordinates":[-107.03251,28.65567]}}
Subestación | Point | 115.0 kV |  |  |  | n/d | transmission |  |  |  | OpenStreetMap | {"type":"Feature","properties":{},"geometry":{"type":"Point","coordinates":[-107.52495,29.08801]}}
Subestación | Point | 115.0 kV |  |  |  | n/d | transmission |  |  |  | OpenStreetMap | {"type":"Feature","properties":{},"geometry":{"type":"Point","coordinates":[-107.51175,28.94049]}}
Subestación | Point | 115.0 kV |  |  |  | n/d | transmission |  |  |  | OpenStreetMap | {"type":"Feature","properties":{},"geometry":{"type":"Point","coordinates":[-107.9263,29.32633]}}
Subestación | Point | 115.0 kV |  |  |  | n/d | transmission |  |  |  | OpenStreetMap | {"type":"Feature","properties":{},"geometry":{"type":"Point","coordinates":[-106.91334,28.71628]}}
Subestación | Point | 115.0 kV |  |  |  | n/d | transmission |  |  |  | OpenStreetMap | {"type":"Feature","properties":{},"geometry":{"type":"Point","coordinates":[-106.1042,28.59569]}}
Subestación | Point | 115.0 kV |  |  |  | n/d | industrial |  |  |  | OpenStreetMap | {"type":"Feature","properties":{},"geometry":{"type":"Point","coordinates":[-108.75619,28.63021]}}
Subestación | Point | 115.0 kV |  |  |  | n/d | industrial |  |  |  | OpenStreetMap | {"type":"Feature","properties":{},"geometry":{"type":"Point","coordinates":[-108.20986,28.303]}}
Subestación | Point | 115.0 kV |  |  |  | n/d | industrial |  |  |  | OpenStreetMap | {"type":"Feature","properties":{},"geometry":{"type":"Point","coordinates":[-108.53469,28.99215]}}
Subestación | Point | 115.0 kV |  |  |  | n/d | industrial |  |  |  | OpenStreetMap | {"type":"Feature","properties":{},"geometry":{"type":"Point","coordinates":[-108.3037,28.26935]}}
Subestación | Point | 115.0 kV |  |  |  | n/d | industrial |  |  |  | OpenStreetMap | {"type":"Feature","properties":{},"geometry":{"type":"Point","coordinates":[-108.37468,28.19702]}}
Subestacion electrica Leon Guzman | Point | 115.0 kV |  |  |  | n/d |  |  |  |  | OpenStreetMap | {"type":"Feature","properties":{},"geometry":{"type":"Point","coordinates":[-103.6466,25.51204]}}
Subestación | Point | 115.0 kV |  |  |  | n/d | transmission |  |  |  | OpenStreetMap | {"type":"Feature","properties":{},"geometry":{"type":"Point","coordinates":[-107.64006,27.77296]}}
Cancún | Point | 115.0 kV |  |  |  | n/d | transmission |  |  |  | OpenStreetMap | {"type":"Feature","properties":{},"geometry":{"type":"Point","coordinates":[-86.8318,21.13366]}}
Subestación | Point | 115.0 kV |  |  |  | n/d | transmission |  |  |  | OpenStreetMap | {"type":"Feature","properties":{},"geometry":{"type":"Point","coordinates":[-106.85629,28.4198]}}
Subestación | Point | 115.0 kV |  |  |  | n/d | transmission |  |  |  | OpenStreetMap | {"type":"Feature","properties":{},"geometry":{"type":"Point","coordinates":[-106.82749,28.44819]}}
Subestación | Point | 115.0 kV |  |  |  | n/d | industrial |  |  |  | OpenStreetMap | {"type":"Feature","properties":{},"geometry":{"type":"Point","coordinates":[-106.73006,28.47874]}}
Subestación | Point | 115.0 kV |  |  |  | n/d | distribution |  |  |  | OpenStreetMap | {"type":"Feature","properties":{},"geometry":{"type":"Point","coordinates":[-107.01839,28.01705]}}
Subestación | Point | 115.0 kV |  |  |  | n/d | transmission |  |  |  | OpenStreetMap | {"type":"Feature","properties":{},"geometry":{"type":"Point","coordinates":[-106.94629,28.53495]}}
Subestación | Point | 115.0 kV |  |  |  | n/d | distribution |  |  |  | OpenStreetMap | {"type":"Feature","properties":{},"geometry":{"type":"Point","coordinates":[-106.2639,28.36077]}}
Subestación | Point | 115.0 kV |  |  |  | n/d | transmission |  |  |  | OpenStreetMap | {"type":"Feature","properties":{},"geometry":{"type":"Point","coordinates":[-106.4908,28.30531]}}
Subestación | Point | 115.0 kV |  |  |  | n/d | transmission |  |  |  | OpenStreetMap | {"type":"Feature","properties":{},"geometry":{"type":"Point","coordinates":[-106.93361,28.40045]}}
Subestación | Point | 115.0 kV |  |  |  | n/d | distribution |  |  |  | OpenStreetMap | {"type":"Feature","properties":{},"geometry":{"type":"Point","coordinates":[-106.27761,28.95299]}}
Subestación | Point | 115.0 kV |  |  |  | n/d | industrial |  |  |  | OpenStreetMap | {"type":"Feature","properties":{},"geometry":{"type":"Point","coordinates":[-106.08824,28.66561]}}
Subestación | Point | 115.0 kV |  |  |  | n/d | industrial |  |  |  | OpenStreetMap | {"type":"Feature","properties":{},"geometry":{"type":"Point","coordinates":[-106.12137,28.7157]}}
Subestación | Point | 115.0 kV |  |  |  | n/d | transmission |  |  |  | OpenStreetMap | {"type":"Feature","properties":{},"geometry":{"type":"Point","coordinates":[-106.12152,28.65574]}}
Subestación | Point | 115.0 kV |  |  |  | n/d | industrial |  |  |  | OpenStreetMap | {"type":"Feature","properties":{},"geometry":{"type":"Point","coordinates":[-106.13103,28.67949]}}
Subestación | Point | 115.0 kV |  |  |  | n/d | transmission |  |  |  | OpenStreetMap | {"type":"Feature","properties":{},"geometry":{"type":"Point","coordinates":[-106.12489,28.71454]}}
Subestación | Point | 115.0 kV |  |  |  | n/d | industrial |  |  |  | OpenStreetMap | {"type":"Feature","properties":{},"geometry":{"type":"Point","coordinates":[-106.11912,28.71339]}}
Subestación | Point | 115.0 kV |  |  |  | n/d |  |  |  |  | OpenStreetMap | {"type":"Feature","properties":{},"geometry":{"type":"Point","coordinates":[-107.36482,30.12476]}}
Subestación | Point | 115.0 kV |  |  |  | n/d | distribution |  |  |  | OpenStreetMap | {"type":"Feature","properties":{},"geometry":{"type":"Point","coordinates":[-107.62391,30.17338]}}
Subestación | Point | 115.0 kV |  |  |  | n/d | transmission |  |  |  | OpenStreetMap | {"type":"Feature","properties":{},"geometry":{"type":"Point","coordinates":[-107.9062,30.42568]}}
Subestación | Point | 115.0 kV |  |  |  | n/d | industrial |  |  |  | OpenStreetMap | {"type":"Feature","properties":{},"geometry":{"type":"Point","coordinates":[-106.37991,31.60602]}}
Subestación | Point | 115.0 kV |  |  |  | n/d | industrial |  |  |  | OpenStreetMap | {"type":"Feature","properties":{},"geometry":{"type":"Point","coordinates":[-106.3852,31.60661]}}
Subestación | Point | 115.0 kV |  |  |  | n/d | industrial |  |  |  | OpenStreetMap | {"type":"Feature","properties":{},"geometry":{"type":"Point","coordinates":[-106.37616,31.60743]}}
Subestación | Point | 115.0 kV |  |  |  | n/d | industrial |  |  |  | OpenStreetMap | {"type":"Feature","properties":{},"geometry":{"type":"Point","coordinates":[-106.38608,31.64456]}}
Subestación | Point | 115.0 kV |  |  |  | n/d |  |  |  |  | OpenStreetMap | {"type":"Feature","properties":{},"geometry":{"type":"Point","coordinates":[-105.87663,31.24622]}}
Subestación | Point | 115.0 kV |  |  |  | n/d | industrial |  |  |  | OpenStreetMap | {"type":"Feature","properties":{},"geometry":{"type":"Point","coordinates":[-106.38565,31.56474]}}
Subestación | Point | 115.0 kV |  |  |  | n/d | transmission |  |  |  | OpenStreetMap | {"type":"Feature","properties":{},"geometry":{"type":"Point","coordinates":[-106.00509,31.37422]}}
Subestación | Point | 115.0 kV |  |  |  | n/d |  |  |  |  | OpenStreetMap | {"type":"Feature","properties":{},"geometry":{"type":"Point","coordinates":[-106.48963,31.55001]}}
Subestación | Point | 115.0 kV |  |  |  | Comisión Federal de Electricidad | industrial |  |  |  | OpenStreetMap | {"type":"Feature","properties":{},"geometry":{"type":"Point","coordinates":[-106.4054,31.57166]}}
Subestación | Point | 115.0 kV |  |  |  | n/d | transmission |  |  |  | OpenStreetMap | {"type":"Feature","properties":{},"geometry":{"type":"Point","coordinates":[-106.45769,31.67398]}}
Subestación | Point | 115.0 kV |  |  |  | n/d | transmission |  |  |  | OpenStreetMap | {"type":"Feature","properties":{},"geometry":{"type":"Point","coordinates":[-106.52378,31.73396]}}
Subestación | Point | 115.0 kV |  |  |  | Comisión Federal de Electricidad | industrial |  |  |  | OpenStreetMap | {"type":"Feature","properties":{},"geometry":{"type":"Point","coordinates":[-106.36792,31.60542]}}
Subestación | Point | 115.0 kV |  |  |  | Comisión Federal de Electricidad | transmission |  |  |  | OpenStreetMap | {"type":"Feature","properties":{},"geometry":{"type":"Point","coordinates":[-106.44856,31.62334]}}
Subestación | Point | 115.0 kV |  |  |  | n/d | transmission |  |  |  | OpenStreetMap | {"type":"Feature","properties":{},"geometry":{"type":"Point","coordinates":[-106.48861,31.33532]}}
Subestación | Point | 115.0 kV |  |  |  | n/d | industrial |  |  |  | OpenStreetMap | {"type":"Feature","properties":{},"geometry":{"type":"Point","coordinates":[-106.45129,31.41738]}}
Cuadro de Maniobras Cementos | Point | 115.0 kV |  |  |  | n/d | transmission |  |  |  | OpenStreetMap | {"type":"Feature","properties":{},"geometry":{"type":"Point","coordinates":[-106.46629,31.42196]}}
Subestación | Point | 115.0 kV |  |  |  | n/d | industrial |  |  |  | OpenStreetMap | {"type":"Feature","properties":{},"geometry":{"type":"Point","coordinates":[-106.6899,31.77845]}}
Subestación | Point | 115.0 kV |  |  |  | n/d | industrial |  |  |  | OpenStreetMap | {"type":"Feature","properties":{},"geometry":{"type":"Point","coordinates":[-106.45522,31.64862]}}
Janos | Point | 115.0 kV |  |  |  | n/d | transmission |  |  |  | OpenStreetMap | {"type":"Feature","properties":{},"geometry":{"type":"Point","coordinates":[-108.17908,30.87936]}}
Subestación | Point | 115.0 kV |  |  |  | n/d | distribution |  |  |  | OpenStreetMap | {"type":"Feature","properties":{},"geometry":{"type":"Point","coordinates":[-108.57136,30.90436]}}
Subestación | Point | 115.0 kV |  |  |  | n/d |  |  |  |  | OpenStreetMap | {"type":"Feature","properties":{},"geometry":{"type":"Point","coordinates":[-107.99402,31.34682]}}
Cuadro de maniobras Bismark | Point | 115.0 kV |  |  |  | n/d | transmission |  |  |  | OpenStreetMap | {"type":"Feature","properties":{},"geometry":{"type":"Point","coordinates":[-107.8311,31.26004]}}
Subestación | Point | 115.0 kV |  |  |  | n/d | distribution |  |  |  | OpenStreetMap | {"type":"Feature","properties":{},"geometry":{"type":"Point","coordinates":[-107.35911,30.70799]}}
Subestación | Point | 115.0 kV |  |  |  | n/d | transmission |  |  |  | OpenStreetMap | {"type":"Feature","properties":{},"geometry":{"type":"Point","coordinates":[-107.61951,31.46541]}}
Cereso Juárez | Point | 115.0 kV |  |  |  | n/d |  |  |  |  | OpenStreetMap | {"type":"Feature","properties":{},"geometry":{"type":"Point","coordinates":[-106.45526,31.49561]}}
Subestación | Point | 115.0 kV |  |  |  | n/d | transmission |  |  |  | OpenStreetMap | {"type":"Feature","properties":{},"geometry":{"type":"Point","coordinates":[-106.83116,31.60482]}}
Conejos Medanos | Point | 115.0 kV |  |  |  | n/d | transmission |  |  |  | OpenStreetMap | {"type":"Feature","properties":{},"geometry":{"type":"Point","coordinates":[-106.7842,31.60627]}}
Subestación | Point | 115.0 kV |  |  |  | n/d | industrial |  |  |  | OpenStreetMap | {"type":"Feature","properties":{},"geometry":{"type":"Point","coordinates":[-105.97969,28.65098]}}
Subestación | Point | 115.0 kV |  |  |  | n/d | industrial |  |  |  | OpenStreetMap | {"type":"Feature","properties":{},"geometry":{"type":"Point","coordinates":[-105.97916,28.65128]}}
Subestación | Point | 115.0 kV |  |  |  | n/d | industrial |  |  |  | OpenStreetMap | {"type":"Feature","properties":{},"geometry":{"type":"Point","coordinates":[-105.97214,28.64868]}}
Subestación | Point | 115.0 kV |  |  |  | n/d | industrial |  |  |  | OpenStreetMap | {"type":"Feature","properties":{},"geometry":{"type":"Point","coordinates":[-105.97227,28.6492]}}
Subestación | Point | 115.0 kV |  |  |  | n/d | transmission |  |  |  | OpenStreetMap | {"type":"Feature","properties":{},"geometry":{"type":"Point","coordinates":[-106.01245,28.64677]}}
Subestación | Point | 115.0 kV |  |  |  | n/d | transmission |  |  |  | OpenStreetMap | {"type":"Feature","properties":{},"geometry":{"type":"Point","coordinates":[-105.91772,28.84025]}}
Subestación | Point | 115.0 kV |  |  |  | n/d |  |  |  |  | OpenStreetMap | {"type":"Feature","properties":{},"geometry":{"type":"Point","coordinates":[-105.97653,28.65634]}}
Subestación | Point | 115.0 kV |  |  |  | n/d |  |  |  |  | OpenStreetMap | {"type":"Feature","properties":{},"geometry":{"type":"Point","coordinates":[-105.97306,28.65182]}}
Subestación | Point | 115.0 kV |  |  |  | n/d | transmission |  |  |  | OpenStreetMap | {"type":"Feature","properties":{},"geometry":{"type":"Point","coordinates":[-105.97243,28.66074]}}
Subestación | Point | 115.0 kV |  |  |  | n/d |  |  |  |  | OpenStreetMap | {"type":"Feature","properties":{},"geometry":{"type":"Point","coordinates":[-106.03712,28.66567]}}
Subestación | Point | 115.0 kV |  |  |  | n/d | industrial |  |  |  | OpenStreetMap | {"type":"Feature","properties":{},"geometry":{"type":"Point","coordinates":[-106.01486,28.63948]}}
Subestación | Point | 115.0 kV |  |  |  | n/d | industrial |  |  |  | OpenStreetMap | {"type":"Feature","properties":{},"geometry":{"type":"Point","coordinates":[-106.06312,28.65663]}}
Subestación | Point | 115.0 kV |  |  |  | n/d | transmission |  |  |  | OpenStreetMap | {"type":"Feature","properties":{},"geometry":{"type":"Point","coordinates":[-106.00435,28.60192]}}
Subestación | Point | 115.0 kV |  |  |  | n/d | transmission |  |  |  | OpenStreetMap | {"type":"Feature","properties":{},"geometry":{"type":"Point","coordinates":[-105.49744,27.85247]}}
Subestación | Point | 115.0 kV |  |  |  | n/d |  |  |  |  | OpenStreetMap | {"type":"Feature","properties":{},"geometry":{"type":"Point","coordinates":[-105.49814,27.86078]}}
Subestación | Point | 115.0 kV |  |  |  | n/d | transmission |  |  |  | OpenStreetMap | {"type":"Feature","properties":{},"geometry":{"type":"Point","coordinates":[-105.46923,28.27626]}}
Subestación | Point | 115.0 kV |  |  |  | n/d | transmission |  |  |  | OpenStreetMap | {"type":"Feature","properties":{},"geometry":{"type":"Point","coordinates":[-105.54467,28.32593]}}
Subestación | Point | 115.0 kV |  |  |  | n/d | transmission |  |  |  | OpenStreetMap | {"type":"Feature","properties":{},"geometry":{"type":"Point","coordinates":[-105.4891,28.17432]}}
Subestación | Point | 115.0 kV |  |  |  | n/d | industrial |  |  |  | OpenStreetMap | {"type":"Feature","properties":{},"geometry":{"type":"Point","coordinates":[-105.44417,28.175]}}
Subestación | Point | 115.0 kV |  |  |  | n/d | transmission |  |  |  | OpenStreetMap | {"type":"Feature","properties":{},"geometry":{"type":"Point","coordinates":[-105.43448,28.19563]}}
Subestación | Point | 115.0 kV |  |  |  | n/d | transmission |  |  |  | OpenStreetMap | {"type":"Feature","properties":{},"geometry":{"type":"Point","coordinates":[-105.50878,28.29729]}}
Subestación | Point | 115.0 kV |  |  |  | n/d | industrial |  |  |  | OpenStreetMap | {"type":"Feature","properties":{},"geometry":{"type":"Point","coordinates":[-105.5109,28.29823]}}
Subestación | Point | 115.0 kV |  |  |  | n/d |  |  |  |  | OpenStreetMap | {"type":"Feature","properties":{},"geometry":{"type":"Point","coordinates":[-104.84443,27.32253]}}
Subestación | Point | 115.0 kV |  |  |  | n/d | transmission |  |  |  | OpenStreetMap | {"type":"Feature","properties":{},"geometry":{"type":"Point","coordinates":[-104.84516,27.32228]}}
Subestación | Point | 115.0 kV |  |  |  | n/d |  |  |  |  | OpenStreetMap | {"type":"Feature","properties":{},"geometry":{"type":"Point","coordinates":[-104.55721,28.32178]}}
Subestación | Point | 115.0 kV |  |  |  | n/d | transmission |  |  |  | OpenStreetMap | {"type":"Feature","properties":{},"geometry":{"type":"Point","coordinates":[-105.17882,27.65182]}}
Subestación | Point | 115.0 kV |  |  |  | n/d |  |  |  |  | OpenStreetMap | {"type":"Feature","properties":{},"geometry":{"type":"Point","coordinates":[-105.07044,27.65494]}}
Subestación | Point | 115.0 kV |  |  |  | n/d | transmission |  |  |  | OpenStreetMap | {"type":"Feature","properties":{},"geometry":{"type":"Point","coordinates":[-105.152,27.66027]}}
Subestación | Point | 115.0 kV |  |  |  | n/d | transmission |  |  |  | OpenStreetMap | {"type":"Feature","properties":{},"geometry":{"type":"Point","coordinates":[-105.65935,26.78469]}}
Subestación | Point | 115.0 kV |  |  |  | n/d | transmission |  |  |  | OpenStreetMap | {"type":"Feature","properties":{},"geometry":{"type":"Point","coordinates":[-105.834,26.88338]}}
Subestación | Point | 115.0 kV |  |  |  | n/d | transmission |  |  |  | OpenStreetMap | {"type":"Feature","properties":{},"geometry":{"type":"Point","coordinates":[-105.68754,26.92032]}}
Subestación | Point | 115.0 kV |  |  |  | n/d | industrial |  |  |  | OpenStreetMap | {"type":"Feature","properties":{},"geometry":{"type":"Point","coordinates":[-105.68665,26.92325]}}
Subestación | Point | 115.0 kV |  |  |  | n/d | transmission |  |  |  | OpenStreetMap | {"type":"Feature","properties":{},"geometry":{"type":"Point","coordinates":[-105.67627,26.94018]}}
Subestación | Point | 115.0 kV |  |  |  | n/d | distribution |  |  |  | OpenStreetMap | {"type":"Feature","properties":{},"geometry":{"type":"Point","coordinates":[-105.1373,27.33229]}}
Subestación | Point | 115.0 kV |  |  |  | n/d | transmission |  |  |  | OpenStreetMap | {"type":"Feature","properties":{},"geometry":{"type":"Point","coordinates":[-106.01597,26.80916]}}
Subestación | Point | 115.0 kV |  |  |  | n/d | distribution |  |  |  | OpenStreetMap | {"type":"Feature","properties":{},"geometry":{"type":"Point","coordinates":[-107.07142,26.8563]}}
Subestación | Point | 115.0 kV |  |  |  | n/d | industrial |  |  |  | OpenStreetMap | {"type":"Feature","properties":{},"geometry":{"type":"Point","coordinates":[-106.50253,26.03318]}}
Subestación | Point | 115.0 kV |  |  |  | n/d |  |  |  |  | OpenStreetMap | {"type":"Feature","properties":{},"geometry":{"type":"Point","coordinates":[-106.5831,26.21348]}}
Subestación | Point | 115.0 kV |  |  |  | n/d |  |  |  |  | OpenStreetMap | {"type":"Feature","properties":{},"geometry":{"type":"Point","coordinates":[-104.45923,28.63562]}}
Subestación | Point | 115.0 kV |  |  |  | n/d | transmission |  |  |  | OpenStreetMap | {"type":"Feature","properties":{},"geometry":{"type":"Point","coordinates":[-104.45996,28.63561]}}
Subestación | Point | 115.0 kV |  |  |  | n/d | transmission |  |  |  | OpenStreetMap | {"type":"Feature","properties":{},"geometry":{"type":"Point","coordinates":[-105.35885,25.9562]}}
Subestación | Point | 115.0 kV |  |  |  | n/d |  |  |  |  | OpenStreetMap | {"type":"Feature","properties":{},"geometry":{"type":"Point","coordinates":[-105.61022,26.84629]}}
Subestación | Point | 115.0 kV |  |  |  | n/d | transmission |  |  |  | OpenStreetMap | {"type":"Feature","properties":{},"geometry":{"type":"Point","coordinates":[-103.62315,25.90464]}}
Subestación | Point | 115.0 kV |  |  |  | n/d | transmission |  |  |  | OpenStreetMap | {"type":"Feature","properties":{},"geometry":{"type":"Point","coordinates":[-104.14101,26.54014]}}
Subestación | Point | 115.0 kV |  |  |  | n/d | transmission |  |  |  | OpenStreetMap | {"type":"Feature","properties":{},"geometry":{"type":"Point","coordinates":[-104.33261,26.74666]}}
Subestación Francisco Zarco Gómez Palacios | Point | 115.0 kV |  |  |  | n/d | distribution |  |  |  | OpenStreetMap | {"type":"Feature","properties":{},"geometry":{"type":"Point","coordinates":[-103.56529,25.75922]}}
Subestación | Point | 115.0 kV |  |  |  | n/d | transmission |  |  |  | OpenStreetMap | {"type":"Feature","properties":{},"geometry":{"type":"Point","coordinates":[-103.40269,25.50767]}}
Subestación | Point | 115.0 kV |  |  |  | n/d | transmission |  |  |  | OpenStreetMap | {"type":"Feature","properties":{},"geometry":{"type":"Point","coordinates":[-103.53258,25.58258]}}
Subestación | Point | 115.0 kV |  |  |  | n/d | transmission |  |  |  | OpenStreetMap | {"type":"Feature","properties":{},"geometry":{"type":"Point","coordinates":[-103.52224,25.63322]}}
Subestación | Point | 115.0 kV |  |  |  | n/d | transmission |  |  |  | OpenStreetMap | {"type":"Feature","properties":{},"geometry":{"type":"Point","coordinates":[-103.26651,25.45881]}}
Subestación | Point | 115.0 kV |  |  |  | n/d | transmission |  |  |  | OpenStreetMap | {"type":"Feature","properties":{},"geometry":{"type":"Point","coordinates":[-103.38575,25.59221]}}
Subestación | Point | 115.0 kV |  |  |  | n/d | industrial |  |  |  | OpenStreetMap | {"type":"Feature","properties":{},"geometry":{"type":"Point","coordinates":[-103.46334,25.56016]}}
Laguna 2 | Point | 115.0 kV |  |  |  | n/d | distribution |  |  |  | OpenStreetMap | {"type":"Feature","properties":{},"geometry":{"type":"Point","coordinates":[-103.47164,25.5519]}}
Subestación | Point | 115.0 kV |  |  |  | n/d | industrial |  |  |  | OpenStreetMap | {"type":"Feature","properties":{},"geometry":{"type":"Point","coordinates":[-103.3636,25.53935]}}
Subestación | Point | 115.0 kV |  |  |  | n/d | transmission |  |  |  | OpenStreetMap | {"type":"Feature","properties":{},"geometry":{"type":"Point","coordinates":[-103.3634,25.54503]}}
Subestación | Point | 115.0 kV |  |  |  | n/d | industrial |  |  |  | OpenStreetMap | {"type":"Feature","properties":{},"geometry":{"type":"Point","coordinates":[-103.39137,25.5799]}}
Subestación | Point | 115.0 kV |  |  |  | n/d | transmission |  |  |  | OpenStreetMap | {"type":"Feature","properties":{},"geometry":{"type":"Point","coordinates":[-103.39184,25.54544]}}
Subestación | Point | 115.0 kV |  |  |  | n/d | transmission |  |  |  | OpenStreetMap | {"type":"Feature","properties":{},"geometry":{"type":"Point","coordinates":[-103.12223,25.77482]}}
Subestación | Point | 115.0 kV |  |  |  | n/d | transmission |  |  |  | OpenStreetMap | {"type":"Feature","properties":{},"geometry":{"type":"Point","coordinates":[-103.28503,25.77189]}}
Subestación | Point | 115.0 kV |  |  |  | n/d | transmission |  |  |  | OpenStreetMap | {"type":"Feature","properties":{},"geometry":{"type":"Point","coordinates":[-103.34933,25.67303]}}
Subestación | Point | 115.0 kV |  |  |  | n/d | transmission |  |  |  | OpenStreetMap | {"type":"Feature","properties":{},"geometry":{"type":"Point","coordinates":[-103.37547,25.62461]}}
Subestación | Point | 115.0 kV |  |  |  | n/d | transmission |  |  |  | OpenStreetMap | {"type":"Feature","properties":{},"geometry":{"type":"Point","coordinates":[-103.36681,27.02519]}}
Subestación | Point | 115.0 kV |  |  |  | n/d | transmission |  |  |  | OpenStreetMap | {"type":"Feature","properties":{},"geometry":{"type":"Point","coordinates":[-103.0422,26.39873]}}
Subestación | Point | 115.0 kV |  |  |  | n/d | industrial |  |  |  | OpenStreetMap | {"type":"Feature","properties":{},"geometry":{"type":"Point","coordinates":[-103.42491,25.65213]}}
Subestación | Point | 115.0 kV |  |  |  | n/d | transmission |  |  |  | OpenStreetMap | {"type":"Feature","properties":{},"geometry":{"type":"Point","coordinates":[-103.44414,25.606]}}
Subestación | Point | 115.0 kV |  |  |  | n/d | transmission |  |  |  | OpenStreetMap | {"type":"Feature","properties":{},"geometry":{"type":"Point","coordinates":[-103.38075,25.75965]}}
Subestación | Point | 115.0 kV |  |  |  | n/d | transmission |  |  |  | OpenStreetMap | {"type":"Feature","properties":{},"geometry":{"type":"Point","coordinates":[-103.29064,25.91828]}}
Subestación | Point | 115.0 kV |  |  |  | n/d | transmission |  |  |  | OpenStreetMap | {"type":"Feature","properties":{},"geometry":{"type":"Point","coordinates":[-99.98197,25.55929]}}
Subestación | Point | 115.0 kV |  |  |  | n/d | distribution |  |  |  | OpenStreetMap | {"type":"Feature","properties":{},"geometry":{"type":"Point","coordinates":[-102.96447,25.48979]}}
Subestación | Point | 115.0 kV |  |  |  | n/d | industrial |  |  |  | OpenStreetMap | {"type":"Feature","properties":{},"geometry":{"type":"Point","coordinates":[-103.35698,25.47359]}}
Subestación | Point | 115.0 kV |  |  |  | n/d | industrial |  |  |  | OpenStreetMap | {"type":"Feature","properties":{},"geometry":{"type":"Point","coordinates":[-103.36996,25.47901]}}
Subestación | Point | 115.0 kV |  |  |  | n/d | transmission |  |  |  | OpenStreetMap | {"type":"Feature","properties":{},"geometry":{"type":"Point","coordinates":[-103.33609,25.37263]}}
Subestación | Point | 115.0 kV |  |  |  | n/d | distribution |  |  |  | OpenStreetMap | {"type":"Feature","properties":{},"geometry":{"type":"Point","coordinates":[-102.21064,25.76171]}}
Subestación | Point | 115.0 kV |  |  |  | n/d | transmission |  |  |  | OpenStreetMap | {"type":"Feature","properties":{},"geometry":{"type":"Point","coordinates":[-100.17345,25.70281]}}
Josefa Zozaya | Point | 115.0 kV |  |  |  | Comisión Federal de Electricidad | distribution |  |  |  | OpenStreetMap | {"type":"Feature","properties":{},"geometry":{"type":"Point","coordinates":[-100.16222,25.73574]}}
Subestación | Point | 115.0 kV |  |  |  | n/d |  |  |  |  | OpenStreetMap | {"type":"Feature","properties":{},"geometry":{"type":"Point","coordinates":[-100.33786,25.66232]}}
Estanzuela | Point | 115.0 kV |  |  |  | n/d | transmission |  |  |  | OpenStreetMap | {"type":"Feature","properties":{},"geometry":{"type":"Point","coordinates":[-100.25553,25.58524]}}
Subestación | Point | 115.0 kV |  |  |  | n/d | industrial |  |  |  | OpenStreetMap | {"type":"Feature","properties":{},"geometry":{"type":"Point","coordinates":[-100.10423,25.67603]}}
Subestación Villa Juárez | Point | 115.0 kV |  |  |  | Comisión Federal de Electricidad | transmission |  |  |  | OpenStreetMap | {"type":"Feature","properties":{},"geometry":{"type":"Point","coordinates":[-100.10936,25.65174]}}
Subestación | Point | 115.0 kV |  |  |  | n/d | transmission |  |  |  | OpenStreetMap | {"type":"Feature","properties":{},"geometry":{"type":"Point","coordinates":[-100.10254,25.45187]}}
Subestación | Point | 115.0 kV |  |  |  | n/d | transmission |  |  |  | OpenStreetMap | {"type":"Feature","properties":{},"geometry":{"type":"Point","coordinates":[-100.14774,25.58511]}}
Subestación | Point | 115.0 kV |  |  |  | n/d |  |  |  |  | OpenStreetMap | {"type":"Feature","properties":{},"geometry":{"type":"Point","coordinates":[-100.24147,25.67286]}}
Subestación | Point | 115.0 kV |  |  |  | n/d | transmission |  |  |  | OpenStreetMap | {"type":"Feature","properties":{},"geometry":{"type":"Point","coordinates":[-100.25991,25.76702]}}
Dulces nombres 2 | Point | 115.0 kV |  |  |  | n/d | generation |  |  |  | OpenStreetMap | {"type":"Feature","properties":{},"geometry":{"type":"Point","coordinates":[-100.09392,25.71737]}}
Subestación | Point | 115.0 kV |  |  |  | n/d | transmission |  |  |  | OpenStreetMap | {"type":"Feature","properties":{},"geometry":{"type":"Point","coordinates":[-100.09753,25.80601]}}
Subestación | Point | 115.0 kV |  |  |  | n/d | industrial |  |  |  | OpenStreetMap | {"type":"Feature","properties":{},"geometry":{"type":"Point","coordinates":[-100.16882,25.79292]}}
Valle del Roble | Point | 115.0 kV |  |  |  | n/d | distribution |  |  |  | OpenStreetMap | {"type":"Feature","properties":{},"geometry":{"type":"Point","coordinates":[-100.06479,25.61026]}}
Subestación | Point | 115.0 kV |  |  |  | n/d | transmission |  |  |  | OpenStreetMap | {"type":"Feature","properties":{},"geometry":{"type":"Point","coordinates":[-100.21437,25.65887]}}
Subestación | Point | 115.0 kV |  |  |  | n/d | industrial |  |  |  | OpenStreetMap | {"type":"Feature","properties":{},"geometry":{"type":"Point","coordinates":[-100.18507,25.64661]}}
Subestación | Point | 115.0 kV |  |  |  | n/d | transmission |  |  |  | OpenStreetMap | {"type":"Feature","properties":{},"geometry":{"type":"Point","coordinates":[-100.17876,25.65334]}}
Subestación | Point | 115.0 kV |  |  |  | n/d | industrial |  |  |  | OpenStreetMap | {"type":"Feature","properties":{},"geometry":{"type":"Point","coordinates":[-100.18297,25.64508]}}
Subestación | Point | 115.0 kV |  |  |  | n/d | transmission |  |  |  | OpenStreetMap | {"type":"Feature","properties":{},"geometry":{"type":"Point","coordinates":[-100.44531,25.67897]}}
Subestación | Point | 115.0 kV |  |  |  | n/d | industrial |  |  |  | OpenStreetMap | {"type":"Feature","properties":{},"geometry":{"type":"Point","coordinates":[-100.51571,25.69326]}}
Subestación | Point | 115.0 kV |  |  |  | n/d | industrial |  |  |  | OpenStreetMap | {"type":"Feature","properties":{},"geometry":{"type":"Point","coordinates":[-100.51578,25.70606]}}
Subestación | Point | 115.0 kV |  |  |  | n/d | industrial |  |  |  | OpenStreetMap | {"type":"Feature","properties":{},"geometry":{"type":"Point","coordinates":[-100.52744,25.72335]}}
Caterpillar | Point | 115.0 kV |  |  |  | n/d | industrial |  |  |  | OpenStreetMap | {"type":"Feature","properties":{},"geometry":{"type":"Point","coordinates":[-100.52118,25.72825]}}
Subestación | Point | 115.0 kV |  |  |  | n/d | industrial |  |  |  | OpenStreetMap | {"type":"Feature","properties":{},"geometry":{"type":"Point","coordinates":[-100.51649,25.71742]}}
Subestación | Point | 115.0 kV |  |  |  | n/d | industrial |  |  |  | OpenStreetMap | {"type":"Feature","properties":{},"geometry":{"type":"Point","coordinates":[-100.56777,25.75853]}}
Subestación | Point | 115.0 kV |  |  |  | n/d | industrial |  |  |  | OpenStreetMap | {"type":"Feature","properties":{},"geometry":{"type":"Point","coordinates":[-100.54394,25.75399]}}
Subestación | Point | 115.0 kV |  |  |  | n/d | industrial |  |  |  | OpenStreetMap | {"type":"Feature","properties":{},"geometry":{"type":"Point","coordinates":[-100.44662,25.78248]}}
Mitras | Point | 115.0 kV |  |  |  | n/d | transmission |  |  |  | OpenStreetMap | {"type":"Feature","properties":{},"geometry":{"type":"Point","coordinates":[-100.44665,25.78183]}}
Subestación | Point | 115.0 kV |  |  |  | n/d | transmission |  |  |  | OpenStreetMap | {"type":"Feature","properties":{},"geometry":{"type":"Point","coordinates":[-100.42036,25.75013]}}
Alcali | Point | 115.0 kV |  |  |  | n/d | industrial |  |  |  | OpenStreetMap | {"type":"Feature","properties":{},"geometry":{"type":"Point","coordinates":[-100.54501,25.76407]}}
Subestación | Point | 115.0 kV |  |  |  | n/d |  |  |  |  | OpenStreetMap | {"type":"Feature","properties":{},"geometry":{"type":"Point","coordinates":[-100.29926,25.71744]}}
Subestación | Point | 115.0 kV |  |  |  | n/d | distribution |  |  |  | OpenStreetMap | {"type":"Feature","properties":{},"geometry":{"type":"Point","coordinates":[-100.31748,25.7461]}}
Subestación | Point | 115.0 kV |  |  |  | n/d | transmission |  |  |  | OpenStreetMap | {"type":"Feature","properties":{},"geometry":{"type":"Point","coordinates":[-100.31839,25.69789]}}
Subestación | Point | 115.0 kV |  |  |  | n/d | distribution |  |  |  | OpenStreetMap | {"type":"Feature","properties":{},"geometry":{"type":"Point","coordinates":[-100.34181,25.7094]}}
Subestación | Point | 115.0 kV |  |  |  | n/d | industrial |  |  |  | OpenStreetMap | {"type":"Feature","properties":{},"geometry":{"type":"Point","coordinates":[-100.43876,25.67252]}}
Subestación | Point | 115.0 kV |  |  |  | n/d | transmission |  |  |  | OpenStreetMap | {"type":"Feature","properties":{},"geometry":{"type":"Point","coordinates":[-100.34235,25.68622]}}
Subestación | Point | 115.0 kV |  |  |  | n/d | transmission |  |  |  | OpenStreetMap | {"type":"Feature","properties":{},"geometry":{"type":"Point","coordinates":[-100.40785,25.67066]}}
Subestación | Point | 115.0 kV |  |  |  | n/d | industrial |  |  |  | OpenStreetMap | {"type":"Feature","properties":{},"geometry":{"type":"Point","coordinates":[-100.40784,25.67571]}}
Subestación | Point | 115.0 kV |  |  |  | n/d | transmission |  |  |  | OpenStreetMap | {"type":"Feature","properties":{},"geometry":{"type":"Point","coordinates":[-100.31007,25.65436]}}
Subestación | Point | 115.0 kV |  |  |  | n/d | transmission |  |  |  | OpenStreetMap | {"type":"Feature","properties":{},"geometry":{"type":"Point","coordinates":[-100.27812,25.68203]}}
Subestación | Point | 115.0 kV |  |  |  | n/d | industrial |  |  |  | OpenStreetMap | {"type":"Feature","properties":{},"geometry":{"type":"Point","coordinates":[-100.29782,25.70024]}}
Subestación | Point | 115.0 kV |  |  |  | n/d | industrial |  |  |  | OpenStreetMap | {"type":"Feature","properties":{},"geometry":{"type":"Point","coordinates":[-100.30349,25.69021]}}
Subestación | Point | 115.0 kV |  |  |  | n/d |  |  |  |  | OpenStreetMap | {"type":"Feature","properties":{},"geometry":{"type":"Point","coordinates":[-100.305,25.69114]}}
Subestación | Point | 115.0 kV |  |  |  | n/d | transmission |  |  |  | OpenStreetMap | {"type":"Feature","properties":{},"geometry":{"type":"Point","coordinates":[-100.31622,25.68754]}}
Subestación | Point | 115.0 kV |  |  |  | n/d | transmission |  |  |  | OpenStreetMap | {"type":"Feature","properties":{},"geometry":{"type":"Point","coordinates":[-100.3532,25.75812]}}
Subestación | Point | 115.0 kV |  |  |  | n/d | industrial |  |  |  | OpenStreetMap | {"type":"Feature","properties":{},"geometry":{"type":"Point","coordinates":[-100.36078,25.81838]}}
Subestación | Point | 115.0 kV |  |  |  | n/d | industrial |  |  |  | OpenStreetMap | {"type":"Feature","properties":{},"geometry":{"type":"Point","coordinates":[-100.36332,25.82026]}}
Subestación | Point | 115.0 kV |  |  |  | n/d | transmission |  |  |  | OpenStreetMap | {"type":"Feature","properties":{},"geometry":{"type":"Point","coordinates":[-100.28441,25.79797]}}
Subestación | Point | 115.0 kV |  |  |  | n/d | industrial |  |  |  | OpenStreetMap | {"type":"Feature","properties":{},"geometry":{"type":"Point","coordinates":[-100.29295,25.79953]}}
Subestación | Point | 115.0 kV |  |  |  | n/d | industrial |  |  |  | OpenStreetMap | {"type":"Feature","properties":{},"geometry":{"type":"Point","coordinates":[-100.26512,25.83456]}}
Subestación | Point | 115.0 kV |  |  |  | n/d | industrial |  |  |  | OpenStreetMap | {"type":"Feature","properties":{},"geometry":{"type":"Point","coordinates":[-100.27379,25.83066]}}
Subestación | Point | 115.0 kV |  |  |  | n/d | industrial |  |  |  | OpenStreetMap | {"type":"Feature","properties":{},"geometry":{"type":"Point","coordinates":[-100.29837,25.81712]}}
Subestación | Point | 115.0 kV |  |  |  | n/d | industrial |  |  |  | OpenStreetMap | {"type":"Feature","properties":{},"geometry":{"type":"Point","coordinates":[-100.29841,25.81747]}}
Subestación | Point | 115.0 kV |  |  |  | n/d | industrial |  |  |  | OpenStreetMap | {"type":"Feature","properties":{},"geometry":{"type":"Point","coordinates":[-100.33183,25.82058]}}
Subestación | Point | 115.0 kV |  |  |  | n/d | transmission |  |  |  | OpenStreetMap | {"type":"Feature","properties":{},"geometry":{"type":"Point","coordinates":[-100.38062,25.74098]}}
Subestación | Point | 115.0 kV |  |  |  | n/d | transmission |  |  |  | OpenStreetMap | {"type":"Feature","properties":{},"geometry":{"type":"Point","coordinates":[-100.40755,25.77024]}}
Subestación | Point | 115.0 kV |  |  |  | n/d | transmission |  |  |  | OpenStreetMap | {"type":"Feature","properties":{},"geometry":{"type":"Point","coordinates":[-100.39425,25.78577]}}
Subestación | Point | 115.0 kV |  |  |  | n/d | industrial |  |  |  | OpenStreetMap | {"type":"Feature","properties":{},"geometry":{"type":"Point","coordinates":[-100.29691,25.81001]}}
Subestación | Point | 115.0 kV |  |  |  | n/d | industrial |  |  |  | OpenStreetMap | {"type":"Feature","properties":{},"geometry":{"type":"Point","coordinates":[-100.30486,25.70468]}}
Subestación | Point | 115.0 kV |  |  |  | n/d | transmission |  |  |  | OpenStreetMap | {"type":"Feature","properties":{},"geometry":{"type":"Point","coordinates":[-100.30693,25.72176]}}
Subestación | Point | 115.0 kV |  |  |  | n/d | transmission |  |  |  | OpenStreetMap | {"type":"Feature","properties":{},"geometry":{"type":"Point","coordinates":[-100.32443,25.73903]}}
Subestación | Point | 115.0 kV |  |  |  | n/d | transmission |  |  |  | OpenStreetMap | {"type":"Feature","properties":{},"geometry":{"type":"Point","coordinates":[-100.32482,25.84242]}}
Subestación | Point | 115.0 kV |  |  |  | n/d | industrial |  |  |  | OpenStreetMap | {"type":"Feature","properties":{},"geometry":{"type":"Point","coordinates":[-100.16277,25.77158]}}
Subestación | Point | 115.0 kV |  |  |  | n/d | industrial |  |  |  | OpenStreetMap | {"type":"Feature","properties":{},"geometry":{"type":"Point","coordinates":[-100.16488,25.77326]}}
Subestación | Point | 115.0 kV |  |  |  | n/d | industrial |  |  |  | OpenStreetMap | {"type":"Feature","properties":{},"geometry":{"type":"Point","coordinates":[-100.16499,25.78173]}}
Subestación | Point | 115.0 kV |  |  |  | n/d | industrial |  |  |  | OpenStreetMap | {"type":"Feature","properties":{},"geometry":{"type":"Point","coordinates":[-100.16926,25.77811]}}
Subestación | Point | 115.0 kV |  |  |  | n/d | industrial |  |  |  | OpenStreetMap | {"type":"Feature","properties":{},"geometry":{"type":"Point","coordinates":[-100.17973,25.78332]}}
Subestación | Point | 115.0 kV |  |  |  | n/d | industrial |  |  |  | OpenStreetMap | {"type":"Feature","properties":{},"geometry":{"type":"Point","coordinates":[-100.16691,25.80732]}}
Subestación | Point | 115.0 kV |  |  |  | n/d | industrial |  |  |  | OpenStreetMap | {"type":"Feature","properties":{},"geometry":{"type":"Point","coordinates":[-100.222,25.8813]}}
Subestación | Point | 115.0 kV |  |  |  | n/d | transmission |  |  |  | OpenStreetMap | {"type":"Feature","properties":{},"geometry":{"type":"Point","coordinates":[-100.18949,25.91537]}}
Subestación | Point | 115.0 kV |  |  |  | n/d | industrial |  |  |  | OpenStreetMap | {"type":"Feature","properties":{},"geometry":{"type":"Point","coordinates":[-100.30397,26.00301]}}
Subestación | Point | 115.0 kV |  |  |  | n/d | industrial |  |  |  | OpenStreetMap | {"type":"Feature","properties":{},"geometry":{"type":"Point","coordinates":[-100.24889,25.90235]}}
Subestación | Point | 115.0 kV |  |  |  | n/d | industrial |  |  |  | OpenStreetMap | {"type":"Feature","properties":{},"geometry":{"type":"Point","coordinates":[-100.2888,25.90309]}}
Subestación | Point | 115.0 kV |  |  |  | n/d |  |  |  |  | OpenStreetMap | {"type":"Feature","properties":{},"geometry":{"type":"Point","coordinates":[-100.35421,25.87908]}}
Subestación | Point | 115.0 kV |  |  |  | n/d | industrial |  |  |  | OpenStreetMap | {"type":"Feature","properties":{},"geometry":{"type":"Point","coordinates":[-100.28398,25.73139]}}
Subestación | Point | 115.0 kV |  |  |  | n/d | industrial |  |  |  | OpenStreetMap | {"type":"Feature","properties":{},"geometry":{"type":"Point","coordinates":[-100.2901,25.73183]}}
Subestación | Point | 115.0 kV |  |  |  | n/d | industrial |  |  |  | OpenStreetMap | {"type":"Feature","properties":{},"geometry":{"type":"Point","coordinates":[-100.30392,25.72987]}}
Subestación | Point | 115.0 kV |  |  |  | n/d | industrial |  |  |  | OpenStreetMap | {"type":"Feature","properties":{},"geometry":{"type":"Point","coordinates":[-100.23061,25.70128]}}
Subestación | Point | 115.0 kV |  |  |  | n/d | industrial |  |  |  | OpenStreetMap | {"type":"Feature","properties":{},"geometry":{"type":"Point","coordinates":[-100.2277,25.70006]}}
Subestación | Point | 115.0 kV |  |  |  | n/d | transmission |  |  |  | OpenStreetMap | {"type":"Feature","properties":{},"geometry":{"type":"Point","coordinates":[-100.26238,25.70789]}}
Subestación | Point | 115.0 kV |  |  |  | n/d | industrial |  |  |  | OpenStreetMap | {"type":"Feature","properties":{},"geometry":{"type":"Point","coordinates":[-100.27659,25.69506]}}
Subestación | Point | 115.0 kV |  |  |  | n/d | industrial |  |  |  | OpenStreetMap | {"type":"Feature","properties":{},"geometry":{"type":"Point","coordinates":[-100.29504,25.71646]}}
Subestación | Point | 115.0 kV |  |  |  | n/d |  |  |  |  | OpenStreetMap | {"type":"Feature","properties":{},"geometry":{"type":"Point","coordinates":[-100.11822,25.77219]}}
Subestación | Point | 115.0 kV |  |  |  | n/d | industrial |  |  |  | OpenStreetMap | {"type":"Feature","properties":{},"geometry":{"type":"Point","coordinates":[-100.14271,25.77071]}}
Subestación | Point | 115.0 kV |  |  |  | n/d | industrial |  |  |  | OpenStreetMap | {"type":"Feature","properties":{},"geometry":{"type":"Point","coordinates":[-100.14251,25.75298]}}
Subestación | Point | 115.0 kV |  |  |  | n/d | industrial |  |  |  | OpenStreetMap | {"type":"Feature","properties":{},"geometry":{"type":"Point","coordinates":[-100.20787,25.75258]}}
Subestación | Point | 115.0 kV |  |  |  | n/d | transmission |  |  |  | OpenStreetMap | {"type":"Feature","properties":{},"geometry":{"type":"Point","coordinates":[-100.19167,25.75772]}}
Subestación | Point | 115.0 kV |  |  |  | n/d | industrial |  |  |  | OpenStreetMap | {"type":"Feature","properties":{},"geometry":{"type":"Point","coordinates":[-100.18314,25.76213]}}
Subestación | Point | 115.0 kV |  |  |  | n/d | transmission |  |  |  | OpenStreetMap | {"type":"Feature","properties":{},"geometry":{"type":"Point","coordinates":[-99.60857,26.08245]}}
Subestación | Point | 115.0 kV |  |  |  | n/d |  |  |  |  | OpenStreetMap | {"type":"Feature","properties":{},"geometry":{"type":"Point","coordinates":[-99.64398,26.04089]}}
Subestación | Point | 115.0 kV |  |  |  | n/d |  |  |  |  | OpenStreetMap | {"type":"Feature","properties":{},"geometry":{"type":"Point","coordinates":[-100.0566,25.7436]}}
Subestación | Point | 115.0 kV |  |  |  | n/d | industrial |  |  |  | OpenStreetMap | {"type":"Feature","properties":{},"geometry":{"type":"Point","coordinates":[-100.12104,25.71631]}}
Subestación | Point | 115.0 kV |  |  |  | n/d | industrial |  |  |  | OpenStreetMap | {"type":"Feature","properties":{},"geometry":{"type":"Point","coordinates":[-100.10986,25.72331]}}
Subestación | Point | 115.0 kV |  |  |  | n/d | industrial |  |  |  | OpenStreetMap | {"type":"Feature","properties":{},"geometry":{"type":"Point","coordinates":[-100.20874,25.75319]}}
Subestación | Point | 115.0 kV |  |  |  | n/d | industrial |  |  |  | OpenStreetMap | {"type":"Feature","properties":{},"geometry":{"type":"Point","coordinates":[-100.2902,25.72769]}}
Subestación | Point | 115.0 kV |  |  |  | n/d | industrial |  |  |  | OpenStreetMap | {"type":"Feature","properties":{},"geometry":{"type":"Point","coordinates":[-100.16301,25.76777]}}
Subestación | Point | 115.0 kV |  |  |  | n/d | industrial |  |  |  | OpenStreetMap | {"type":"Feature","properties":{},"geometry":{"type":"Point","coordinates":[-99.9273,25.59504]}}
Subestación Ceja | Point | 115.0 kV |  |  |  | Comisión Federal de Electricidad | distribution |  |  |  | OpenStreetMap | {"type":"Feature","properties":{},"geometry":{"type":"Point","coordinates":[-99.35978,25.7299]}}
Subestación | Point | 115.0 kV |  |  |  | n/d | industrial |  |  |  | OpenStreetMap | {"type":"Feature","properties":{},"geometry":{"type":"Point","coordinates":[-99.321,25.72872]}}
Subestación | Point | 115.0 kV |  |  |  | n/d | industrial |  |  |  | OpenStreetMap | {"type":"Feature","properties":{},"geometry":{"type":"Point","coordinates":[-99.53889,25.65333]}}
Subestación | Point | 115.0 kV |  |  |  | n/d | industrial |  |  |  | OpenStreetMap | {"type":"Feature","properties":{},"geometry":{"type":"Point","coordinates":[-100.96828,25.44647]}}
Subestación | Point | 115.0 kV |  |  |  | n/d | transmission |  |  |  | OpenStreetMap | {"type":"Feature","properties":{},"geometry":{"type":"Point","coordinates":[-100.97149,25.42364]}}
Subestación | Point | 115.0 kV |  |  |  | n/d | industrial |  |  |  | OpenStreetMap | {"type":"Feature","properties":{},"geometry":{"type":"Point","coordinates":[-100.97084,25.50767]}}
Subestación | Point | 115.0 kV |  |  |  | n/d | industrial |  |  |  | OpenStreetMap | {"type":"Feature","properties":{},"geometry":{"type":"Point","coordinates":[-100.98527,25.49804]}}
Subestación | Point | 115.0 kV |  |  |  | n/d | industrial |  |  |  | OpenStreetMap | {"type":"Feature","properties":{},"geometry":{"type":"Point","coordinates":[-100.99271,25.46259]}}
Subestación | Point | 115.0 kV |  |  |  | n/d | industrial |  |  |  | OpenStreetMap | {"type":"Feature","properties":{},"geometry":{"type":"Point","coordinates":[-100.99791,25.45687]}}
Subestación | Point | 115.0 kV |  |  |  | n/d | industrial |  |  |  | OpenStreetMap | {"type":"Feature","properties":{},"geometry":{"type":"Point","coordinates":[-100.98366,25.51653]}}
Subestación | Point | 115.0 kV |  |  |  | n/d | generation |  |  |  | OpenStreetMap | {"type":"Feature","properties":{},"geometry":{"type":"Point","coordinates":[-100.90863,25.59664]}}
Subestación | Point | 115.0 kV |  |  |  | n/d | industrial |  |  |  | OpenStreetMap | {"type":"Feature","properties":{},"geometry":{"type":"Point","coordinates":[-100.92121,25.58219]}}
Subestación | Point | 115.0 kV |  |  |  | n/d | industrial |  |  |  | OpenStreetMap | {"type":"Feature","properties":{},"geometry":{"type":"Point","coordinates":[-100.91131,25.58936]}}
Subestación | Point | 115.0 kV |  |  |  | n/d | transmission |  |  |  | OpenStreetMap | {"type":"Feature","properties":{},"geometry":{"type":"Point","coordinates":[-100.9098,25.58819]}}
Subestación | Point | 115.0 kV |  |  |  | n/d | industrial |  |  |  | OpenStreetMap | {"type":"Feature","properties":{},"geometry":{"type":"Point","coordinates":[-100.9141,25.59361]}}
Subestación | Point | 115.0 kV |  |  |  | n/d | transmission |  |  |  | OpenStreetMap | {"type":"Feature","properties":{},"geometry":{"type":"Point","coordinates":[-100.92848,25.56364]}}
Subestación | Point | 115.0 kV |  |  |  | n/d | industrial |  |  |  | OpenStreetMap | {"type":"Feature","properties":{},"geometry":{"type":"Point","coordinates":[-100.92219,25.56859]}}
Subestación | Point | 115.0 kV |  |  |  | n/d | industrial |  |  |  | OpenStreetMap | {"type":"Feature","properties":{},"geometry":{"type":"Point","coordinates":[-100.9252,25.56602]}}
Subestación | Point | 115.0 kV |  |  |  | n/d | industrial |  |  |  | OpenStreetMap | {"type":"Feature","properties":{},"geometry":{"type":"Point","coordinates":[-100.92624,25.56602]}}
Subestación | Point | 115.0 kV |  |  |  | n/d | industrial |  |  |  | OpenStreetMap | {"type":"Feature","properties":{},"geometry":{"type":"Point","coordinates":[-100.90542,25.59665]}}
Subestación | Point | 115.0 kV |  |  |  | n/d | industrial |  |  |  | OpenStreetMap | {"type":"Feature","properties":{},"geometry":{"type":"Point","coordinates":[-100.94105,25.54226]}}
Subestación | Point | 115.0 kV |  |  |  | n/d | industrial |  |  |  | OpenStreetMap | {"type":"Feature","properties":{},"geometry":{"type":"Point","coordinates":[-100.96327,25.51928]}}
Subestación | Point | 115.0 kV |  |  |  | n/d | industrial |  |  |  | OpenStreetMap | {"type":"Feature","properties":{},"geometry":{"type":"Point","coordinates":[-100.96316,25.51989]}}
Subestación | Point | 115.0 kV |  |  |  | n/d | industrial |  |  |  | OpenStreetMap | {"type":"Feature","properties":{},"geometry":{"type":"Point","coordinates":[-100.95972,25.52116]}}
Subestación | Point | 115.0 kV |  |  |  | n/d | industrial |  |  |  | OpenStreetMap | {"type":"Feature","properties":{},"geometry":{"type":"Point","coordinates":[-100.95458,25.53267]}}
Subestación | Point | 115.0 kV |  |  |  | n/d | industrial |  |  |  | OpenStreetMap | {"type":"Feature","properties":{},"geometry":{"type":"Point","coordinates":[-100.96773,25.50407]}}
Subestación | Point | 115.0 kV |  |  |  | n/d | transmission |  |  |  | OpenStreetMap | {"type":"Feature","properties":{},"geometry":{"type":"Point","coordinates":[-100.90118,25.4406]}}
Subestación | Point | 115.0 kV |  |  |  | n/d | transmission |  |  |  | OpenStreetMap | {"type":"Feature","properties":{},"geometry":{"type":"Point","coordinates":[-100.93223,25.46395]}}
Subestación | Point | 115.0 kV |  |  |  | n/d | industrial |  |  |  | OpenStreetMap | {"type":"Feature","properties":{},"geometry":{"type":"Point","coordinates":[-101.02302,25.35698]}}
Subestación | Point | 115.0 kV |  |  |  | n/d | transmission |  |  |  | OpenStreetMap | {"type":"Feature","properties":{},"geometry":{"type":"Point","coordinates":[-100.97817,25.83198]}}
Subestación | Point | 115.0 kV |  |  |  | n/d | transmission |  |  |  | OpenStreetMap | {"type":"Feature","properties":{},"geometry":{"type":"Point","coordinates":[-100.88586,25.59542]}}
Subestación | Point | 115.0 kV |  |  |  | n/d | transmission |  |  |  | OpenStreetMap | {"type":"Feature","properties":{},"geometry":{"type":"Point","coordinates":[-100.88545,25.59577]}}
Subestación | Point | 115.0 kV |  |  |  | n/d | industrial |  |  |  | OpenStreetMap | {"type":"Feature","properties":{},"geometry":{"type":"Point","coordinates":[-100.88286,25.60163]}}
Subestación | Point | 115.0 kV |  |  |  | n/d | transmission |  |  |  | OpenStreetMap | {"type":"Feature","properties":{},"geometry":{"type":"Point","coordinates":[-100.60682,25.06707]}}
Subestación | Point | 115.0 kV |  |  |  | n/d | distribution |  |  |  | OpenStreetMap | {"type":"Feature","properties":{},"geometry":{"type":"Point","coordinates":[-100.7848,25.28852]}}
El Abra | Point | 115.0 kV |  |  |  | n/d | distribution |  |  |  | OpenStreetMap | {"type":"Feature","properties":{},"geometry":{"type":"Point","coordinates":[-99.01833,22.61952]}}
Subestación | Point | 115.0 kV |  |  |  | n/d | transmission |  |  |  | OpenStreetMap | {"type":"Feature","properties":{},"geometry":{"type":"Point","coordinates":[-101.2271,27.93138]}}
Subestación | Point | 115.0 kV |  |  |  | n/d | transmission |  |  |  | OpenStreetMap | {"type":"Feature","properties":{},"geometry":{"type":"Point","coordinates":[-101.133,27.86269]}}
Subestación | Point | 115.0 kV |  |  |  | n/d | transmission |  |  |  | OpenStreetMap | {"type":"Feature","properties":{},"geometry":{"type":"Point","coordinates":[-101.39998,26.89734]}}
Subestación | Point | 115.0 kV |  |  |  | n/d | distribution |  |  |  | OpenStreetMap | {"type":"Feature","properties":{},"geometry":{"type":"Point","coordinates":[-101.60146,27.03075]}}
Subestación | Point | 115.0 kV |  |  |  | n/d | industrial |  |  |  | OpenStreetMap | {"type":"Feature","properties":{},"geometry":{"type":"Point","coordinates":[-101.46798,26.94186]}}
Subestación | Point | 115.0 kV |  |  |  | n/d | industrial |  |  |  | OpenStreetMap | {"type":"Feature","properties":{},"geometry":{"type":"Point","coordinates":[-101.42685,26.88295]}}
Subestación | Point | 115.0 kV |  |  |  | n/d | industrial |  |  |  | OpenStreetMap | {"type":"Feature","properties":{},"geometry":{"type":"Point","coordinates":[-101.41444,26.97087]}}
Subestación | Point | 115.0 kV |  |  |  | n/d | industrial |  |  |  | OpenStreetMap | {"type":"Feature","properties":{},"geometry":{"type":"Point","coordinates":[-99.76578,27.67907]}}
Subestación | Point | 115.0 kV |  |  |  | n/d | transmission |  |  |  | OpenStreetMap | {"type":"Feature","properties":{},"geometry":{"type":"Point","coordinates":[-99.16319,23.75092]}}
Subestación | Point | 115.0 kV |  |  |  | n/d | industrial |  |  |  | OpenStreetMap | {"type":"Feature","properties":{},"geometry":{"type":"Point","coordinates":[-99.15602,23.76439]}}
Subestación | Point | 115.0 kV |  |  |  | n/d | transmission |  |  |  | OpenStreetMap | {"type":"Feature","properties":{},"geometry":{"type":"Point","coordinates":[-99.16043,23.72494]}}
Subestación | Point | 115.0 kV |  |  |  | n/d | transmission |  |  |  | OpenStreetMap | {"type":"Feature","properties":{},"geometry":{"type":"Point","coordinates":[-98.8681,23.78693]}}
Subestación | Point | 115.0 kV |  |  |  | n/d | transmission |  |  |  | OpenStreetMap | {"type":"Feature","properties":{},"geometry":{"type":"Point","coordinates":[-98.50364,24.21862]}}
Subestación | Point | 115.0 kV |  |  |  | n/d | transmission |  |  |  | OpenStreetMap | {"type":"Feature","properties":{},"geometry":{"type":"Point","coordinates":[-98.85368,23.80194]}}
Subestación | Point | 115.0 kV |  |  |  | n/d | transmission |  |  |  | OpenStreetMap | {"type":"Feature","properties":{},"geometry":{"type":"Point","coordinates":[-98.82426,23.73578]}}
Linares | Point | 115.0 kV |  |  |  | n/d | transmission |  |  |  | OpenStreetMap | {"type":"Feature","properties":{},"geometry":{"type":"Point","coordinates":[-99.57366,24.84466]}}
Subestación | Point | 115.0 kV |  |  |  | n/d | transmission |  |  |  | OpenStreetMap | {"type":"Feature","properties":{},"geometry":{"type":"Point","coordinates":[-99.12234,24.08352]}}
Subestación | Point | 115.0 kV |  |  |  | n/d | transmission |  |  |  | OpenStreetMap | {"type":"Feature","properties":{},"geometry":{"type":"Point","coordinates":[-99.11349,23.9077]}}
Ladrillera | Point | 115.0 kV |  |  |  | n/d | distribution |  |  |  | OpenStreetMap | {"type":"Feature","properties":{},"geometry":{"type":"Point","coordinates":[-99.83143,25.17218]}}
Subestación | Point | 115.0 kV |  |  |  | n/d | transmission |  |  |  | OpenStreetMap | {"type":"Feature","properties":{},"geometry":{"type":"Point","coordinates":[-100.47288,24.99786]}}
Subestación | Point | 115.0 kV |  |  |  | n/d | transmission |  |  |  | OpenStreetMap | {"type":"Feature","properties":{},"geometry":{"type":"Point","coordinates":[-100.49338,24.98325]}}
Subestación | Point | 115.0 kV |  |  |  | n/d | transmission |  |  |  | OpenStreetMap | {"type":"Feature","properties":{},"geometry":{"type":"Point","coordinates":[-100.64578,23.66632]}}
Subestación | Point | 115.0 kV |  |  |  | n/d | industrial |  |  |  | OpenStreetMap | {"type":"Feature","properties":{},"geometry":{"type":"Point","coordinates":[-101.16016,23.13818]}}
Subestación | Point | 115.0 kV |  |  |  | n/d | transmission |  |  |  | OpenStreetMap | {"type":"Feature","properties":{},"geometry":{"type":"Point","coordinates":[-101.11063,23.12097]}}
Subestación | Point | 115.0 kV |  |  |  | n/d | industrial |  |  |  | OpenStreetMap | {"type":"Feature","properties":{},"geometry":{"type":"Point","coordinates":[-100.37852,22.47127]}}
Subestación | Point | 115.0 kV |  |  |  | n/d |  |  |  |  | OpenStreetMap | {"type":"Feature","properties":{},"geometry":{"type":"Point","coordinates":[-100.5065,22.67568]}}
Subestación | Point | 115.0 kV |  |  |  | n/d | transmission |  |  |  | OpenStreetMap | {"type":"Feature","properties":{},"geometry":{"type":"Point","coordinates":[-100.88059,22.65675]}}
Subestación | Point | 115.0 kV |  |  |  | n/d | transmission |  |  |  | OpenStreetMap | {"type":"Feature","properties":{},"geometry":{"type":"Point","coordinates":[-100.86389,22.62238]}}
Subestación | Point | 115.0 kV |  |  |  | n/d | transmission |  |  |  | OpenStreetMap | {"type":"Feature","properties":{},"geometry":{"type":"Point","coordinates":[-101.00514,22.18932]}}
Subestación | Point | 115.0 kV |  |  |  | n/d | transmission |  |  |  | OpenStreetMap | {"type":"Feature","properties":{},"geometry":{"type":"Point","coordinates":[-100.95363,22.19853]}}
Subestación | Point | 115.0 kV |  |  |  | n/d | transmission |  |  |  | OpenStreetMap | {"type":"Feature","properties":{},"geometry":{"type":"Point","coordinates":[-100.99031,22.1631]}}
Subestación | Point | 115.0 kV |  |  |  | n/d | industrial |  |  |  | OpenStreetMap | {"type":"Feature","properties":{},"geometry":{"type":"Point","coordinates":[-101.03618,22.17291]}}
Subestación | Point | 115.0 kV |  |  |  | n/d | industrial |  |  |  | OpenStreetMap | {"type":"Feature","properties":{},"geometry":{"type":"Point","coordinates":[-100.8994,22.22883]}}
Subestación | Point | 115.0 kV |  |  |  | n/d | industrial |  |  |  | OpenStreetMap | {"type":"Feature","properties":{},"geometry":{"type":"Point","coordinates":[-100.83742,22.18702]}}
Subestación | Point | 115.0 kV |  |  |  | n/d | transmission |  |  |  | OpenStreetMap | {"type":"Feature","properties":{},"geometry":{"type":"Point","coordinates":[-100.91611,22.17573]}}
San Luis Progreso | Point | 115.0 kV |  |  |  | n/d | distribution |  |  |  | OpenStreetMap | {"type":"Feature","properties":{},"geometry":{"type":"Point","coordinates":[-100.93085,22.11231]}}
Subestación | Point | 115.0 kV |  |  |  | n/d | transmission |  |  |  | OpenStreetMap | {"type":"Feature","properties":{},"geometry":{"type":"Point","coordinates":[-100.95579,22.1427]}}
Subestación | Point | 115.0 kV |  |  |  | n/d | industrial |  |  |  | OpenStreetMap | {"type":"Feature","properties":{},"geometry":{"type":"Point","coordinates":[-100.87351,22.05463]}}
Subestación | Point | 115.0 kV |  |  |  | n/d | industrial |  |  |  | OpenStreetMap | {"type":"Feature","properties":{},"geometry":{"type":"Point","coordinates":[-100.89151,22.03372]}}
Subestación | Point | 115.0 kV |  |  |  | n/d | industrial |  |  |  | OpenStreetMap | {"type":"Feature","properties":{},"geometry":{"type":"Point","coordinates":[-100.88623,22.03486]}}
Subestación | Point | 115.0 kV |  |  |  | n/d | industrial |  |  |  | OpenStreetMap | {"type":"Feature","properties":{},"geometry":{"type":"Point","coordinates":[-100.87893,22.06254]}}
Subestación | Point | 115.0 kV |  |  |  | n/d | industrial |  |  |  | OpenStreetMap | {"type":"Feature","properties":{},"geometry":{"type":"Point","coordinates":[-100.8848,22.07097]}}
Subestación | Point | 115.0 kV |  |  |  | n/d | industrial |  |  |  | OpenStreetMap | {"type":"Feature","properties":{},"geometry":{"type":"Point","coordinates":[-100.89085,22.07704]}}
Subestación | Point | 115.0 kV |  |  |  | n/d | industrial |  |  |  | OpenStreetMap | {"type":"Feature","properties":{},"geometry":{"type":"Point","coordinates":[-100.88698,22.0795]}}
Subestación | Point | 115.0 kV |  |  |  | n/d | industrial |  |  |  | OpenStreetMap | {"type":"Feature","properties":{},"geometry":{"type":"Point","coordinates":[-100.88902,22.04158]}}
Subestación | Point | 115.0 kV |  |  |  | n/d | industrial |  |  |  | OpenStreetMap | {"type":"Feature","properties":{},"geometry":{"type":"Point","coordinates":[-100.88379,22.04935]}}
Subestación | Point | 115.0 kV |  |  |  | n/d | industrial |  |  |  | OpenStreetMap | {"type":"Feature","properties":{},"geometry":{"type":"Point","coordinates":[-100.89839,22.08802]}}
General Popo | Point | 115.0 kV |  |  |  | n/d | industrial |  |  |  | OpenStreetMap | {"type":"Feature","properties":{},"geometry":{"type":"Point","coordinates":[-100.91056,22.11117]}}
Latincasa | Point | 115.0 kV |  |  |  | n/d | industrial |  |  |  | OpenStreetMap | {"type":"Feature","properties":{},"geometry":{"type":"Point","coordinates":[-100.90006,22.1031]}}
Mabe Sanyo | Point | 115.0 kV |  |  |  | n/d | industrial |  |  |  | OpenStreetMap | {"type":"Feature","properties":{},"geometry":{"type":"Point","coordinates":[-100.89576,22.10685]}}
Subestación | Point | 115.0 kV |  |  |  | n/d | industrial |  |  |  | OpenStreetMap | {"type":"Feature","properties":{},"geometry":{"type":"Point","coordinates":[-100.8797,22.12396]}}
Subestación | Point | 115.0 kV |  |  |  | n/d | transmission |  |  |  | OpenStreetMap | {"type":"Feature","properties":{},"geometry":{"type":"Point","coordinates":[-100.90021,22.02507]}}
Subestación | Point | 115.0 kV |  |  |  | n/d | industrial |  |  |  | OpenStreetMap | {"type":"Feature","properties":{},"geometry":{"type":"Point","coordinates":[-100.90015,22.02584]}}
Subestación | Point | 115.0 kV |  |  |  | n/d | industrial |  |  |  | OpenStreetMap | {"type":"Feature","properties":{},"geometry":{"type":"Point","coordinates":[-100.89417,22.04637]}}
Tisamatic | Point | 115.0 kV |  |  |  | n/d | industrial |  |  |  | OpenStreetMap | {"type":"Feature","properties":{},"geometry":{"type":"Point","coordinates":[-100.90864,22.1052]}}
Subestación | Point | 115.0 kV |  |  |  | n/d | industrial |  |  |  | OpenStreetMap | {"type":"Feature","properties":{},"geometry":{"type":"Point","coordinates":[-100.91742,22.10433]}}
Acero San Luis | Point | 115.0 kV |  |  |  | n/d | industrial |  |  |  | OpenStreetMap | {"type":"Feature","properties":{},"geometry":{"type":"Point","coordinates":[-100.91872,22.10329]}}
Nacobre | Point | 115.0 kV |  |  |  | n/d | industrial |  |  |  | OpenStreetMap | {"type":"Feature","properties":{},"geometry":{"type":"Point","coordinates":[-100.91462,22.09827]}}
Subestación | Point | 115.0 kV |  |  |  | n/d |  |  |  |  | OpenStreetMap | {"type":"Feature","properties":{},"geometry":{"type":"Point","coordinates":[-100.99219,21.75448]}}
Villa de Reyes | Point | 115.0 kV |  |  |  | n/d | distribution |  |  |  | OpenStreetMap | {"type":"Feature","properties":{},"geometry":{"type":"Point","coordinates":[-100.93182,21.82902]}}
Subestación | Point | 115.0 kV |  |  |  | n/d |  |  |  |  | OpenStreetMap | {"type":"Feature","properties":{},"geometry":{"type":"Point","coordinates":[-100.68013,22.09323]}}
Subestación | Point | 115.0 kV |  |  |  | n/d | industrial |  |  |  | OpenStreetMap | {"type":"Feature","properties":{},"geometry":{"type":"Point","coordinates":[-100.87651,21.97342]}}
Subestación | Point | 115.0 kV |  |  |  | n/d | industrial |  |  |  | OpenStreetMap | {"type":"Feature","properties":{},"geometry":{"type":"Point","coordinates":[-100.87725,21.97277]}}
Subestación | Point | 115.0 kV |  |  |  | n/d | industrial |  |  |  | OpenStreetMap | {"type":"Feature","properties":{},"geometry":{"type":"Point","coordinates":[-100.85953,21.98048]}}
Subestación | Point | 115.0 kV |  |  |  | n/d | transmission |  |  |  | OpenStreetMap | {"type":"Feature","properties":{},"geometry":{"type":"Point","coordinates":[-100.85894,21.98114]}}
Subestación | Point | 115.0 kV |  |  |  | n/d | industrial |  |  |  | OpenStreetMap | {"type":"Feature","properties":{},"geometry":{"type":"Point","coordinates":[-100.88503,22.02621]}}
Subestación | Point | 115.0 kV |  |  |  | n/d | industrial |  |  |  | OpenStreetMap | {"type":"Feature","properties":{},"geometry":{"type":"Point","coordinates":[-100.87868,22.04534]}}
Subestación | Point | 115.0 kV |  |  |  | n/d | industrial |  |  |  | OpenStreetMap | {"type":"Feature","properties":{},"geometry":{"type":"Point","coordinates":[-100.87479,22.04724]}}
Subestación | Point | 115.0 kV |  |  |  | n/d | industrial |  |  |  | OpenStreetMap | {"type":"Feature","properties":{},"geometry":{"type":"Point","coordinates":[-100.8726,22.04836]}}
Subestación | Point | 115.0 kV |  |  |  | n/d | industrial |  |  |  | OpenStreetMap | {"type":"Feature","properties":{},"geometry":{"type":"Point","coordinates":[-100.87284,22.04825]}}
Subestación | Point | 115.0 kV |  |  |  | n/d | industrial |  |  |  | OpenStreetMap | {"type":"Feature","properties":{},"geometry":{"type":"Point","coordinates":[-100.8696,22.05004]}}
Subestación | Point | 115.0 kV |  |  |  | n/d | transmission |  |  |  | OpenStreetMap | {"type":"Feature","properties":{},"geometry":{"type":"Point","coordinates":[-101.58592,21.87337]}}
Palo Alto | Point | 115.0 kV |  |  |  | n/d |  |  |  |  | OpenStreetMap | {"type":"Feature","properties":{},"geometry":{"type":"Point","coordinates":[-101.97576,21.91493]}}
Subestación | Point | 115.0 kV |  |  |  | n/d |  |  |  |  | OpenStreetMap | {"type":"Feature","properties":{},"geometry":{"type":"Point","coordinates":[-102.06365,21.69713]}}
Subestación | Point | 115.0 kV |  |  |  | n/d |  |  |  |  | OpenStreetMap | {"type":"Feature","properties":{},"geometry":{"type":"Point","coordinates":[-102.27044,21.79431]}}
Subestación | Point | 115.0 kV |  |  |  | n/d | transmission |  |  |  | OpenStreetMap | {"type":"Feature","properties":{},"geometry":{"type":"Point","coordinates":[-102.17852,21.73536]}}
Subestación | Point | 115.0 kV |  |  |  | n/d | transmission |  |  |  | OpenStreetMap | {"type":"Feature","properties":{},"geometry":{"type":"Point","coordinates":[-102.19894,21.75317]}}
Subestación | Point | 115.0 kV |  |  |  | n/d | transmission |  |  |  | OpenStreetMap | {"type":"Feature","properties":{},"geometry":{"type":"Point","coordinates":[-102.21711,21.76619]}}
Subestación | Point | 115.0 kV |  |  |  | n/d | transmission |  |  |  | OpenStreetMap | {"type":"Feature","properties":{},"geometry":{"type":"Point","coordinates":[-102.2785,21.80978]}}
Subestación | Point | 115.0 kV |  |  |  | n/d | transmission |  |  |  | OpenStreetMap | {"type":"Feature","properties":{},"geometry":{"type":"Point","coordinates":[-102.28074,21.837]}}
Subestación | Point | 115.0 kV |  |  |  | n/d | transmission |  |  |  | OpenStreetMap | {"type":"Feature","properties":{},"geometry":{"type":"Point","coordinates":[-102.25088,21.85711]}}
Subestación | Point | 115.0 kV |  |  |  | n/d | transmission |  |  |  | OpenStreetMap | {"type":"Feature","properties":{},"geometry":{"type":"Point","coordinates":[-102.2594,21.8624]}}
Subestación | Point | 115.0 kV |  |  |  | n/d | transmission |  |  |  | OpenStreetMap | {"type":"Feature","properties":{},"geometry":{"type":"Point","coordinates":[-102.2598,21.89758]}}
Subestación | Point | 115.0 kV |  |  |  | n/d | transmission |  |  |  | OpenStreetMap | {"type":"Feature","properties":{},"geometry":{"type":"Point","coordinates":[-102.25642,21.8744]}}
Subestación | Point | 115.0 kV |  |  |  | n/d | industrial |  |  |  | OpenStreetMap | {"type":"Feature","properties":{},"geometry":{"type":"Point","coordinates":[-102.28381,21.73661]}}
Subestación | Point | 115.0 kV |  |  |  | n/d | industrial |  |  |  | OpenStreetMap | {"type":"Feature","properties":{},"geometry":{"type":"Point","coordinates":[-102.2974,21.73177]}}
Subestación | Point | 115.0 kV |  |  |  | n/d | industrial |  |  |  | OpenStreetMap | {"type":"Feature","properties":{},"geometry":{"type":"Point","coordinates":[-102.29646,21.73453]}}
Subestación | Point | 115.0 kV |  |  |  | n/d | industrial |  |  |  | OpenStreetMap | {"type":"Feature","properties":{},"geometry":{"type":"Point","coordinates":[-102.29705,21.74327]}}
Subestación | Point | 115.0 kV |  |  |  | n/d | transmission |  |  |  | OpenStreetMap | {"type":"Feature","properties":{},"geometry":{"type":"Point","coordinates":[-102.29643,21.7435]}}
Subestación | Point | 115.0 kV |  |  |  | n/d | transmission |  |  |  | OpenStreetMap | {"type":"Feature","properties":{},"geometry":{"type":"Point","coordinates":[-102.34536,21.8763]}}
Subestación | Point | 115.0 kV |  |  |  | n/d | transmission |  |  |  | OpenStreetMap | {"type":"Feature","properties":{},"geometry":{"type":"Point","coordinates":[-102.32049,21.84711]}}
Subestación | Point | 115.0 kV |  |  |  | n/d | transmission |  |  |  | OpenStreetMap | {"type":"Feature","properties":{},"geometry":{"type":"Point","coordinates":[-102.23605,22.21054]}}
Subestación | Point | 115.0 kV |  |  |  | n/d | transmission |  |  |  | OpenStreetMap | {"type":"Feature","properties":{},"geometry":{"type":"Point","coordinates":[-102.08816,22.07057]}}
Subestación | Point | 115.0 kV |  |  |  | n/d | generation |  |  |  | OpenStreetMap | {"type":"Feature","properties":{},"geometry":{"type":"Point","coordinates":[-102.20525,22.01317]}}
Subestación | Point | 115.0 kV |  |  |  | n/d | transmission |  |  |  | OpenStreetMap | {"type":"Feature","properties":{},"geometry":{"type":"Point","coordinates":[-102.26943,21.93265]}}
Subestación | Point | 115.0 kV |  |  |  | n/d | industrial |  |  |  | OpenStreetMap | {"type":"Feature","properties":{},"geometry":{"type":"Point","coordinates":[-102.29318,21.94692]}}
Subestación | Point | 115.0 kV |  |  |  | n/d | industrial |  |  |  | OpenStreetMap | {"type":"Feature","properties":{},"geometry":{"type":"Point","coordinates":[-102.14233,22.4214]}}
Subestación | Point | 115.0 kV |  |  |  | n/d | industrial |  |  |  | OpenStreetMap | {"type":"Feature","properties":{},"geometry":{"type":"Point","coordinates":[-102.14259,22.42178]}}
Subestación | Point | 115.0 kV |  |  |  | n/d | transmission |  |  |  | OpenStreetMap | {"type":"Feature","properties":{},"geometry":{"type":"Point","coordinates":[-102.29976,22.30046]}}
Subestación | Point | 115.0 kV |  |  |  | n/d | transmission |  |  |  | OpenStreetMap | {"type":"Feature","properties":{},"geometry":{"type":"Point","coordinates":[-102.23453,22.31532]}}
Subestación | Point | 115.0 kV |  |  |  | n/d | transmission |  |  |  | OpenStreetMap | {"type":"Feature","properties":{},"geometry":{"type":"Point","coordinates":[-102.24287,22.4066]}}
Subestación | Point | 115.0 kV |  |  |  | n/d | transmission |  |  |  | OpenStreetMap | {"type":"Feature","properties":{},"geometry":{"type":"Point","coordinates":[-101.78431,22.38491]}}
Subestación | Point | 115.0 kV |  |  |  | n/d | industrial |  |  |  | OpenStreetMap | {"type":"Feature","properties":{},"geometry":{"type":"Point","coordinates":[-102.10652,22.22616]}}
Subestación | Point | 115.0 kV |  |  |  | n/d | transmission |  |  |  | OpenStreetMap | {"type":"Feature","properties":{},"geometry":{"type":"Point","coordinates":[-102.00153,22.22199]}}
Subestación | Point | 115.0 kV |  |  |  | n/d | transmission |  |  |  | OpenStreetMap | {"type":"Feature","properties":{},"geometry":{"type":"Point","coordinates":[-102.01616,22.49926]}}
Subestación | Point | 115.0 kV |  |  |  | n/d | transmission |  |  |  | OpenStreetMap | {"type":"Feature","properties":{},"geometry":{"type":"Point","coordinates":[-102.97289,21.65023]}}
Subestación | Point | 115.0 kV |  |  |  | n/d | transmission |  |  |  | OpenStreetMap | {"type":"Feature","properties":{},"geometry":{"type":"Point","coordinates":[-103.30798,21.77411]}}
Subestación | Point | 115.0 kV |  |  |  | n/d | transmission |  |  |  | OpenStreetMap | {"type":"Feature","properties":{},"geometry":{"type":"Point","coordinates":[-102.78957,21.7954]}}
Subestación | Point | 115.0 kV |  |  |  | n/d | transmission |  |  |  | OpenStreetMap | {"type":"Feature","properties":{},"geometry":{"type":"Point","coordinates":[-102.69632,21.85333]}}
Subestación | Point | 115.0 kV |  |  |  | n/d |  |  |  |  | OpenStreetMap | {"type":"Feature","properties":{},"geometry":{"type":"Point","coordinates":[-103.77708,21.85235]}}
Subestación | Point | 115.0 kV |  |  |  | n/d |  |  |  |  | OpenStreetMap | {"type":"Feature","properties":{},"geometry":{"type":"Point","coordinates":[-100.70954,23.67325]}}
Subestación | Point | 115.0 kV |  |  |  | n/d | industrial |  |  |  | OpenStreetMap | {"type":"Feature","properties":{},"geometry":{"type":"Point","coordinates":[-98.99913,23.71902]}}
Subestación | Point | 115.0 kV |  |  |  | n/d | industrial |  |  |  | OpenStreetMap | {"type":"Feature","properties":{},"geometry":{"type":"Point","coordinates":[-98.86922,23.7172]}}
Subestación | Point | 115.0 kV |  |  |  | n/d | transmission |  |  |  | OpenStreetMap | {"type":"Feature","properties":{},"geometry":{"type":"Point","coordinates":[-98.73109,23.71836]}}
Subestación | Point | 115.0 kV |  |  |  | n/d | transmission |  |  |  | OpenStreetMap | {"type":"Feature","properties":{},"geometry":{"type":"Point","coordinates":[-98.22163,23.73117]}}
Subestación | Point | 115.0 kV |  |  |  | n/d | distribution |  |  |  | OpenStreetMap | {"type":"Feature","properties":{},"geometry":{"type":"Point","coordinates":[-101.10884,25.15536]}}
Subestación | Point | 115.0 kV |  |  |  | n/d | industrial |  |  |  | OpenStreetMap | {"type":"Feature","properties":{},"geometry":{"type":"Point","coordinates":[-101.15587,25.23951]}}
Subestación | Point | 115.0 kV |  |  |  | n/d | industrial |  |  |  | OpenStreetMap | {"type":"Feature","properties":{},"geometry":{"type":"Point","coordinates":[-101.16776,25.22895]}}
Subestación | Point | 115.0 kV |  |  |  | n/d | transmission |  |  |  | OpenStreetMap | {"type":"Feature","properties":{},"geometry":{"type":"Point","coordinates":[-101.1677,25.22995]}}
Subestación | Point | 115.0 kV |  |  |  | n/d | transmission |  |  |  | OpenStreetMap | {"type":"Feature","properties":{},"geometry":{"type":"Point","coordinates":[-101.17262,25.24046]}}
Subestación | Point | 115.0 kV |  |  |  | n/d | industrial |  |  |  | OpenStreetMap | {"type":"Feature","properties":{},"geometry":{"type":"Point","coordinates":[-101.11838,25.26]}}
Subestación | Point | 115.0 kV |  |  |  | n/d | industrial |  |  |  | OpenStreetMap | {"type":"Feature","properties":{},"geometry":{"type":"Point","coordinates":[-101.10116,25.26393]}}
Subestación | Point | 115.0 kV |  |  |  | n/d | transmission |  |  |  | OpenStreetMap | {"type":"Feature","properties":{},"geometry":{"type":"Point","coordinates":[-101.09223,25.21755]}}
Subestación | Point | 115.0 kV |  |  |  | n/d | transmission |  |  |  | OpenStreetMap | {"type":"Feature","properties":{},"geometry":{"type":"Point","coordinates":[-101.45929,24.69402]}}
Subestación | Point | 115.0 kV |  |  |  | n/d | transmission |  |  |  | OpenStreetMap | {"type":"Feature","properties":{},"geometry":{"type":"Point","coordinates":[-102.66785,22.89972]}}
Subestación | Point | 115.0 kV |  |  |  | n/d | industrial |  |  |  | OpenStreetMap | {"type":"Feature","properties":{},"geometry":{"type":"Point","coordinates":[-102.6759,22.92667]}}
Subestación | Point | 115.0 kV |  |  |  | n/d | transmission |  |  |  | OpenStreetMap | {"type":"Feature","properties":{},"geometry":{"type":"Point","coordinates":[-102.67407,22.92247]}}
Subestación | Point | 115.0 kV |  |  |  | n/d | transmission |  |  |  | OpenStreetMap | {"type":"Feature","properties":{},"geometry":{"type":"Point","coordinates":[-102.61917,22.80275]}}
Subestación | Point | 115.0 kV |  |  |  | n/d | transmission |  |  |  | OpenStreetMap | {"type":"Feature","properties":{},"geometry":{"type":"Point","coordinates":[-102.68681,22.72002]}}
Subestación | Point | 115.0 kV |  |  |  | n/d | industrial |  |  |  | OpenStreetMap | {"type":"Feature","properties":{},"geometry":{"type":"Point","coordinates":[-102.73957,22.81977]}}
Subestación | Point | 115.0 kV |  |  |  | Comisión Federal de Electricidad | transmission |  |  |  | OpenStreetMap | {"type":"Feature","properties":{},"geometry":{"type":"Point","coordinates":[-102.55305,22.75681]}}
Subestación | Point | 115.0 kV |  |  |  | n/d | industrial |  |  |  | OpenStreetMap | {"type":"Feature","properties":{},"geometry":{"type":"Point","coordinates":[-102.49323,22.73302]}}
Subestación | Point | 115.0 kV |  |  |  | n/d | industrial |  |  |  | OpenStreetMap | {"type":"Feature","properties":{},"geometry":{"type":"Point","coordinates":[-102.50071,22.74099]}}
Subestación | Point | 115.0 kV |  |  |  | n/d | transmission |  |  |  | OpenStreetMap | {"type":"Feature","properties":{},"geometry":{"type":"Point","coordinates":[-102.48435,22.75025]}}
Subestación | Point | 115.0 kV |  |  |  | n/d | transmission |  |  |  | OpenStreetMap | {"type":"Feature","properties":{},"geometry":{"type":"Point","coordinates":[-102.67125,22.92256]}}
Subestación | Point | 115.0 kV |  |  |  | n/d | distribution |  |  |  | OpenStreetMap | {"type":"Feature","properties":{},"geometry":{"type":"Point","coordinates":[-103.11344,22.45609]}}
Subestación | Point | 115.0 kV |  |  |  | n/d | transmission |  |  |  | OpenStreetMap | {"type":"Feature","properties":{},"geometry":{"type":"Point","coordinates":[-102.98089,22.64911]}}
Subestación | Point | 115.0 kV |  |  |  | n/d | transmission |  |  |  | OpenStreetMap | {"type":"Feature","properties":{},"geometry":{"type":"Point","coordinates":[-102.75802,22.61183]}}
Subestación | Point | 115.0 kV |  |  |  | n/d | industrial |  |  |  | OpenStreetMap | {"type":"Feature","properties":{},"geometry":{"type":"Point","coordinates":[-102.58973,22.80469]}}
Subestación | Point | 115.0 kV |  |  |  | n/d | transmission |  |  |  | OpenStreetMap | {"type":"Feature","properties":{},"geometry":{"type":"Point","coordinates":[-102.3777,23.2045]}}
Subestación | Point | 115.0 kV |  |  |  | n/d | transmission |  |  |  | OpenStreetMap | {"type":"Feature","properties":{},"geometry":{"type":"Point","coordinates":[-102.41847,22.91888]}}
Subestación | Point | 115.0 kV |  |  |  | n/d | transmission |  |  |  | OpenStreetMap | {"type":"Feature","properties":{},"geometry":{"type":"Point","coordinates":[-102.48699,23.05182]}}
Subestación | Point | 115.0 kV |  |  |  | n/d |  |  |  |  | OpenStreetMap | {"type":"Feature","properties":{},"geometry":{"type":"Point","coordinates":[-102.05013,23.04286]}}
Subestación | Point | 115.0 kV |  |  |  | n/d | industrial |  |  |  | OpenStreetMap | {"type":"Feature","properties":{},"geometry":{"type":"Point","coordinates":[-102.96679,23.16018]}}
Subestación | Point | 115.0 kV |  |  |  | n/d | transmission |  |  |  | OpenStreetMap | {"type":"Feature","properties":{},"geometry":{"type":"Point","coordinates":[-102.96885,23.17138]}}
Subestación | Point | 115.0 kV |  |  |  | n/d | industrial |  |  |  | OpenStreetMap | {"type":"Feature","properties":{},"geometry":{"type":"Point","coordinates":[-102.85673,23.15411]}}
Subestación | Point | 115.0 kV |  |  |  | n/d | transmission |  |  |  | OpenStreetMap | {"type":"Feature","properties":{},"geometry":{"type":"Point","coordinates":[-102.87398,23.14792]}}
Subestación | Point | 115.0 kV |  |  |  | n/d | industrial |  |  |  | OpenStreetMap | {"type":"Feature","properties":{},"geometry":{"type":"Point","coordinates":[-102.85201,23.19951]}}
Subestación | Point | 115.0 kV |  |  |  | n/d | transmission |  |  |  | OpenStreetMap | {"type":"Feature","properties":{},"geometry":{"type":"Point","coordinates":[-102.8509,23.15861]}}
Subestación | Point | 115.0 kV |  |  |  | n/d |  |  |  |  | OpenStreetMap | {"type":"Feature","properties":{},"geometry":{"type":"Point","coordinates":[-102.69334,23.14339]}}
Subestación | Point | 115.0 kV |  |  |  | n/d | transmission |  |  |  | OpenStreetMap | {"type":"Feature","properties":{},"geometry":{"type":"Point","coordinates":[-102.88794,23.44625]}}
Subestación | Point | 115.0 kV |  |  |  | n/d | transmission |  |  |  | OpenStreetMap | {"type":"Feature","properties":{},"geometry":{"type":"Point","coordinates":[-103.516,22.79442]}}
Subestación | Point | 115.0 kV |  |  |  | n/d | transmission |  |  |  | OpenStreetMap | {"type":"Feature","properties":{},"geometry":{"type":"Point","coordinates":[-104.40222,24.01268]}}
Subestación | Point | 115.0 kV |  |  |  | n/d | industrial |  |  |  | OpenStreetMap | {"type":"Feature","properties":{},"geometry":{"type":"Point","coordinates":[-104.55984,24.11049]}}
Internacional Wire | Point | 115.0 kV |  |  |  | n/d | transmission |  |  |  | OpenStreetMap | {"type":"Feature","properties":{},"geometry":{"type":"Point","coordinates":[-104.56019,24.11078]}}
Subestación | Point | 115.0 kV |  |  |  | n/d |  |  |  |  | OpenStreetMap | {"type":"Feature","properties":{},"geometry":{"type":"Point","coordinates":[-104.30032,23.01963]}}
Vicente Guerrero | Point | 115.0 kV |  |  |  | n/d | transmission |  |  |  | OpenStreetMap | {"type":"Feature","properties":{},"geometry":{"type":"Point","coordinates":[-103.99475,23.71486]}}
Subestación | Point | 115.0 kV |  |  |  | n/d | transmission |  |  |  | OpenStreetMap | {"type":"Feature","properties":{},"geometry":{"type":"Point","coordinates":[-103.87433,23.48746]}}
Subestación | Point | 115.0 kV |  |  |  | n/d |  |  |  |  | OpenStreetMap | {"type":"Feature","properties":{},"geometry":{"type":"Point","coordinates":[-103.65038,23.64423]}}
Subestación | Point | 115.0 kV |  |  |  | n/d | industrial |  |  |  | OpenStreetMap | {"type":"Feature","properties":{},"geometry":{"type":"Point","coordinates":[-103.75784,23.6612]}}
Subestación | Point | 115.0 kV |  |  |  | n/d | industrial |  |  |  | OpenStreetMap | {"type":"Feature","properties":{},"geometry":{"type":"Point","coordinates":[-103.86716,23.47189]}}
Nuevo Ideal | Point | 115.0 kV |  |  |  | n/d | transmission |  |  |  | OpenStreetMap | {"type":"Feature","properties":{},"geometry":{"type":"Point","coordinates":[-105.06868,24.89458]}}
Canatlán II | Point | 115.0 kV |  |  |  | n/d | transmission |  |  |  | OpenStreetMap | {"type":"Feature","properties":{},"geometry":{"type":"Point","coordinates":[-104.73253,24.51442]}}
Santiago Papasquiaro | Point | 115.0 kV |  |  |  | n/d | transmission |  |  |  | OpenStreetMap | {"type":"Feature","properties":{},"geometry":{"type":"Point","coordinates":[-105.39708,25.04765]}}
Subestación | Point | 115.0 kV |  |  |  | n/d | industrial |  |  |  | OpenStreetMap | {"type":"Feature","properties":{},"geometry":{"type":"Point","coordinates":[-104.59997,24.07014]}}
Guadalupe Victoria | Point | 115.0 kV |  |  |  | n/d | transmission |  |  |  | OpenStreetMap | {"type":"Feature","properties":{},"geometry":{"type":"Point","coordinates":[-104.17558,24.42918]}}
Subestación | Point | 115.0 kV |  |  |  | n/d |  |  |  |  | OpenStreetMap | {"type":"Feature","properties":{},"geometry":{"type":"Point","coordinates":[-104.50459,24.18155]}}
CLID | Point | 115.0 kV |  |  |  | n/d | transmission |  |  |  | OpenStreetMap | {"type":"Feature","properties":{},"geometry":{"type":"Point","coordinates":[-104.50538,24.18176]}}
Subestación | Point | 115.0 kV |  |  |  | n/d |  |  |  |  | OpenStreetMap | {"type":"Feature","properties":{},"geometry":{"type":"Point","coordinates":[-104.7224,23.53351]}}
Guadiana | Point | 115.0 kV |  |  |  | n/d | transmission |  |  |  | OpenStreetMap | {"type":"Feature","properties":{},"geometry":{"type":"Point","coordinates":[-104.69654,24.00707]}}
Subestación | Point | 115.0 kV |  |  |  | n/d |  |  |  |  | OpenStreetMap | {"type":"Feature","properties":{},"geometry":{"type":"Point","coordinates":[-104.58316,24.0032]}}
Cerro del Mercado | Point | 115.0 kV |  |  |  | n/d | transmission |  |  |  | OpenStreetMap | {"type":"Feature","properties":{},"geometry":{"type":"Point","coordinates":[-104.65179,24.04814]}}
El Salto | Point | 115.0 kV |  |  |  | n/d | transmission |  |  |  | OpenStreetMap | {"type":"Feature","properties":{},"geometry":{"type":"Point","coordinates":[-105.51644,23.75757]}}
Cuadro de Maniobras Cerro del Mercado | Point | 115.0 kV |  |  |  | n/d | transmission |  |  |  | OpenStreetMap | {"type":"Feature","properties":{},"geometry":{"type":"Point","coordinates":[-104.6667,24.04648]}}
Mina Cerro del Mercado | Point | 115.0 kV |  |  |  | n/d | industrial |  |  |  | OpenStreetMap | {"type":"Feature","properties":{},"geometry":{"type":"Point","coordinates":[-104.66888,24.04712]}}
Masisa | Point | 115.0 kV |  |  |  | n/d | industrial |  |  |  | OpenStreetMap | {"type":"Feature","properties":{},"geometry":{"type":"Point","coordinates":[-104.66333,24.08078]}}
Subestación | Point | 115.0 kV |  |  |  | n/d |  |  |  |  | OpenStreetMap | {"type":"Feature","properties":{},"geometry":{"type":"Point","coordinates":[-106.61797,23.83737]}}
Subestación | Point | 115.0 kV |  |  |  | n/d | transmission |  |  |  | OpenStreetMap | {"type":"Feature","properties":{},"geometry":{"type":"Point","coordinates":[-104.81946,21.82365]}}
Subestación | Point | 115.0 kV |  |  |  | n/d | transmission |  |  |  | OpenStreetMap | {"type":"Feature","properties":{},"geometry":{"type":"Point","coordinates":[-105.23111,21.94082]}}
Subestación | Point | 115.0 kV |  |  |  | n/d | transmission |  |  |  | OpenStreetMap | {"type":"Feature","properties":{},"geometry":{"type":"Point","coordinates":[-105.17548,21.83278]}}
Subestación | Point | 115.0 kV |  |  |  | n/d |  |  |  |  | OpenStreetMap | {"type":"Feature","properties":{},"geometry":{"type":"Point","coordinates":[-105.45965,22.39886]}}
Subestación | Point | 115.0 kV |  |  |  | n/d | transmission |  |  |  | OpenStreetMap | {"type":"Feature","properties":{},"geometry":{"type":"Point","coordinates":[-105.38527,22.47519]}}
Subestación | Point | 115.0 kV |  |  |  | n/d | transmission |  |  |  | OpenStreetMap | {"type":"Feature","properties":{},"geometry":{"type":"Point","coordinates":[-106.20813,23.19485]}}
Subestación | Point | 115.0 kV |  |  |  | n/d | transmission |  |  |  | OpenStreetMap | {"type":"Feature","properties":{},"geometry":{"type":"Point","coordinates":[-105.87178,23.00509]}}
Subestación | Point | 115.0 kV |  |  |  | n/d | transmission |  |  |  | OpenStreetMap | {"type":"Feature","properties":{},"geometry":{"type":"Point","coordinates":[-105.78738,22.83823]}}
Subestación | Point | 115.0 kV |  |  |  | n/d | transmission |  |  |  | OpenStreetMap | {"type":"Feature","properties":{},"geometry":{"type":"Point","coordinates":[-104.88651,21.46984]}}
Guevara | Point | 115.0 kV |  |  |  | n/d | transmission |  |  |  | OpenStreetMap | {"type":"Feature","properties":{},"geometry":{"type":"Point","coordinates":[-103.9459,20.91061]}}
Subestación | Point | 115.0 kV |  |  |  | n/d | transmission |  |  |  | OpenStreetMap | {"type":"Feature","properties":{},"geometry":{"type":"Point","coordinates":[-104.47942,21.06017]}}
Subestación | Point | 115.0 kV |  |  |  | n/d | transmission |  |  |  | OpenStreetMap | {"type":"Feature","properties":{},"geometry":{"type":"Point","coordinates":[-104.88286,21.50484]}}
Subestación | Point | 115.0 kV |  |  |  | n/d | transmission |  |  |  | OpenStreetMap | {"type":"Feature","properties":{},"geometry":{"type":"Point","coordinates":[-105.20598,20.67918]}}
Subestación | Point | 115.0 kV |  |  |  | n/d |  |  |  |  | OpenStreetMap | {"type":"Feature","properties":{},"geometry":{"type":"Point","coordinates":[-105.22475,20.64717]}}
Subestación | Point | 115.0 kV |  |  |  | Comisión Federal de Electricidad | transmission |  |  |  | OpenStreetMap | {"type":"Feature","properties":{},"geometry":{"type":"Point","coordinates":[-105.22601,20.62956]}}
Subestación | Point | 115.0 kV |  |  |  | n/d | transmission |  |  |  | OpenStreetMap | {"type":"Feature","properties":{},"geometry":{"type":"Point","coordinates":[-105.19546,20.72063]}}
Subestación | Point | 115.0 kV |  |  |  | n/d | transmission |  |  |  | OpenStreetMap | {"type":"Feature","properties":{},"geometry":{"type":"Point","coordinates":[-105.28048,20.70932]}}
Subestación | Point | 115.0 kV |  |  |  | n/d | transmission |  |  |  | OpenStreetMap | {"type":"Feature","properties":{},"geometry":{"type":"Point","coordinates":[-104.90314,21.24901]}}
Poncitlán | Point | 115.0 kV |  |  |  | n/d | distribution |  |  |  | OpenStreetMap | {"type":"Feature","properties":{},"geometry":{"type":"Point","coordinates":[-102.94617,20.38003]}}
Subestación | Point | 115.0 kV |  |  |  | n/d | industrial |  |  |  | OpenStreetMap | {"type":"Feature","properties":{},"geometry":{"type":"Point","coordinates":[-103.34196,20.63766]}}
Subestación | Point | 115.0 kV |  |  |  | n/d | transmission |  |  |  | OpenStreetMap | {"type":"Feature","properties":{},"geometry":{"type":"Point","coordinates":[-104.00563,20.2085]}}
Subestación | Point | 115.0 kV |  |  |  | n/d |  |  |  |  | OpenStreetMap | {"type":"Feature","properties":{},"geometry":{"type":"Point","coordinates":[-104.51991,20.29638]}}
Subestación | Point | 115.0 kV |  |  |  | n/d | transmission |  |  |  | OpenStreetMap | {"type":"Feature","properties":{},"geometry":{"type":"Point","coordinates":[-104.35965,19.74278]}}
Subestación | Point | 115.0 kV |  |  |  | n/d | transmission |  |  |  | OpenStreetMap | {"type":"Feature","properties":{},"geometry":{"type":"Point","coordinates":[-104.3346,19.82344]}}
Subestación | Point | 115.0 kV |  |  |  | n/d | transmission |  |  |  | OpenStreetMap | {"type":"Feature","properties":{},"geometry":{"type":"Point","coordinates":[-104.21184,19.79166]}}
Subestación CFE San Clemente | Point | 115.0 kV |  |  |  | n/d | transmission |  |  |  | OpenStreetMap | {"type":"Feature","properties":{},"geometry":{"type":"Point","coordinates":[-104.22788,20.07066]}}
Subestación | Point | 115.0 kV |  |  |  | n/d |  |  |  |  | OpenStreetMap | {"type":"Feature","properties":{},"geometry":{"type":"Point","coordinates":[-103.79665,19.68038]}}
Subestación | Point | 115.0 kV |  |  |  | n/d | transmission |  |  |  | OpenStreetMap | {"type":"Feature","properties":{},"geometry":{"type":"Point","coordinates":[-103.58861,19.88839]}}
Subestación | Point | 115.0 kV |  |  |  | n/d | transmission |  |  |  | OpenStreetMap | {"type":"Feature","properties":{},"geometry":{"type":"Point","coordinates":[-103.85164,20.38227]}}
Subestación | Point | 115.0 kV |  |  |  | n/d |  |  |  |  | OpenStreetMap | {"type":"Feature","properties":{},"geometry":{"type":"Point","coordinates":[-104.49688,19.55606]}}
Subestación | Point | 115.0 kV |  |  |  | n/d | transmission |  |  |  | OpenStreetMap | {"type":"Feature","properties":{},"geometry":{"type":"Point","coordinates":[-103.90077,18.94355]}}
Subestación TAP CFE | Point | 115.0 kV |  |  |  | Comisión Federal de Electricidad | transmission |  |  |  | OpenStreetMap | {"type":"Feature","properties":{},"geometry":{"type":"Point","coordinates":[-104.27355,19.0796]}}
Subestación | Point | 115.0 kV |  |  |  | n/d | transmission |  |  |  | OpenStreetMap | {"type":"Feature","properties":{},"geometry":{"type":"Point","coordinates":[-104.34172,19.11698]}}
Subestación | Point | 115.0 kV |  |  |  | n/d | transmission |  |  |  | OpenStreetMap | {"type":"Feature","properties":{},"geometry":{"type":"Point","coordinates":[-104.71346,19.26065]}}
Subestación | Point | 115.0 kV |  |  |  | n/d |  |  |  |  | OpenStreetMap | {"type":"Feature","properties":{},"geometry":{"type":"Point","coordinates":[-103.83274,19.00614]}}
Subestación | Point | 115.0 kV |  |  |  | n/d | industrial |  |  |  | OpenStreetMap | {"type":"Feature","properties":{},"geometry":{"type":"Point","coordinates":[-103.87305,18.97952]}}
Subestación | Point | 115.0 kV |  |  |  | n/d |  |  |  |  | OpenStreetMap | {"type":"Feature","properties":{},"geometry":{"type":"Point","coordinates":[-104.15213,19.29536]}}
Subestación | Point | 115.0 kV |  |  |  | n/d | transmission |  |  |  | OpenStreetMap | {"type":"Feature","properties":{},"geometry":{"type":"Point","coordinates":[-104.09549,19.36408]}}
Subestación | Point | 115.0 kV |  |  |  | n/d | industrial |  |  |  | OpenStreetMap | {"type":"Feature","properties":{},"geometry":{"type":"Point","coordinates":[-104.09318,19.37225]}}
Subestación Bicentenario | Point | 115.0 kV |  |  |  | n/d |  |  |  |  | OpenStreetMap | {"type":"Feature","properties":{},"geometry":{"type":"Point","coordinates":[-103.75787,19.24187]}}
Subestación | Point | 115.0 kV |  |  |  | n/d |  |  |  |  | OpenStreetMap | {"type":"Feature","properties":{},"geometry":{"type":"Point","coordinates":[-103.55902,19.35343]}}
Subestación | Point | 115.0 kV |  |  |  | n/d |  |  |  |  | OpenStreetMap | {"type":"Feature","properties":{},"geometry":{"type":"Point","coordinates":[-103.77702,19.1071]}}
La Estrella | Point | 115.0 kV |  |  |  | n/d | distribution |  |  |  | OpenStreetMap | {"type":"Feature","properties":{},"geometry":{"type":"Point","coordinates":[-103.45023,19.21242]}}
Alzada | Point | 115.0 kV |  |  |  | n/d | distribution |  |  |  | OpenStreetMap | {"type":"Feature","properties":{},"geometry":{"type":"Point","coordinates":[-103.53655,19.24462]}}
Peletizadora Alzada | Point | 115.0 kV |  |  |  | Ternium | industrial |  |  |  | OpenStreetMap | {"type":"Feature","properties":{},"geometry":{"type":"Point","coordinates":[-103.53364,19.2565]}}
Subestación | Point | 115.0 kV |  |  |  | n/d | transmission |  |  |  | OpenStreetMap | {"type":"Feature","properties":{},"geometry":{"type":"Point","coordinates":[-102.2925,20.35832]}}
Subestación | Point | 115.0 kV |  |  |  | n/d | transmission |  |  |  | OpenStreetMap | {"type":"Feature","properties":{},"geometry":{"type":"Point","coordinates":[-102.51763,20.52492]}}
Subestación | Point | 115.0 kV |  |  |  | n/d |  |  |  |  | OpenStreetMap | {"type":"Feature","properties":{},"geometry":{"type":"Point","coordinates":[-102.50978,19.78305]}}
Subestación | Point | 115.0 kV |  |  |  | n/d |  |  |  |  | OpenStreetMap | {"type":"Feature","properties":{},"geometry":{"type":"Point","coordinates":[-102.32119,19.99914]}}
Subestación | Point | 115.0 kV |  |  |  | n/d |  |  |  |  | OpenStreetMap | {"type":"Feature","properties":{},"geometry":{"type":"Point","coordinates":[-102.49248,20.22138]}}
Subestación | Point | 115.0 kV |  |  |  | n/d | transmission |  |  |  | OpenStreetMap | {"type":"Feature","properties":{},"geometry":{"type":"Point","coordinates":[-102.33954,19.95956]}}
Subestación | Point | 115.0 kV |  |  |  | n/d | transmission |  |  |  | OpenStreetMap | {"type":"Feature","properties":{},"geometry":{"type":"Point","coordinates":[-102.47648,20.25782]}}
Subestación | Point | 115.0 kV |  |  |  | n/d |  |  |  |  | OpenStreetMap | {"type":"Feature","properties":{},"geometry":{"type":"Point","coordinates":[-102.37395,20.1096]}}
Subestación | Point | 115.0 kV |  |  |  | n/d | transmission |  |  |  | OpenStreetMap | {"type":"Feature","properties":{},"geometry":{"type":"Point","coordinates":[-102.2836,20.01422]}}
Subestación | Point | 115.0 kV |  |  |  | n/d | transmission |  |  |  | OpenStreetMap | {"type":"Feature","properties":{},"geometry":{"type":"Point","coordinates":[-102.27701,19.966]}}
Subestación | Point | 115.0 kV |  |  |  | n/d |  |  |  |  | OpenStreetMap | {"type":"Feature","properties":{},"geometry":{"type":"Point","coordinates":[-103.26943,19.68765]}}
Subestación | Point | 115.0 kV |  |  |  | n/d | industrial |  |  |  | OpenStreetMap | {"type":"Feature","properties":{},"geometry":{"type":"Point","coordinates":[-103.37975,19.67058]}}
Sub Estación Zapotiltoc | Point | 115.0 kV |  |  |  | n/d | yes |  |  |  | OpenStreetMap | {"type":"Feature","properties":{},"geometry":{"type":"Point","coordinates":[-103.43232,19.63296]}}
Subestación | Point | 115.0 kV |  |  |  | n/d | industrial |  |  |  | OpenStreetMap | {"type":"Feature","properties":{},"geometry":{"type":"Point","coordinates":[-103.43713,19.52833]}}
Subestación | Point | 115.0 kV |  |  |  | n/d |  |  |  |  | OpenStreetMap | {"type":"Feature","properties":{},"geometry":{"type":"Point","coordinates":[-102.74921,20.33767]}}
Subestación | Point | 115.0 kV |  |  |  | n/d | transmission |  |  |  | OpenStreetMap | {"type":"Feature","properties":{},"geometry":{"type":"Point","coordinates":[-102.78895,20.80011]}}
Subestación | Point | 115.0 kV |  |  |  | n/d |  |  |  |  | OpenStreetMap | {"type":"Feature","properties":{},"geometry":{"type":"Point","coordinates":[-102.71357,20.08171]}}
Cuitzeo | Point | 115.0 kV |  |  |  | n/d |  |  |  |  | OpenStreetMap | {"type":"Feature","properties":{},"geometry":{"type":"Point","coordinates":[-102.78431,20.34415]}}
Subestación | Point | 115.0 kV |  |  |  | n/d |  |  |  |  | OpenStreetMap | {"type":"Feature","properties":{},"geometry":{"type":"Point","coordinates":[-102.74619,20.57326]}}
Subestación | Point | 115.0 kV |  |  |  | n/d |  |  |  |  | OpenStreetMap | {"type":"Feature","properties":{},"geometry":{"type":"Point","coordinates":[-102.76491,20.50601]}}
Subestación | Point | 115.0 kV |  |  |  | n/d | industrial |  |  |  | OpenStreetMap | {"type":"Feature","properties":{},"geometry":{"type":"Point","coordinates":[-102.7021,20.16665]}}
Subestación | Point | 115.0 kV |  |  |  | n/d |  |  |  |  | OpenStreetMap | {"type":"Feature","properties":{},"geometry":{"type":"Point","coordinates":[-102.66352,19.80239]}}
Subestación | Point | 115.0 kV |  |  |  | n/d |  |  |  |  | OpenStreetMap | {"type":"Feature","properties":{},"geometry":{"type":"Point","coordinates":[-102.95657,20.00688]}}
Subestación | Point | 115.0 kV |  |  |  | n/d | transmission |  |  |  | OpenStreetMap | {"type":"Feature","properties":{},"geometry":{"type":"Point","coordinates":[-102.74495,19.99633]}}
Subestación | Point | 115.0 kV |  |  |  | n/d |  |  |  |  | OpenStreetMap | {"type":"Feature","properties":{},"geometry":{"type":"Point","coordinates":[-102.24731,19.63885]}}
Subestación | Point | 115.0 kV |  |  |  | n/d |  |  |  |  | OpenStreetMap | {"type":"Feature","properties":{},"geometry":{"type":"Point","coordinates":[-102.43883,19.52678]}}
Subestación | Point | 115.0 kV |  |  |  | n/d |  |  |  |  | OpenStreetMap | {"type":"Feature","properties":{},"geometry":{"type":"Point","coordinates":[-102.47727,19.60432]}}
Subestación | Point | 115.0 kV |  |  |  | n/d |  |  |  |  | OpenStreetMap | {"type":"Feature","properties":{},"geometry":{"type":"Point","coordinates":[-102.30939,19.29419]}}
Subestación | Point | 115.0 kV |  |  |  | n/d |  |  |  |  | OpenStreetMap | {"type":"Feature","properties":{},"geometry":{"type":"Point","coordinates":[-102.21622,19.00277]}}
Subestación | Point | 115.0 kV |  |  |  | n/d |  |  |  |  | OpenStreetMap | {"type":"Feature","properties":{},"geometry":{"type":"Point","coordinates":[-102.35716,19.11361]}}
Subestación | Point | 115.0 kV |  |  |  | n/d | transmission |  |  |  | OpenStreetMap | {"type":"Feature","properties":{},"geometry":{"type":"Point","coordinates":[-102.777,19.28684]}}
Subestación | Point | 115.0 kV |  |  |  | n/d | transmission |  |  |  | OpenStreetMap | {"type":"Feature","properties":{},"geometry":{"type":"Point","coordinates":[-102.67471,19.21719]}}
Subestación | Point | 115.0 kV |  |  |  | n/d |  |  |  |  | OpenStreetMap | {"type":"Feature","properties":{},"geometry":{"type":"Point","coordinates":[-102.81837,19.20928]}}
Subestación | Point | 115.0 kV |  |  |  | n/d |  |  |  |  | OpenStreetMap | {"type":"Feature","properties":{},"geometry":{"type":"Point","coordinates":[-102.54873,19.1061]}}
Subestación | Point | 115.0 kV |  |  |  | n/d |  |  |  |  | OpenStreetMap | {"type":"Feature","properties":{},"geometry":{"type":"Point","coordinates":[-102.36499,19.08633]}}
Subestación | Point | 115.0 kV |  |  |  | n/d |  |  |  |  | OpenStreetMap | {"type":"Feature","properties":{},"geometry":{"type":"Point","coordinates":[-101.77632,19.79693]}}
Subestación | Point | 115.0 kV |  |  |  | n/d | transmission |  |  |  | OpenStreetMap | {"type":"Feature","properties":{},"geometry":{"type":"Point","coordinates":[-101.76104,19.91719]}}
Subestación | Point | 115.0 kV |  |  |  | n/d | distribution |  |  |  | OpenStreetMap | {"type":"Feature","properties":{},"geometry":{"type":"Point","coordinates":[-102.06045,20.12449]}}
Subestación | Point | 115.0 kV |  |  |  | n/d |  |  |  |  | OpenStreetMap | {"type":"Feature","properties":{},"geometry":{"type":"Point","coordinates":[-102.0317,19.9207]}}
Subestación El Mirador | Point | 115.0 kV |  |  |  | CFE | transmission |  |  |  | OpenStreetMap | {"type":"Feature","properties":{},"geometry":{"type":"Point","coordinates":[-102.07721,19.43694]}}
Subestación | Point | 115.0 kV |  |  |  | n/d |  |  |  |  | OpenStreetMap | {"type":"Feature","properties":{},"geometry":{"type":"Point","coordinates":[-102.05679,19.63659]}}
Subestación | Point | 115.0 kV |  |  |  | n/d |  |  |  |  | OpenStreetMap | {"type":"Feature","properties":{},"geometry":{"type":"Point","coordinates":[-102.02887,19.85042]}}
Subestación | Point | 115.0 kV |  |  |  | n/d |  |  |  |  | OpenStreetMap | {"type":"Feature","properties":{},"geometry":{"type":"Point","coordinates":[-101.72667,20.16019]}}
Subestación | Point | 115.0 kV |  |  |  | n/d |  |  |  |  | OpenStreetMap | {"type":"Feature","properties":{},"geometry":{"type":"Point","coordinates":[-101.52856,20.09288]}}
Botello | Point | 115.0 kV |  |  |  | n/d | transmission |  |  |  | OpenStreetMap | {"type":"Feature","properties":{},"geometry":{"type":"Point","coordinates":[-101.73652,19.97903]}}
Subestación | Point | 115.0 kV |  |  |  | n/d |  |  |  |  | OpenStreetMap | {"type":"Feature","properties":{},"geometry":{"type":"Point","coordinates":[-102.11287,20.37922]}}
Subestación | Point | 115.0 kV |  |  |  | n/d |  |  |  |  | OpenStreetMap | {"type":"Feature","properties":{},"geometry":{"type":"Point","coordinates":[-102.02752,20.36715]}}
Subestación | Point | 115.0 kV |  |  |  | n/d |  |  |  |  | OpenStreetMap | {"type":"Feature","properties":{},"geometry":{"type":"Point","coordinates":[-102.05429,20.35968]}}
Subestación | Point | 115.0 kV |  |  |  | n/d |  |  |  |  | OpenStreetMap | {"type":"Feature","properties":{},"geometry":{"type":"Point","coordinates":[-102.02586,20.32666]}}
Subestación | Point | 115.0 kV |  |  |  | n/d |  |  |  |  | OpenStreetMap | {"type":"Feature","properties":{},"geometry":{"type":"Point","coordinates":[-101.45194,20.5614]}}
Subestación | Point | 115.0 kV |  |  |  | n/d |  |  |  |  | OpenStreetMap | {"type":"Feature","properties":{},"geometry":{"type":"Point","coordinates":[-101.40472,20.5163]}}
Subestación | Point | 115.0 kV |  |  |  | n/d |  |  |  |  | OpenStreetMap | {"type":"Feature","properties":{},"geometry":{"type":"Point","coordinates":[-101.42719,20.59872]}}
Subestación | Point | 115.0 kV |  |  |  | n/d |  |  |  |  | OpenStreetMap | {"type":"Feature","properties":{},"geometry":{"type":"Point","coordinates":[-101.71741,20.42146]}}
Subestación | Point | 115.0 kV |  |  |  | n/d |  |  |  |  | OpenStreetMap | {"type":"Feature","properties":{},"geometry":{"type":"Point","coordinates":[-101.84552,20.30712]}}
Subestación | Point | 115.0 kV |  |  |  | n/d |  |  |  |  | OpenStreetMap | {"type":"Feature","properties":{},"geometry":{"type":"Point","coordinates":[-101.64728,20.60792]}}
Subestación | Point | 115.0 kV |  |  |  | n/d |  |  |  |  | OpenStreetMap | {"type":"Feature","properties":{},"geometry":{"type":"Point","coordinates":[-102.34283,20.28251]}}
Subestación | Point | 115.0 kV |  |  |  | n/d |  |  |  |  | OpenStreetMap | {"type":"Feature","properties":{},"geometry":{"type":"Point","coordinates":[-102.20718,20.60911]}}
Subestación | Point | 115.0 kV |  |  |  | n/d | transmission |  |  |  | OpenStreetMap | {"type":"Feature","properties":{},"geometry":{"type":"Point","coordinates":[-102.34765,20.68015]}}
Subestación | Point | 115.0 kV |  |  |  | n/d | distribution |  |  |  | OpenStreetMap | {"type":"Feature","properties":{},"geometry":{"type":"Point","coordinates":[-102.32662,20.49722]}}
Subestación | Point | 115.0 kV |  |  |  | n/d |  |  |  |  | OpenStreetMap | {"type":"Feature","properties":{},"geometry":{"type":"Point","coordinates":[-102.5658,20.79337]}}
Subestación | Point | 115.0 kV |  |  |  | n/d | transmission |  |  |  | OpenStreetMap | {"type":"Feature","properties":{},"geometry":{"type":"Point","coordinates":[-102.58593,21.04549]}}
Subestación | Point | 115.0 kV |  |  |  | n/d |  |  |  |  | OpenStreetMap | {"type":"Feature","properties":{},"geometry":{"type":"Point","coordinates":[-103.08228,20.61679]}}
Subestación | Point | 115.0 kV |  |  |  | n/d | transmission |  |  |  | OpenStreetMap | {"type":"Feature","properties":{},"geometry":{"type":"Point","coordinates":[-102.31214,21.26636]}}
Subestación | Point | 115.0 kV |  |  |  | n/d |  |  |  |  | OpenStreetMap | {"type":"Feature","properties":{},"geometry":{"type":"Point","coordinates":[-102.41358,21.02843]}}
Subestación Jalostotitlán | Point | 115.0 kV |  |  |  | CFE | transmission |  |  |  | OpenStreetMap | {"type":"Feature","properties":{},"geometry":{"type":"Point","coordinates":[-102.46293,21.18257]}}
Subestación | Point | 115.0 kV |  |  |  | n/d | transmission |  |  |  | OpenStreetMap | {"type":"Feature","properties":{},"geometry":{"type":"Point","coordinates":[-102.79533,21.24941]}}
Subestación | Point | 115.0 kV |  |  |  | n/d | transmission |  |  |  | OpenStreetMap | {"type":"Feature","properties":{},"geometry":{"type":"Point","coordinates":[-102.79851,21.1419]}}
Subestación | Point | 115.0 kV |  |  |  | n/d |  |  |  |  | OpenStreetMap | {"type":"Feature","properties":{},"geometry":{"type":"Point","coordinates":[-102.56774,21.42491]}}
Subestación | Point | 115.0 kV |  |  |  | n/d |  |  |  |  | OpenStreetMap | {"type":"Feature","properties":{},"geometry":{"type":"Point","coordinates":[-102.26823,21.32477]}}
Subestación | Point | 115.0 kV |  |  |  | n/d |  |  |  |  | OpenStreetMap | {"type":"Feature","properties":{},"geometry":{"type":"Point","coordinates":[-102.23886,21.54574]}}
Subestación | Point | 115.0 kV |  |  |  | n/d |  |  |  |  | OpenStreetMap | {"type":"Feature","properties":{},"geometry":{"type":"Point","coordinates":[-102.2786,21.71026]}}
Subestación | Point | 115.0 kV |  |  |  | n/d | transmission |  |  |  | OpenStreetMap | {"type":"Feature","properties":{},"geometry":{"type":"Point","coordinates":[-102.31686,21.72429]}}
Subestación | Point | 115.0 kV |  |  |  | n/d | transmission |  |  |  | OpenStreetMap | {"type":"Feature","properties":{},"geometry":{"type":"Point","coordinates":[-112.2714,27.35369]}}
Subestación | Point | 115.0 kV |  |  |  | n/d | transmission |  |  |  | OpenStreetMap | {"type":"Feature","properties":{},"geometry":{"type":"Point","coordinates":[-112.4089,27.37571]}}
Subestación | Point | 115.0 kV |  |  |  | n/d |  |  |  |  | OpenStreetMap | {"type":"Feature","properties":{},"geometry":{"type":"Point","coordinates":[-112.55752,27.50697]}}
Subestación | Point | 115.0 kV |  |  |  | n/d |  |  |  |  | OpenStreetMap | {"type":"Feature","properties":{},"geometry":{"type":"Point","coordinates":[-112.56038,27.50603]}}
Subestación | Point | 115.0 kV |  |  |  | n/d |  |  |  |  | OpenStreetMap | {"type":"Feature","properties":{},"geometry":{"type":"Point","coordinates":[-114.29025,27.15114]}}
Subestación | Point | 115.0 kV |  |  |  | n/d | transmission |  |  |  | OpenStreetMap | {"type":"Feature","properties":{},"geometry":{"type":"Point","coordinates":[-113.41458,27.64135]}}
Maneadero | Point | 115.0 kV |  |  |  | n/d | transmission |  |  |  | OpenStreetMap | {"type":"Feature","properties":{},"geometry":{"type":"Point","coordinates":[-116.5716,31.7183]}}
Subestación | Point | 115.0 kV |  |  |  | n/d |  |  |  |  | OpenStreetMap | {"type":"Feature","properties":{},"geometry":{"type":"Point","coordinates":[-116.62364,31.52072]}}
San Vicente | Point | 115.0 kV |  |  |  | n/d |  |  |  |  | OpenStreetMap | {"type":"Feature","properties":{},"geometry":{"type":"Point","coordinates":[-116.24885,31.32413]}}
Subestación | Point | 115.0 kV |  |  |  | n/d | industrial |  |  |  | OpenStreetMap | {"type":"Feature","properties":{},"geometry":{"type":"Point","coordinates":[-116.60543,31.87559]}}
Subestación | Point | 115.0 kV |  |  |  | n/d | transmission |  |  |  | OpenStreetMap | {"type":"Feature","properties":{},"geometry":{"type":"Point","coordinates":[-116.70295,31.90648]}}
Subestación | Point | 115.0 kV |  |  |  | n/d | transmission |  |  |  | OpenStreetMap | {"type":"Feature","properties":{},"geometry":{"type":"Point","coordinates":[-116.59261,31.85312]}}
Subestación | Point | 115.0 kV |  |  |  | n/d | industrial |  |  |  | OpenStreetMap | {"type":"Feature","properties":{},"geometry":{"type":"Point","coordinates":[-116.58304,31.84673]}}
Subestación | Point | 115.0 kV |  |  |  | n/d | transmission |  |  |  | OpenStreetMap | {"type":"Feature","properties":{},"geometry":{"type":"Point","coordinates":[-116.58283,31.84713]}}
Subestación | Point | 115.0 kV |  |  |  | n/d | industrial |  |  |  | OpenStreetMap | {"type":"Feature","properties":{},"geometry":{"type":"Point","coordinates":[-101.20797,20.52307]}}
Subestación | Point | 115.0 kV |  |  |  | n/d | industrial |  |  |  | OpenStreetMap | {"type":"Feature","properties":{},"geometry":{"type":"Point","coordinates":[-101.17815,20.58845]}}
Subestación | Point | 115.0 kV |  |  |  | n/d | transmission |  |  |  | OpenStreetMap | {"type":"Feature","properties":{},"geometry":{"type":"Point","coordinates":[-101.18113,20.59464]}}
Subestación | Point | 115.0 kV |  |  |  | n/d |  |  |  |  | OpenStreetMap | {"type":"Feature","properties":{},"geometry":{"type":"Point","coordinates":[-101.22091,20.55028]}}
Subestación | Point | 115.0 kV |  |  |  | n/d | industrial |  |  |  | OpenStreetMap | {"type":"Feature","properties":{},"geometry":{"type":"Point","coordinates":[-101.29721,20.70383]}}
Subestación | Point | 115.0 kV |  |  |  | n/d | industrial |  |  |  | OpenStreetMap | {"type":"Feature","properties":{},"geometry":{"type":"Point","coordinates":[-101.29536,20.70498]}}
Subestación | Point | 115.0 kV |  |  |  | n/d | transmission |  |  |  | OpenStreetMap | {"type":"Feature","properties":{},"geometry":{"type":"Point","coordinates":[-101.33504,20.78109]}}
Subestación | Point | 115.0 kV |  |  |  | n/d | transmission |  |  |  | OpenStreetMap | {"type":"Feature","properties":{},"geometry":{"type":"Point","coordinates":[-101.38123,20.68587]}}
Subestación | Point | 115.0 kV |  |  |  | n/d |  |  |  |  | OpenStreetMap | {"type":"Feature","properties":{},"geometry":{"type":"Point","coordinates":[-101.28071,20.63964]}}
Subestación | Point | 115.0 kV |  |  |  | n/d | transmission |  |  |  | OpenStreetMap | {"type":"Feature","properties":{},"geometry":{"type":"Point","coordinates":[-101.28424,20.63716]}}
Subestación | Point | 115.0 kV |  |  |  | n/d | industrial |  |  |  | OpenStreetMap | {"type":"Feature","properties":{},"geometry":{"type":"Point","coordinates":[-101.28823,20.62801]}}
Subestación | Point | 115.0 kV |  |  |  | n/d | industrial |  |  |  | OpenStreetMap | {"type":"Feature","properties":{},"geometry":{"type":"Point","coordinates":[-101.29231,20.62819]}}
Subestación | Point | 115.0 kV |  |  |  | n/d | industrial |  |  |  | OpenStreetMap | {"type":"Feature","properties":{},"geometry":{"type":"Point","coordinates":[-101.29279,20.62542]}}
Subestación | Point | 115.0 kV |  |  |  | n/d | transmission |  |  |  | OpenStreetMap | {"type":"Feature","properties":{},"geometry":{"type":"Point","coordinates":[-101.36819,20.65713]}}
Subestación | Point | 115.0 kV |  |  |  | n/d | industrial |  |  |  | OpenStreetMap | {"type":"Feature","properties":{},"geometry":{"type":"Point","coordinates":[-101.66447,21.07617]}}
Subestación | Point | 115.0 kV |  |  |  | n/d | transmission |  |  |  | OpenStreetMap | {"type":"Feature","properties":{},"geometry":{"type":"Point","coordinates":[-101.65213,21.08353]}}
Subestación | Point | 115.0 kV |  |  |  | n/d | transmission |  |  |  | OpenStreetMap | {"type":"Feature","properties":{},"geometry":{"type":"Point","coordinates":[-101.62867,21.0929]}}
Subestación | Point | 115.0 kV |  |  |  | n/d | industrial |  |  |  | OpenStreetMap | {"type":"Feature","properties":{},"geometry":{"type":"Point","coordinates":[-101.59414,21.02508]}}
Subestación | Point | 115.0 kV |  |  |  | n/d | transmission |  |  |  | OpenStreetMap | {"type":"Feature","properties":{},"geometry":{"type":"Point","coordinates":[-101.58695,21.02197]}}
Subestación | Point | 115.0 kV |  |  |  | n/d | transmission |  |  |  | OpenStreetMap | {"type":"Feature","properties":{},"geometry":{"type":"Point","coordinates":[-101.43768,20.9706]}}
Subestación | Point | 115.0 kV |  |  |  | n/d | transmission |  |  |  | OpenStreetMap | {"type":"Feature","properties":{},"geometry":{"type":"Point","coordinates":[-101.55085,21.02579]}}
Subestación | Point | 115.0 kV |  |  |  | n/d | transmission |  |  |  | OpenStreetMap | {"type":"Feature","properties":{},"geometry":{"type":"Point","coordinates":[-101.2516,21.00096]}}
Subestación | Point | 115.0 kV |  |  |  | n/d | transmission |  |  |  | OpenStreetMap | {"type":"Feature","properties":{},"geometry":{"type":"Point","coordinates":[-101.28121,20.96026]}}
Subestación | Point | 115.0 kV |  |  |  | n/d | industrial |  |  |  | OpenStreetMap | {"type":"Feature","properties":{},"geometry":{"type":"Point","coordinates":[-101.34597,20.78783]}}
Subestación | Point | 115.0 kV |  |  |  | n/d | industrial |  |  |  | OpenStreetMap | {"type":"Feature","properties":{},"geometry":{"type":"Point","coordinates":[-101.34538,20.78671]}}
Subestación | Point | 115.0 kV |  |  |  | n/d | transmission |  |  |  | OpenStreetMap | {"type":"Feature","properties":{},"geometry":{"type":"Point","coordinates":[-101.34531,20.78705]}}
Subestación | Point | 115.0 kV |  |  |  | n/d | industrial |  |  |  | OpenStreetMap | {"type":"Feature","properties":{},"geometry":{"type":"Point","coordinates":[-101.3365,20.78811]}}
Subestación | Point | 115.0 kV |  |  |  | n/d | transmission |  |  |  | OpenStreetMap | {"type":"Feature","properties":{},"geometry":{"type":"Point","coordinates":[-101.33651,20.78761]}}
General Motors | Point | 115.0 kV |  |  |  | n/d | industrial |  |  |  | OpenStreetMap | {"type":"Feature","properties":{},"geometry":{"type":"Point","coordinates":[-101.38599,20.94488]}}
Subestación | Point | 115.0 kV |  |  |  | n/d | transmission |  |  |  | OpenStreetMap | {"type":"Feature","properties":{},"geometry":{"type":"Point","coordinates":[-101.4375,20.93652]}}
Trejo | Point | 115.0 kV |  |  |  | n/d | distribution |  |  |  | OpenStreetMap | {"type":"Feature","properties":{},"geometry":{"type":"Point","coordinates":[-101.43172,20.82982]}}
Subestación | Point | 115.0 kV |  |  |  | n/d |  |  |  |  | OpenStreetMap | {"type":"Feature","properties":{},"geometry":{"type":"Point","coordinates":[-101.50754,20.36734]}}
Subestación | Point | 115.0 kV |  |  |  | n/d | transmission |  |  |  | OpenStreetMap | {"type":"Feature","properties":{},"geometry":{"type":"Point","coordinates":[-101.57069,20.5068]}}
Subestación | Point | 115.0 kV |  |  |  | n/d |  |  |  |  | OpenStreetMap | {"type":"Feature","properties":{},"geometry":{"type":"Point","coordinates":[-101.90371,20.82537]}}
Subestación | Point | 115.0 kV |  |  |  | n/d |  |  |  |  | OpenStreetMap | {"type":"Feature","properties":{},"geometry":{"type":"Point","coordinates":[-101.86343,20.97324]}}
Subestación | Point | 115.0 kV |  |  |  | n/d |  |  |  |  | OpenStreetMap | {"type":"Feature","properties":{},"geometry":{"type":"Point","coordinates":[-101.77718,21.05463]}}
Subestación | Point | 115.0 kV |  |  |  | n/d | transmission |  |  |  | OpenStreetMap | {"type":"Feature","properties":{},"geometry":{"type":"Point","coordinates":[-101.8686,21.02917]}}
Subestación | Point | 115.0 kV |  |  |  | n/d |  |  |  |  | OpenStreetMap | {"type":"Feature","properties":{},"geometry":{"type":"Point","coordinates":[-101.82112,20.99999]}}
Subestación | Point | 115.0 kV |  |  |  | n/d |  |  |  |  | OpenStreetMap | {"type":"Feature","properties":{},"geometry":{"type":"Point","coordinates":[-101.69662,21.08776]}}
Subestación | Point | 115.0 kV |  |  |  | n/d |  |  |  |  | OpenStreetMap | {"type":"Feature","properties":{},"geometry":{"type":"Point","coordinates":[-101.72927,21.08348]}}
Subestación | Point | 115.0 kV |  |  |  | n/d | industrial |  |  |  | OpenStreetMap | {"type":"Feature","properties":{},"geometry":{"type":"Point","coordinates":[-101.69219,21.07154]}}
Subestación | Point | 115.0 kV |  |  |  | n/d |  |  |  |  | OpenStreetMap | {"type":"Feature","properties":{},"geometry":{"type":"Point","coordinates":[-101.68533,21.06087]}}
Subestación | Point | 115.0 kV |  |  |  | n/d |  |  |  |  | OpenStreetMap | {"type":"Feature","properties":{},"geometry":{"type":"Point","coordinates":[-101.71508,20.9311]}}
Subestación | Point | 115.0 kV |  |  |  | n/d | industrial |  |  |  | OpenStreetMap | {"type":"Feature","properties":{},"geometry":{"type":"Point","coordinates":[-101.922,21.3662]}}
Subestación | Point | 115.0 kV |  |  |  | n/d |  |  |  |  | OpenStreetMap | {"type":"Feature","properties":{},"geometry":{"type":"Point","coordinates":[-101.91369,21.36566]}}
La Virgen | Point | 115.0 kV |  |  |  | n/d |  |  |  |  | OpenStreetMap | {"type":"Feature","properties":{},"geometry":{"type":"Point","coordinates":[-101.97125,21.36336]}}
Subestación | Point | 115.0 kV |  |  |  | n/d |  |  |  |  | OpenStreetMap | {"type":"Feature","properties":{},"geometry":{"type":"Point","coordinates":[-101.88554,21.39409]}}
Subestación | Point | 115.0 kV |  |  |  | n/d |  |  |  |  | OpenStreetMap | {"type":"Feature","properties":{},"geometry":{"type":"Point","coordinates":[-101.86595,21.39974]}}
Subestación León Poniente | Point | 115.0 kV |  |  |  | CFE |  |  |  |  | OpenStreetMap | {"type":"Feature","properties":{},"geometry":{"type":"Point","coordinates":[-101.70862,21.11554]}}
Subestación León Alfaro | Point | 115.0 kV |  |  |  | CFE |  |  |  |  | OpenStreetMap | {"type":"Feature","properties":{},"geometry":{"type":"Point","coordinates":[-101.63221,21.13562]}}
Subestación | Point | 115.0 kV |  |  |  | n/d | industrial |  |  |  | OpenStreetMap | {"type":"Feature","properties":{},"geometry":{"type":"Point","coordinates":[-101.46706,21.00337]}}
Subestación | Point | 115.0 kV |  |  |  | n/d | industrial |  |  |  | OpenStreetMap | {"type":"Feature","properties":{},"geometry":{"type":"Point","coordinates":[-101.49675,21.02253]}}
Subestación | Point | 115.0 kV |  |  |  | n/d | industrial |  |  |  | OpenStreetMap | {"type":"Feature","properties":{},"geometry":{"type":"Point","coordinates":[-101.22157,20.99617]}}
Subestación | Point | 115.0 kV |  |  |  | n/d | transmission |  |  |  | OpenStreetMap | {"type":"Feature","properties":{},"geometry":{"type":"Point","coordinates":[-101.18609,19.72427]}}
Subestación | Point | 115.0 kV |  |  |  | n/d | distribution |  |  |  | OpenStreetMap | {"type":"Feature","properties":{},"geometry":{"type":"Point","coordinates":[-101.16683,19.79785]}}
Subestación | Point | 115.0 kV |  |  |  | n/d |  |  |  |  | OpenStreetMap | {"type":"Feature","properties":{},"geometry":{"type":"Point","coordinates":[-101.174,20.21235]}}
Jaral del Progreso | Point | 115.0 kV |  |  |  | n/d | distribution |  |  |  | OpenStreetMap | {"type":"Feature","properties":{},"geometry":{"type":"Point","coordinates":[-101.07983,20.37446]}}
Subestación | Point | 115.0 kV |  |  |  | n/d |  |  |  |  | OpenStreetMap | {"type":"Feature","properties":{},"geometry":{"type":"Point","coordinates":[-101.2077,20.24379]}}
Subestación | Point | 115.0 kV |  |  |  | n/d | distribution |  |  |  | OpenStreetMap | {"type":"Feature","properties":{},"geometry":{"type":"Point","coordinates":[-101.52478,19.61899]}}
Subestación | Point | 115.0 kV |  |  |  | n/d |  |  |  |  | OpenStreetMap | {"type":"Feature","properties":{},"geometry":{"type":"Point","coordinates":[-101.59074,19.49682]}}
Subestación | Point | 115.0 kV |  |  |  | n/d |  |  |  |  | OpenStreetMap | {"type":"Feature","properties":{},"geometry":{"type":"Point","coordinates":[-101.41247,19.55861]}}
Subestación | Point | 115.0 kV |  |  |  | n/d |  |  |  |  | OpenStreetMap | {"type":"Feature","properties":{},"geometry":{"type":"Point","coordinates":[-101.19743,19.70962]}}
Subestación | Point | 115.0 kV |  |  |  | n/d | industrial |  |  |  | OpenStreetMap | {"type":"Feature","properties":{},"geometry":{"type":"Point","coordinates":[-102.01987,19.42481]}}
Subestación | Point | 115.0 kV |  |  |  | n/d | distribution |  |  |  | OpenStreetMap | {"type":"Feature","properties":{},"geometry":{"type":"Point","coordinates":[-101.8511,19.47985]}}
Subestación | Point | 115.0 kV |  |  |  | n/d |  |  |  |  | OpenStreetMap | {"type":"Feature","properties":{},"geometry":{"type":"Point","coordinates":[-101.03625,19.81751]}}
Subestación | Point | 115.0 kV |  |  |  | n/d | transmission |  |  |  | OpenStreetMap | {"type":"Feature","properties":{},"geometry":{"type":"Point","coordinates":[-100.82338,19.8529]}}
Subestación | Point | 115.0 kV |  |  |  | n/d | distribution |  |  |  | OpenStreetMap | {"type":"Feature","properties":{},"geometry":{"type":"Point","coordinates":[-100.96282,19.64307]}}
Subestación | Point | 115.0 kV |  |  |  | n/d | transmission |  |  |  | OpenStreetMap | {"type":"Feature","properties":{},"geometry":{"type":"Point","coordinates":[-101.09803,19.76045]}}
Subestación | Point | 115.0 kV |  |  |  | n/d | industrial |  |  |  | OpenStreetMap | {"type":"Feature","properties":{},"geometry":{"type":"Point","coordinates":[-101.12538,19.73484]}}
Subestación Eléctrica Santa María | Point | 115.0 kV |  |  |  | n/d |  |  |  |  | OpenStreetMap | {"type":"Feature","properties":{},"geometry":{"type":"Point","coordinates":[-101.16589,19.66594]}}
Subestación | Point | 115.0 kV |  |  |  | n/d |  |  |  |  | OpenStreetMap | {"type":"Feature","properties":{},"geometry":{"type":"Point","coordinates":[-101.15334,19.68493]}}
Subestación | Point | 115.0 kV |  |  |  | n/d |  |  |  |  | OpenStreetMap | {"type":"Feature","properties":{},"geometry":{"type":"Point","coordinates":[-101.21039,19.67315]}}
Azufres Switcheo | Point | 115.0 kV |  |  |  | n/d | transmission |  |  |  | OpenStreetMap | {"type":"Feature","properties":{},"geometry":{"type":"Point","coordinates":[-100.6647,19.83185]}}
Subestación | Point | 115.0 kV |  |  |  | n/d | transmission |  |  |  | OpenStreetMap | {"type":"Feature","properties":{},"geometry":{"type":"Point","coordinates":[-100.52763,19.69101]}}
Subestación | Point | 115.0 kV |  |  |  | n/d |  |  |  |  | OpenStreetMap | {"type":"Feature","properties":{},"geometry":{"type":"Point","coordinates":[-100.65727,19.82169]}}
Subestación | Point | 115.0 kV |  |  |  | n/d |  |  |  |  | OpenStreetMap | {"type":"Feature","properties":{},"geometry":{"type":"Point","coordinates":[-100.65936,19.82243]}}
Azufres Switcheo Sur | Point | 115.0 kV |  |  |  | n/d | transmission |  |  |  | OpenStreetMap | {"type":"Feature","properties":{},"geometry":{"type":"Point","coordinates":[-100.66352,19.7948]}}
Subestación | Point | 115.0 kV |  |  |  | n/d |  |  |  |  | OpenStreetMap | {"type":"Feature","properties":{},"geometry":{"type":"Point","coordinates":[-100.89101,20.21108]}}
Subestación | Point | 115.0 kV |  |  |  | n/d | transmission |  |  |  | OpenStreetMap | {"type":"Feature","properties":{},"geometry":{"type":"Point","coordinates":[-100.74039,20.03824]}}
Subestación | Point | 115.0 kV |  |  |  | n/d |  |  |  |  | OpenStreetMap | {"type":"Feature","properties":{},"geometry":{"type":"Point","coordinates":[-100.47578,19.92803]}}
Subestación | Point | 115.0 kV |  |  |  | n/d |  |  |  |  | OpenStreetMap | {"type":"Feature","properties":{},"geometry":{"type":"Point","coordinates":[-100.54204,20.01498]}}
Subestación | Point | 115.0 kV |  |  |  | n/d |  |  |  |  | OpenStreetMap | {"type":"Feature","properties":{},"geometry":{"type":"Point","coordinates":[-100.78524,20.39342]}}
Subestación | Point | 115.0 kV |  |  |  | n/d | industrial |  |  |  | OpenStreetMap | {"type":"Feature","properties":{},"geometry":{"type":"Point","coordinates":[-100.79623,20.37266]}}
Subestación | Point | 115.0 kV |  |  |  | n/d | transmission |  |  |  | OpenStreetMap | {"type":"Feature","properties":{},"geometry":{"type":"Point","coordinates":[-100.79719,20.3733]}}
Subestación | Point | 115.0 kV |  |  |  | n/d | distribution |  |  |  | OpenStreetMap | {"type":"Feature","properties":{},"geometry":{"type":"Point","coordinates":[-100.8009,20.51752]}}
Subestación | Point | 115.0 kV |  |  |  | n/d | industrial |  |  |  | OpenStreetMap | {"type":"Feature","properties":{},"geometry":{"type":"Point","coordinates":[-100.77824,20.48109]}}
Subestación | Point | 115.0 kV |  |  |  | n/d |  |  |  |  | OpenStreetMap | {"type":"Feature","properties":{},"geometry":{"type":"Point","coordinates":[-100.80785,20.47724]}}
Subestación | Point | 115.0 kV |  |  |  | n/d |  |  |  |  | OpenStreetMap | {"type":"Feature","properties":{},"geometry":{"type":"Point","coordinates":[-100.79513,20.40562]}}
Subestación | Point | 115.0 kV |  |  |  | n/d | industrial |  |  |  | OpenStreetMap | {"type":"Feature","properties":{},"geometry":{"type":"Point","coordinates":[-101.1023,20.53759]}}
Subestación | Point | 115.0 kV |  |  |  | n/d |  |  |  |  | OpenStreetMap | {"type":"Feature","properties":{},"geometry":{"type":"Point","coordinates":[-101.00283,20.47638]}}
Celaya poniente | Point | 115.0 kV |  |  |  | Comisión Federal de Electricidad | distribution |  |  |  | OpenStreetMap | {"type":"Feature","properties":{},"geometry":{"type":"Point","coordinates":[-100.8488,20.5179]}}
Pemsa | Point | 115.0 kV |  |  |  | n/d | industrial |  |  |  | OpenStreetMap | {"type":"Feature","properties":{},"geometry":{"type":"Point","coordinates":[-100.85634,20.51989]}}
Subestación | Point | 115.0 kV |  |  |  | n/d |  |  |  |  | OpenStreetMap | {"type":"Feature","properties":{},"geometry":{"type":"Point","coordinates":[-100.7838,20.7326]}}
Subestación | Point | 115.0 kV |  |  |  | n/d |  |  |  |  | OpenStreetMap | {"type":"Feature","properties":{},"geometry":{"type":"Point","coordinates":[-100.75768,20.66632]}}
Subestación | Point | 115.0 kV |  |  |  | n/d |  |  |  |  | OpenStreetMap | {"type":"Feature","properties":{},"geometry":{"type":"Point","coordinates":[-100.94734,20.61841]}}
Subestación | Point | 115.0 kV |  |  |  | n/d |  |  |  |  | OpenStreetMap | {"type":"Feature","properties":{},"geometry":{"type":"Point","coordinates":[-100.75346,20.53748]}}
Subestación | Point | 115.0 kV |  |  |  | n/d |  |  |  |  | OpenStreetMap | {"type":"Feature","properties":{},"geometry":{"type":"Point","coordinates":[-100.75574,20.53796]}}
Subestación Tejeda BCO. 1 | Point | 115.0 kV |  |  |  | CFE |  |  |  |  | OpenStreetMap | {"type":"Feature","properties":{},"geometry":{"type":"Point","coordinates":[-100.40671,20.55338]}}
Subestación | Point | 115.0 kV |  |  |  | n/d | transmission |  |  |  | OpenStreetMap | {"type":"Feature","properties":{},"geometry":{"type":"Point","coordinates":[-100.56872,20.51503]}}
Subestación | Point | 115.0 kV |  |  |  | n/d |  |  |  |  | OpenStreetMap | {"type":"Feature","properties":{},"geometry":{"type":"Point","coordinates":[-100.66935,20.50214]}}
Subestación | Point | 115.0 kV |  |  |  | n/d |  |  |  |  | OpenStreetMap | {"type":"Feature","properties":{},"geometry":{"type":"Point","coordinates":[-100.72984,20.54756]}}
Subestación | Point | 115.0 kV |  |  |  | n/d | transmission |  |  |  | OpenStreetMap | {"type":"Feature","properties":{},"geometry":{"type":"Point","coordinates":[-100.69085,20.52784]}}
Ixtlahuaca 2 | Point | 115.0 kV |  |  |  | n/d | transmission |  |  |  | OpenStreetMap | {"type":"Feature","properties":{},"geometry":{"type":"Point","coordinates":[-99.75067,19.57889]}}
Subestación | Point | 115.0 kV |  |  |  | n/d |  |  |  |  | OpenStreetMap | {"type":"Feature","properties":{},"geometry":{"type":"Point","coordinates":[-99.79104,19.6559]}}
Aluminio | Point | 115.0 kV |  |  |  | n/d | distribution |  |  |  | OpenStreetMap | {"type":"Feature","properties":{},"geometry":{"type":"Point","coordinates":[-96.19505,19.17411]}}
Tierra Blanca | Point | 115.0 kV |  |  |  | n/d |  |  |  |  | OpenStreetMap | {"type":"Feature","properties":{},"geometry":{"type":"Point","coordinates":[-96.36467,18.48367]}}
Tres Valles | Point | 115.0 kV |  |  |  | n/d | distribution |  |  |  | OpenStreetMap | {"type":"Feature","properties":{},"geometry":{"type":"Point","coordinates":[-96.16574,18.25794]}}
Río Medio | Point | 115.0 kV |  |  |  | n/d | distribution |  |  |  | OpenStreetMap | {"type":"Feature","properties":{},"geometry":{"type":"Point","coordinates":[-96.2227,19.19809]}}
J.B. Lobos | Point | 115.0 kV |  |  |  | Comisión Federal de Electricidad | distribution |  |  |  | OpenStreetMap | {"type":"Feature","properties":{},"geometry":{"type":"Point","coordinates":[-96.16972,19.16507]}}
Playa Norte | Point | 115.0 kV |  |  |  | Comisión Federal de Electricidad | distribution |  |  |  | OpenStreetMap | {"type":"Feature","properties":{},"geometry":{"type":"Point","coordinates":[-96.143,19.20796]}}
Pagés | Point | 115.0 kV |  |  |  | n/d | distribution |  |  |  | OpenStreetMap | {"type":"Feature","properties":{},"geometry":{"type":"Point","coordinates":[-96.13669,19.18934]}}
Sacrificios | Point | 115.0 kV |  |  |  | n/d | distribution |  |  |  | OpenStreetMap | {"type":"Feature","properties":{},"geometry":{"type":"Point","coordinates":[-96.1035,19.15782]}}
Mandinga | Point | 115.0 kV |  |  |  | n/d | distribution |  |  |  | OpenStreetMap | {"type":"Feature","properties":{},"geometry":{"type":"Point","coordinates":[-96.07709,19.06272]}}
Subestación Cayacal | Point | 115.0 kV |  |  |  | Comisión Federal de Electricidad | distribution |  |  |  | OpenStreetMap | {"type":"Feature","properties":{},"geometry":{"type":"Point","coordinates":[-102.18179,17.96548]}}
Subestación | Point | 115.0 kV |  |  |  | n/d |  |  |  |  | OpenStreetMap | {"type":"Feature","properties":{},"geometry":{"type":"Point","coordinates":[-101.64032,17.67205]}}
Subestación | Point | 115.0 kV |  |  |  | n/d | industrial |  |  |  | OpenStreetMap | {"type":"Feature","properties":{},"geometry":{"type":"Point","coordinates":[-102.3442,18.05382]}}
La Mira | Point | 115.0 kV |  |  |  | n/d | distribution |  |  |  | OpenStreetMap | {"type":"Feature","properties":{},"geometry":{"type":"Point","coordinates":[-102.31974,18.03688]}}
Subestación | Point | 115.0 kV |  |  |  | n/d |  |  |  |  | OpenStreetMap | {"type":"Feature","properties":{},"geometry":{"type":"Point","coordinates":[-101.82919,17.93346]}}
Subestación | Point | 115.0 kV |  |  |  | n/d | industrial |  |  |  | OpenStreetMap | {"type":"Feature","properties":{},"geometry":{"type":"Point","coordinates":[-100.23258,19.03884]}}
Subestación | Point | 115.0 kV |  |  |  | n/d | transmission |  |  |  | OpenStreetMap | {"type":"Feature","properties":{},"geometry":{"type":"Point","coordinates":[-99.75793,19.33811]}}
Altamirano 2 | Point | 115.0 kV |  |  |  | Comisión Federal de Electricidad | distribution |  |  |  | OpenStreetMap | {"type":"Feature","properties":{},"geometry":{"type":"Point","coordinates":[-100.64225,18.33577]}}
Arcelia Nueva | Point | 115.0 kV |  |  |  | Comisión Federal de Electricidad | distribution;transmission |  |  |  | OpenStreetMap | {"type":"Feature","properties":{},"geometry":{"type":"Point","coordinates":[-100.30092,18.30154]}}
Tlapehuala | Point | 115.0 kV |  |  |  | Comisión Federal de Electricidad |  |  |  |  | OpenStreetMap | {"type":"Feature","properties":{},"geometry":{"type":"Point","coordinates":[-100.51947,18.24952]}}
Subestación | Point | 115.0 kV |  |  |  | n/d | industrial |  |  |  | OpenStreetMap | {"type":"Feature","properties":{},"geometry":{"type":"Point","coordinates":[-100.15666,18.2007]}}
Placeres del oro | Point | 115.0 kV |  |  |  | Comisión Federal de Electricidad | distribution |  |  |  | OpenStreetMap | {"type":"Feature","properties":{},"geometry":{"type":"Point","coordinates":[-100.89499,18.21495]}}
Mocambo | Point | 115.0 kV |  |  |  | n/d | distribution |  |  |  | OpenStreetMap | {"type":"Feature","properties":{},"geometry":{"type":"Point","coordinates":[-96.11021,19.14364]}}
Cryoinfra | Point | 115.0 kV |  |  |  | n/d | distribution |  |  |  | OpenStreetMap | {"type":"Feature","properties":{},"geometry":{"type":"Point","coordinates":[-97.86801,22.34379]}}
Papantla Distribución | Point | 115.0 kV |  |  |  | n/d | distribution |  |  |  | OpenStreetMap | {"type":"Feature","properties":{},"geometry":{"type":"Point","coordinates":[-97.34251,20.46484]}}
Adolfo López Mateos | Point | 115.0 kV |  |  |  | n/d | distribution |  |  |  | OpenStreetMap | {"type":"Feature","properties":{},"geometry":{"type":"Point","coordinates":[-94.45218,18.12277]}}
Chinameca 2 | Point | 115.0 kV |  |  |  | n/d | distribution |  |  |  | OpenStreetMap | {"type":"Feature","properties":{},"geometry":{"type":"Point","coordinates":[-94.68908,18.01389]}}
Cosoleacaque | Point | 115.0 kV |  |  |  | n/d | distribution |  |  |  | OpenStreetMap | {"type":"Feature","properties":{},"geometry":{"type":"Point","coordinates":[-94.63967,17.9841]}}
Subestación | Point | 115.0 kV |  |  |  | n/d |  |  |  |  | OpenStreetMap | {"type":"Feature","properties":{},"geometry":{"type":"Point","coordinates":[-100.73932,18.89527]}}
Subestación | Point | 115.0 kV |  |  |  | n/d |  |  |  |  | OpenStreetMap | {"type":"Feature","properties":{},"geometry":{"type":"Point","coordinates":[-100.67015,18.70183]}}
Subestación | Point | 115.0 kV |  |  |  | n/d | transmission |  |  |  | OpenStreetMap | {"type":"Feature","properties":{},"geometry":{"type":"Point","coordinates":[-100.77704,18.73645]}}
Punta Limón | Point | 115.0 kV |  |  |  | n/d | distribution |  |  |  | OpenStreetMap | {"type":"Feature","properties":{},"geometry":{"type":"Point","coordinates":[-96.42073,19.71803]}}
Ingenio La Gloria | Point | 115.0 kV |  |  |  | n/d | distribution |  |  |  | OpenStreetMap | {"type":"Feature","properties":{},"geometry":{"type":"Point","coordinates":[-96.40402,19.42809]}}
La Gloria Maniobras | Point | 115.0 kV |  |  |  | n/d | transmission |  |  |  | OpenStreetMap | {"type":"Feature","properties":{},"geometry":{"type":"Point","coordinates":[-96.39157,19.42316]}}
San Luis | Point | 115.0 kV |  |  |  | n/d | distribution |  |  |  | OpenStreetMap | {"type":"Feature","properties":{},"geometry":{"type":"Point","coordinates":[-96.37599,18.80713]}}
Soledad de Doblado | Point | 115.0 kV |  |  |  | Comisión Federal de Electricidad | distribution |  |  |  | OpenStreetMap | {"type":"Feature","properties":{},"geometry":{"type":"Point","coordinates":[-96.40381,19.04847]}}
Subestación | Point | 115.0 kV |  |  |  | n/d |  |  |  |  | OpenStreetMap | {"type":"Feature","properties":{},"geometry":{"type":"Point","coordinates":[-100.34679,19.45599]}}
Subestación | Point | 115.0 kV |  |  |  | n/d | industrial |  |  |  | OpenStreetMap | {"type":"Feature","properties":{},"geometry":{"type":"Point","coordinates":[-100.38731,19.48427]}}
Subestación | Point | 115.0 kV |  |  |  | n/d |  |  |  |  | OpenStreetMap | {"type":"Feature","properties":{},"geometry":{"type":"Point","coordinates":[-100.3872,19.48533]}}
Villa Guerrero | Point | 115.0 kV |  |  |  | Comisión Federal de Electricidad | distribution |  |  |  | OpenStreetMap | {"type":"Feature","properties":{},"geometry":{"type":"Point","coordinates":[-99.6441,18.90166]}}
Subestación | Point | 115.0 kV |  |  |  | n/d |  |  |  |  | OpenStreetMap | {"type":"Feature","properties":{},"geometry":{"type":"Point","coordinates":[-100.04647,19.01254]}}
Subestación | Point | 115.0 kV |  |  |  | n/d |  |  |  |  | OpenStreetMap | {"type":"Feature","properties":{},"geometry":{"type":"Point","coordinates":[-100.39042,19.42818]}}
Subestación | Point | 115.0 kV |  |  |  | n/d |  |  |  |  | OpenStreetMap | {"type":"Feature","properties":{},"geometry":{"type":"Point","coordinates":[-100.09556,19.4841]}}
La Cangrejera | Point | 115.0 kV |  |  |  | n/d | industrial |  |  |  | OpenStreetMap | {"type":"Feature","properties":{},"geometry":{"type":"Point","coordinates":[-94.36086,18.09648]}}
Subestación | Point | 115.0 kV |  |  |  | n/d |  |  |  |  | OpenStreetMap | {"type":"Feature","properties":{},"geometry":{"type":"Point","coordinates":[-99.91823,19.51881]}}
Subestación | Point | 115.0 kV |  |  |  | n/d | distribution |  |  |  | OpenStreetMap | {"type":"Feature","properties":{},"geometry":{"type":"Point","coordinates":[-100.27451,19.44796]}}
Subestación | Point | 115.0 kV |  |  |  | n/d |  |  |  |  | OpenStreetMap | {"type":"Feature","properties":{},"geometry":{"type":"Point","coordinates":[-100.44544,19.558]}}
Subestación | Point | 115.0 kV |  |  |  | n/d |  |  |  |  | OpenStreetMap | {"type":"Feature","properties":{},"geometry":{"type":"Point","coordinates":[-99.93866,19.70188]}}
Cervecera Moctezuma | Point | 115.0 kV |  |  |  | n/d | distribution |  |  |  | OpenStreetMap | {"type":"Feature","properties":{},"geometry":{"type":"Point","coordinates":[-97.10675,18.83952]}}
Subestación Aculco | Point | 115.0 kV |  |  |  | n/d | distribution |  |  |  | OpenStreetMap | {"type":"Feature","properties":{},"geometry":{"type":"Point","coordinates":[-99.83465,20.09303]}}
Jilotepec | Point | 115.0 kV |  |  |  | n/d | distribution |  |  |  | OpenStreetMap | {"type":"Feature","properties":{},"geometry":{"type":"Point","coordinates":[-99.48243,19.96517]}}
Subestación Truper Jilotepec | Point | 115.0 kV |  |  |  | n/d |  |  |  |  | OpenStreetMap | {"type":"Feature","properties":{},"geometry":{"type":"Point","coordinates":[-99.51728,19.97569]}}
Subestación | Point | 115.0 kV |  |  |  | n/d |  |  |  |  | OpenStreetMap | {"type":"Feature","properties":{},"geometry":{"type":"Point","coordinates":[-99.57928,19.72941]}}
Subestación | Point | 115.0 kV |  |  |  | n/d |  |  |  |  | OpenStreetMap | {"type":"Feature","properties":{},"geometry":{"type":"Point","coordinates":[-100.23325,19.76548]}}
Subestación | Point | 115.0 kV |  |  |  | n/d |  |  |  |  | OpenStreetMap | {"type":"Feature","properties":{},"geometry":{"type":"Point","coordinates":[-100.05061,19.85661]}}
Subestación | Point | 115.0 kV |  |  |  | n/d | industrial |  |  |  | OpenStreetMap | {"type":"Feature","properties":{},"geometry":{"type":"Point","coordinates":[-99.75577,19.54972]}}
Subestación | Point | 115.0 kV |  |  |  | n/d | industrial |  |  |  | OpenStreetMap | {"type":"Feature","properties":{},"geometry":{"type":"Point","coordinates":[-100.2318,20.66005]}}
Subestación | Point | 115.0 kV |  |  |  | n/d | industrial |  |  |  | OpenStreetMap | {"type":"Feature","properties":{},"geometry":{"type":"Point","coordinates":[-100.22965,20.61624]}}
Subestación | Point | 115.0 kV |  |  |  | n/d |  |  |  |  | OpenStreetMap | {"type":"Feature","properties":{},"geometry":{"type":"Point","coordinates":[-100.22828,20.61982]}}
Subestación | Point | 115.0 kV |  |  |  | n/d |  |  |  |  | OpenStreetMap | {"type":"Feature","properties":{},"geometry":{"type":"Point","coordinates":[-100.20187,20.58504]}}
Subestación | Point | 115.0 kV |  |  |  | n/d |  |  |  |  | OpenStreetMap | {"type":"Feature","properties":{},"geometry":{"type":"Point","coordinates":[-100.16412,20.61097]}}
Subestación | Point | 115.0 kV |  |  |  | n/d | industrial |  |  |  | OpenStreetMap | {"type":"Feature","properties":{},"geometry":{"type":"Point","coordinates":[-100.17062,20.59282]}}
Subestación | Point | 115.0 kV |  |  |  | n/d | distribution |  |  |  | OpenStreetMap | {"type":"Feature","properties":{},"geometry":{"type":"Point","coordinates":[-100.17121,20.59251]}}
Subestación | Point | 115.0 kV |  |  |  | n/d | distribution |  |  |  | OpenStreetMap | {"type":"Feature","properties":{},"geometry":{"type":"Point","coordinates":[-100.1695,20.57125]}}
Subestación | Point | 115.0 kV |  |  |  | n/d |  |  |  |  | OpenStreetMap | {"type":"Feature","properties":{},"geometry":{"type":"Point","coordinates":[-100.26743,20.55177]}}
Subestación | Point | 115.0 kV |  |  |  | n/d | transmission |  |  |  | OpenStreetMap | {"type":"Feature","properties":{},"geometry":{"type":"Point","coordinates":[-100.27229,20.57077]}}
Subestación | Point | 115.0 kV |  |  |  | n/d |  |  |  |  | OpenStreetMap | {"type":"Feature","properties":{},"geometry":{"type":"Point","coordinates":[-100.35479,20.18875]}}
Subestación | Point | 115.0 kV |  |  |  | n/d | transmission |  |  |  | OpenStreetMap | {"type":"Feature","properties":{},"geometry":{"type":"Point","coordinates":[-100.39026,20.34145]}}
Subestación | Point | 115.0 kV |  |  |  | n/d |  |  |  |  | OpenStreetMap | {"type":"Feature","properties":{},"geometry":{"type":"Point","coordinates":[-100.34652,20.34651]}}
Puerto Franco | Point | 115.0 kV |  |  |  | n/d | distribution |  |  |  | OpenStreetMap | {"type":"Feature","properties":{},"geometry":{"type":"Point","coordinates":[-94.41761,18.13951]}}
Antea | Point | 115.0 kV |  |  |  | Comisión Federal de Electricidad |  |  |  |  | OpenStreetMap | {"type":"Feature","properties":{},"geometry":{"type":"Point","coordinates":[-100.43182,20.67482]}}
Subestación | Point | 115.0 kV |  |  |  | n/d |  |  |  |  | OpenStreetMap | {"type":"Feature","properties":{},"geometry":{"type":"Point","coordinates":[-100.43778,20.63708]}}
Subestación | Point | 115.0 kV |  |  |  | n/d | industrial |  |  |  | OpenStreetMap | {"type":"Feature","properties":{},"geometry":{"type":"Point","coordinates":[-100.4274,20.62671]}}
Subestación | Point | 115.0 kV |  |  |  | n/d | industrial |  |  |  | OpenStreetMap | {"type":"Feature","properties":{},"geometry":{"type":"Point","coordinates":[-100.4307,20.63289]}}
Subestación | Point | 115.0 kV |  |  |  | n/d | industrial |  |  |  | OpenStreetMap | {"type":"Feature","properties":{},"geometry":{"type":"Point","coordinates":[-100.43142,20.63436]}}
Microparque | Point | 115.0 kV |  |  |  | n/d | industrial |  |  |  | OpenStreetMap | {"type":"Feature","properties":{},"geometry":{"type":"Point","coordinates":[-100.44065,20.64403]}}
Subestación | Point | 115.0 kV |  |  |  | n/d | industrial |  |  |  | OpenStreetMap | {"type":"Feature","properties":{},"geometry":{"type":"Point","coordinates":[-100.4352,20.64023]}}
Subestación | Point | 115.0 kV |  |  |  | n/d |  |  |  |  | OpenStreetMap | {"type":"Feature","properties":{},"geometry":{"type":"Point","coordinates":[-100.37288,20.63737]}}
Subestación | Point | 115.0 kV |  |  |  | n/d |  |  |  |  | OpenStreetMap | {"type":"Feature","properties":{},"geometry":{"type":"Point","coordinates":[-100.33377,20.63383]}}
Subestación | Point | 115.0 kV |  |  |  | n/d |  |  |  |  | OpenStreetMap | {"type":"Feature","properties":{},"geometry":{"type":"Point","coordinates":[-100.30641,20.67421]}}
Subestación | Point | 115.0 kV |  |  |  | n/d |  |  |  |  | OpenStreetMap | {"type":"Feature","properties":{},"geometry":{"type":"Point","coordinates":[-100.24169,20.68894]}}
Subestación | Point | 115.0 kV |  |  |  | n/d | industrial |  |  |  | OpenStreetMap | {"type":"Feature","properties":{},"geometry":{"type":"Point","coordinates":[-100.42054,20.59831]}}
Subestación | Point | 115.0 kV |  |  |  | n/d | industrial |  |  |  | OpenStreetMap | {"type":"Feature","properties":{},"geometry":{"type":"Point","coordinates":[-100.4271,20.61336]}}
Subestación La Loma | Point | 115.0 kV |  |  |  | CFE |  |  |  |  | OpenStreetMap | {"type":"Feature","properties":{},"geometry":{"type":"Point","coordinates":[-100.47814,20.65011]}}
Subestación | Point | 115.0 kV |  |  |  | n/d | industrial |  |  |  | OpenStreetMap | {"type":"Feature","properties":{},"geometry":{"type":"Point","coordinates":[-100.47128,20.59369]}}
Subestación | Point | 115.0 kV |  |  |  | n/d | distribution |  |  |  | OpenStreetMap | {"type":"Feature","properties":{},"geometry":{"type":"Point","coordinates":[-100.57375,20.54293]}}
Vizarrón | Point | 115.0 kV |  |  |  | n/d |  |  |  |  | OpenStreetMap | {"type":"Feature","properties":{},"geometry":{"type":"Point","coordinates":[-99.70727,20.8815]}}
Subestación | Point | 115.0 kV |  |  |  | n/d | transmission |  |  |  | OpenStreetMap | {"type":"Feature","properties":{},"geometry":{"type":"Point","coordinates":[-99.72488,20.69881]}}
Subestación | Point | 115.0 kV |  |  |  | n/d | transmission |  |  |  | OpenStreetMap | {"type":"Feature","properties":{},"geometry":{"type":"Point","coordinates":[-99.93811,20.68329]}}
Poniente | Point | 115.0 kV |  |  |  | Comisión Federal de Electricidad | distribution |  |  |  | OpenStreetMap | {"type":"Feature","properties":{},"geometry":{"type":"Point","coordinates":[-98.2675,19.06049]}}
Agua Viva | Point | 115.0 kV |  |  |  | n/d | distribution |  |  |  | OpenStreetMap | {"type":"Feature","properties":{},"geometry":{"type":"Point","coordinates":[-98.76861,19.1514]}}
Subestación | Point | 115.0 kV |  |  |  | n/d | transmission |  |  |  | OpenStreetMap | {"type":"Feature","properties":{},"geometry":{"type":"Point","coordinates":[-99.9778,20.38169]}}
Subestación | Point | 115.0 kV |  |  |  | n/d | industrial |  |  |  | OpenStreetMap | {"type":"Feature","properties":{},"geometry":{"type":"Point","coordinates":[-99.98078,20.38075]}}
Subestación | Point | 115.0 kV |  |  |  | n/d |  |  |  |  | OpenStreetMap | {"type":"Feature","properties":{},"geometry":{"type":"Point","coordinates":[-99.95992,20.36555]}}
Subestación | Point | 115.0 kV |  |  |  | n/d |  |  |  |  | OpenStreetMap | {"type":"Feature","properties":{},"geometry":{"type":"Point","coordinates":[-100.07865,20.43193]}}
Subestación | Point | 115.0 kV |  |  |  | n/d |  |  |  |  | OpenStreetMap | {"type":"Feature","properties":{},"geometry":{"type":"Point","coordinates":[-99.98971,20.40206]}}
Subestación | Point | 115.0 kV |  |  |  | n/d |  |  |  |  | OpenStreetMap | {"type":"Feature","properties":{},"geometry":{"type":"Point","coordinates":[-99.98451,20.41959]}}
Subestación | Point | 115.0 kV |  |  |  | n/d |  |  |  |  | OpenStreetMap | {"type":"Feature","properties":{},"geometry":{"type":"Point","coordinates":[-99.98082,20.42026]}}
Subestación | Point | 115.0 kV |  |  |  | n/d | transmission |  |  |  | OpenStreetMap | {"type":"Feature","properties":{},"geometry":{"type":"Point","coordinates":[-99.98249,20.39121]}}
Subestación | Point | 115.0 kV |  |  |  | n/d |  |  |  |  | OpenStreetMap | {"type":"Feature","properties":{},"geometry":{"type":"Point","coordinates":[-99.97866,20.40446]}}
Subestación | Point | 115.0 kV |  |  |  | n/d | industrial |  |  |  | OpenStreetMap | {"type":"Feature","properties":{},"geometry":{"type":"Point","coordinates":[-99.98442,20.412]}}
Subestación | Point | 115.0 kV |  |  |  | n/d | industrial |  |  |  | OpenStreetMap | {"type":"Feature","properties":{},"geometry":{"type":"Point","coordinates":[-99.97892,20.41561]}}
Subestación | Point | 115.0 kV |  |  |  | n/d | transmission |  |  |  | OpenStreetMap | {"type":"Feature","properties":{},"geometry":{"type":"Point","coordinates":[-99.99888,20.42082]}}
Subestación | Point | 115.0 kV |  |  |  | n/d | industrial |  |  |  | OpenStreetMap | {"type":"Feature","properties":{},"geometry":{"type":"Point","coordinates":[-99.96286,20.4453]}}
Subestación | Point | 115.0 kV |  |  |  | n/d |  |  |  |  | OpenStreetMap | {"type":"Feature","properties":{},"geometry":{"type":"Point","coordinates":[-99.68031,20.53221]}}
Subestación | Point | 115.0 kV |  |  |  | n/d |  |  |  |  | OpenStreetMap | {"type":"Feature","properties":{},"geometry":{"type":"Point","coordinates":[-99.65656,20.34951]}}
Humeros 3 | Point | 115.0 kV |  |  |  | n/d | generation |  |  |  | OpenStreetMap | {"type":"Feature","properties":{},"geometry":{"type":"Point","coordinates":[-97.46422,19.6912]}}
La fragua | Point | 115.0 kV |  |  |  | Comisión Federal de Electricidad | distribution |  |  |  | OpenStreetMap | {"type":"Feature","properties":{},"geometry":{"type":"Point","coordinates":[-100.43232,20.9724]}}
S.E. San Miguel Sur | Point | 115.0 kV |  |  |  | n/d | transmission |  |  |  | OpenStreetMap | {"type":"Feature","properties":{},"geometry":{"type":"Point","coordinates":[-100.77307,20.88124]}}
Subestación | Point | 115.0 kV |  |  |  | n/d | transmission |  |  |  | OpenStreetMap | {"type":"Feature","properties":{},"geometry":{"type":"Point","coordinates":[-100.74564,20.93132]}}
Subestación | Point | 115.0 kV |  |  |  | n/d |  |  |  |  | OpenStreetMap | {"type":"Feature","properties":{},"geometry":{"type":"Point","coordinates":[-100.61734,20.89352]}}
Subestación | Point | 115.0 kV |  |  |  | n/d | transmission |  |  |  | OpenStreetMap | {"type":"Feature","properties":{},"geometry":{"type":"Point","coordinates":[-100.57161,20.89904]}}
Subestación | Point | 115.0 kV |  |  |  | n/d | distribution |  |  |  | OpenStreetMap | {"type":"Feature","properties":{},"geometry":{"type":"Point","coordinates":[-100.44991,20.82089]}}
Jurica | Point | 115.0 kV |  |  |  | Comisión Federal de Electricidad | distribution |  |  |  | OpenStreetMap | {"type":"Feature","properties":{},"geometry":{"type":"Point","coordinates":[-100.44186,20.7131]}}
Subestación | Point | 115.0 kV |  |  |  | n/d |  |  |  |  | OpenStreetMap | {"type":"Feature","properties":{},"geometry":{"type":"Point","coordinates":[-101.15288,21.4822]}}
Subestación | Point | 115.0 kV |  |  |  | n/d | transmission |  |  |  | OpenStreetMap | {"type":"Feature","properties":{},"geometry":{"type":"Point","coordinates":[-100.88798,21.16993]}}
Subestación | Point | 115.0 kV |  |  |  | n/d | transmission |  |  |  | OpenStreetMap | {"type":"Feature","properties":{},"geometry":{"type":"Point","coordinates":[-100.61992,21.07369]}}
Subestación | Point | 115.0 kV |  |  |  | n/d |  |  |  |  | OpenStreetMap | {"type":"Feature","properties":{},"geometry":{"type":"Point","coordinates":[-100.63473,21.18709]}}
Subestación | Point | 115.0 kV |  |  |  | n/d | transmission |  |  |  | OpenStreetMap | {"type":"Feature","properties":{},"geometry":{"type":"Point","coordinates":[-100.75179,21.2369]}}
Subestación | Point | 115.0 kV |  |  |  | n/d | transmission |  |  |  | OpenStreetMap | {"type":"Feature","properties":{},"geometry":{"type":"Point","coordinates":[-100.46775,21.1366]}}
San José Iturbide | Point | 115.0 kV |  |  |  | Comisión Federal de Electricidad | distribution |  |  |  | OpenStreetMap | {"type":"Feature","properties":{},"geometry":{"type":"Point","coordinates":[-100.45756,21.1057]}}
Subestación | Point | 115.0 kV |  |  |  | n/d |  |  |  |  | OpenStreetMap | {"type":"Feature","properties":{},"geometry":{"type":"Point","coordinates":[-100.54857,21.05564]}}
Subestación | Point | 115.0 kV |  |  |  | n/d | transmission |  |  |  | OpenStreetMap | {"type":"Feature","properties":{},"geometry":{"type":"Point","coordinates":[-100.54867,21.0563]}}
Subestación | Point | 115.0 kV |  |  |  | n/d | industrial |  |  |  | OpenStreetMap | {"type":"Feature","properties":{},"geometry":{"type":"Point","coordinates":[-100.06061,25.56485]}}
Fondeport | Point | 115.0 kV |  |  |  | n/d | distribution |  |  |  | OpenStreetMap | {"type":"Feature","properties":{},"geometry":{"type":"Point","coordinates":[-104.29518,19.08587]}}
Caracol | Point | 115.0 kV |  |  |  | Comisión Federal de Electricidad | distribution |  |  |  | OpenStreetMap | {"type":"Feature","properties":{},"geometry":{"type":"Point","coordinates":[-99.98879,17.95318]}}
Zacatepec | Point | 115.0 kV |  |  |  | n/d | distribution |  |  |  | OpenStreetMap | {"type":"Feature","properties":{},"geometry":{"type":"Point","coordinates":[-97.53302,19.26452]}}
Humeros | Point | 115.0 kV |  |  |  | n/d | transmission |  |  |  | OpenStreetMap | {"type":"Feature","properties":{},"geometry":{"type":"Point","coordinates":[-97.48334,19.71279]}}
Ciudad del Carmen | Point | 115.0 kV |  |  |  | n/d | distribution |  |  |  | OpenStreetMap | {"type":"Feature","properties":{},"geometry":{"type":"Point","coordinates":[-91.79576,18.65837]}}
Laguna de Términos | Point | 115.0 kV |  |  |  | n/d | distribution |  |  |  | OpenStreetMap | {"type":"Feature","properties":{},"geometry":{"type":"Point","coordinates":[-91.81671,18.64853]}}
Subestación | Point | 115.0 kV |  |  |  | n/d |  |  |  |  | OpenStreetMap | {"type":"Feature","properties":{},"geometry":{"type":"Point","coordinates":[-100.36379,21.63123]}}
Subestación | Point | 115.0 kV |  |  |  | n/d |  |  |  |  | OpenStreetMap | {"type":"Feature","properties":{},"geometry":{"type":"Point","coordinates":[-100.79007,21.38338]}}
Subestación | Point | 115.0 kV |  |  |  | n/d | industrial |  |  |  | OpenStreetMap | {"type":"Feature","properties":{},"geometry":{"type":"Point","coordinates":[-100.63003,21.28674]}}
Altotonga | Point | 115.0 kV |  |  |  | n/d | distribution |  |  |  | OpenStreetMap | {"type":"Feature","properties":{},"geometry":{"type":"Point","coordinates":[-97.26702,19.78278]}}
Teziutlán | Point | 115.0 kV |  |  |  | n/d | distribution |  |  |  | OpenStreetMap | {"type":"Feature","properties":{},"geometry":{"type":"Point","coordinates":[-97.36628,19.80092]}}
Cazones | Point | 115.0 kV |  |  |  | n/d | distribution |  |  |  | OpenStreetMap | {"type":"Feature","properties":{},"geometry":{"type":"Point","coordinates":[-97.41718,20.59265]}}
Las Margaritas | Point | 115.0 kV |  |  |  | n/d | distribution |  |  |  | OpenStreetMap | {"type":"Feature","properties":{},"geometry":{"type":"Point","coordinates":[-97.30741,20.00876]}}
Martínez de la Torre 3 | Point | 115.0 kV |  |  |  | Comisión Federal de Electricidad | distribution |  |  |  | OpenStreetMap | {"type":"Feature","properties":{},"geometry":{"type":"Point","coordinates":[-97.04829,20.08222]}}
El encanto | Point | 115.0 kV |  |  |  | n/d | generation |  |  |  | OpenStreetMap | {"type":"Feature","properties":{},"geometry":{"type":"Point","coordinates":[-97.17531,19.98288]}}
Tamaulipas | Point | 115.0 kV |  |  |  | n/d | distribution |  |  |  | OpenStreetMap | {"type":"Feature","properties":{},"geometry":{"type":"Point","coordinates":[-97.85419,22.21891]}}
Polvorín | Point | 115.0 kV |  |  |  | n/d | distribution |  |  |  | OpenStreetMap | {"type":"Feature","properties":{},"geometry":{"type":"Point","coordinates":[-97.84354,22.27154]}}
Tlacotalpan | Point | 115.0 kV |  |  |  | n/d | distribution |  |  |  | OpenStreetMap | {"type":"Feature","properties":{},"geometry":{"type":"Point","coordinates":[-95.68115,18.61995]}}
Alvarado 2 | Point | 115.0 kV |  |  |  | n/d | distribution |  |  |  | OpenStreetMap | {"type":"Feature","properties":{},"geometry":{"type":"Point","coordinates":[-95.7814,18.78253]}}
Lerdo | Point | 115.0 kV |  |  |  | n/d | distribution |  |  |  | OpenStreetMap | {"type":"Feature","properties":{},"geometry":{"type":"Point","coordinates":[-95.51515,18.6111]}}
Carlos A. Carrillo | Point | 115.0 kV |  |  |  | n/d | distribution |  |  |  | OpenStreetMap | {"type":"Feature","properties":{},"geometry":{"type":"Point","coordinates":[-95.75883,18.37192]}}
Subestación Gabino Barreda | Point | 115.0 kV |  |  |  | Comisión Federal de Electricidad | distribution |  |  |  | OpenStreetMap | {"type":"Feature","properties":{},"geometry":{"type":"Point","coordinates":[-96.09352,18.17477]}}
Subestación | Point | 115.0 kV |  |  |  | n/d | industrial |  |  |  | OpenStreetMap | {"type":"Feature","properties":{},"geometry":{"type":"Point","coordinates":[-100.43529,20.96358]}}
Subestación | Point | 115.0 kV |  |  |  | n/d | industrial |  |  |  | OpenStreetMap | {"type":"Feature","properties":{},"geometry":{"type":"Point","coordinates":[-100.50341,21.06381]}}
Subestación | Point | 115.0 kV |  |  |  | n/d | industrial |  |  |  | OpenStreetMap | {"type":"Feature","properties":{},"geometry":{"type":"Point","coordinates":[-100.46214,21.0652]}}
Subestación | Point | 115.0 kV |  |  |  | n/d | industrial |  |  |  | OpenStreetMap | {"type":"Feature","properties":{},"geometry":{"type":"Point","coordinates":[-100.47783,21.0627]}}
Subestación | Point | 115.0 kV |  |  |  | n/d | industrial |  |  |  | OpenStreetMap | {"type":"Feature","properties":{},"geometry":{"type":"Point","coordinates":[-100.41993,20.98023]}}
Subestación | Point | 115.0 kV |  |  |  | n/d | industrial |  |  |  | OpenStreetMap | {"type":"Feature","properties":{},"geometry":{"type":"Point","coordinates":[-100.46357,20.53797]}}
Subestación | Point | 115.0 kV |  |  |  | n/d | industrial |  |  |  | OpenStreetMap | {"type":"Feature","properties":{},"geometry":{"type":"Point","coordinates":[-99.80484,19.34237]}}
Subestación Potrero | Point | 115.0 kV |  |  |  | Comisión Federal de Electricidad |  |  |  |  | OpenStreetMap | {"type":"Feature","properties":{},"geometry":{"type":"Point","coordinates":[-96.79953,18.88912]}}
Teapa | Point | 115.0 kV |  |  |  | n/d | distribution |  |  |  | OpenStreetMap | {"type":"Feature","properties":{},"geometry":{"type":"Point","coordinates":[-92.96583,17.58161]}}
Pichucalco | Point | 115.0 kV |  |  |  | n/d | distribution |  |  |  | OpenStreetMap | {"type":"Feature","properties":{},"geometry":{"type":"Point","coordinates":[-93.11444,17.49572]}}
Chilapan | Point | 115.0 kV |  |  |  | n/d | generation;transmission;distribution |  |  |  | OpenStreetMap | {"type":"Feature","properties":{},"geometry":{"type":"Point","coordinates":[-95.15354,18.41996]}}
Acajete | Point | 115.0 kV |  |  |  | n/d | distribution |  |  |  | OpenStreetMap | {"type":"Feature","properties":{},"geometry":{"type":"Point","coordinates":[-97.00609,19.58836]}}
Huamantla 2000 | Point | 115.0 kV |  |  |  | Comisión Federal de Electricidad | distribution |  |  |  | OpenStreetMap | {"type":"Feature","properties":{},"geometry":{"type":"Point","coordinates":[-97.93078,19.32669]}}
Cuahutemoc | Point | 115.0 kV |  |  |  | Comisión Federal de Electricidad | distribution |  |  |  | OpenStreetMap | {"type":"Feature","properties":{},"geometry":{"type":"Point","coordinates":[-97.96668,19.33324]}}
Kimberly Clark | Point | 115.0 kV |  |  |  | n/d | industrial |  |  |  | OpenStreetMap | {"type":"Feature","properties":{},"geometry":{"type":"Point","coordinates":[-98.07968,19.50227]}}
Kimberly Clark | Point | 115.0 kV |  |  |  | n/d | industrial |  |  |  | OpenStreetMap | {"type":"Feature","properties":{},"geometry":{"type":"Point","coordinates":[-98.07122,19.50137]}}
Chignahuapan | Point | 115.0 kV |  |  |  | Comisión Federal de Electricidad | distribution |  |  |  | OpenStreetMap | {"type":"Feature","properties":{},"geometry":{"type":"Point","coordinates":[-98.02921,19.82469]}}
Subestación | Point | 115.0 kV |  |  |  | n/d | generation;industrial |  |  |  | OpenStreetMap | {"type":"Feature","properties":{},"geometry":{"type":"Point","coordinates":[-98.16424,19.41063]}}
Teziutlán 2 | Point | 115.0 kV |  |  |  | n/d | distribution |  |  |  | OpenStreetMap | {"type":"Feature","properties":{},"geometry":{"type":"Point","coordinates":[-97.35266,19.84642]}}
Las vigas | Point | 115.0 kV |  |  |  | Comisión Federal de Electricidad | distribution |  |  |  | OpenStreetMap | {"type":"Feature","properties":{},"geometry":{"type":"Point","coordinates":[-97.13667,19.64008]}}
Tlapacoyan | Point | 115.0 kV |  |  |  | n/d | distribution |  |  |  | OpenStreetMap | {"type":"Feature","properties":{},"geometry":{"type":"Point","coordinates":[-97.20044,19.9792]}}
Subestación | Point | 115.0 kV |  |  |  | n/d | industrial |  |  |  | OpenStreetMap | {"type":"Feature","properties":{},"geometry":{"type":"Point","coordinates":[-98.38075,19.17262]}}
Ciudad textil | Point | 115.0 kV |  |  |  | Comisión Federal de Electricidad | distribution |  |  |  | OpenStreetMap | {"type":"Feature","properties":{},"geometry":{"type":"Point","coordinates":[-98.38535,19.16323]}}
Subestación | Point | 115.0 kV |  |  |  | n/d | industrial |  |  |  | OpenStreetMap | {"type":"Feature","properties":{},"geometry":{"type":"Point","coordinates":[-98.15614,19.06131]}}
Agua santa | Point | 115.0 kV |  |  |  | Comisión Federal de Electricidad | distribution |  |  |  | OpenStreetMap | {"type":"Feature","properties":{},"geometry":{"type":"Point","coordinates":[-98.24898,18.98626]}}
Textileras | Point | 115.0 kV |  |  |  | n/d | distribution |  |  |  | OpenStreetMap | {"type":"Feature","properties":{},"geometry":{"type":"Point","coordinates":[-97.95686,22.45784]}}
Subestación | Point | 115.0 kV |  |  |  | n/d | industrial |  |  |  | OpenStreetMap | {"type":"Feature","properties":{},"geometry":{"type":"Point","coordinates":[-97.99101,22.45182]}}
Garita | Point | 115.0 kV |  |  |  | Comisión Federal de Electricidad | distribution |  |  |  | OpenStreetMap | {"type":"Feature","properties":{},"geometry":{"type":"Point","coordinates":[-99.86068,16.87755]}}
Ruiz Cortinez | Point | 115.0 kV |  |  |  | Comisión Federal de Electricidad |  |  |  |  | OpenStreetMap | {"type":"Feature","properties":{},"geometry":{"type":"Point","coordinates":[-99.89845,16.87501]}}
Subestación | Point | 115.0 kV |  |  |  | n/d |  |  |  |  | OpenStreetMap | {"type":"Feature","properties":{},"geometry":{"type":"Point","coordinates":[-99.9239,16.86709]}}
Subestación | Point | 115.0 kV |  |  |  | n/d |  |  |  |  | OpenStreetMap | {"type":"Feature","properties":{},"geometry":{"type":"Point","coordinates":[-100.05545,16.98074]}}
Subestación | Point | 115.0 kV |  |  |  | n/d |  |  |  |  | OpenStreetMap | {"type":"Feature","properties":{},"geometry":{"type":"Point","coordinates":[-100.44781,17.15102]}}
Subestación | Point | 115.0 kV |  |  |  | n/d |  |  |  |  | OpenStreetMap | {"type":"Feature","properties":{},"geometry":{"type":"Point","coordinates":[-100.85036,17.24932]}}
Subestación | Point | 115.0 kV |  |  |  | n/d |  |  |  |  | OpenStreetMap | {"type":"Feature","properties":{},"geometry":{"type":"Point","coordinates":[-101.04736,17.33478]}}
Subestación | Point | 115.0 kV |  |  |  | n/d |  |  |  |  | OpenStreetMap | {"type":"Feature","properties":{},"geometry":{"type":"Point","coordinates":[-101.58959,17.66315]}}
Subestación | Point | 115.0 kV |  |  |  | n/d |  |  |  |  | OpenStreetMap | {"type":"Feature","properties":{},"geometry":{"type":"Point","coordinates":[-101.50794,17.64669]}}
Cerro azul 2 | Point | 115.0 kV |  |  |  | Comisión Federal de Electricidad | distribution |  |  |  | OpenStreetMap | {"type":"Feature","properties":{},"geometry":{"type":"Point","coordinates":[-97.74985,21.17761]}}
Nuevo Morelos | Point | 115.0 kV |  |  |  | Comisión Federal de Electricidad | distribution |  |  |  | OpenStreetMap | {"type":"Feature","properties":{},"geometry":{"type":"Point","coordinates":[-95.08169,17.52441]}}
Nanchital 2 | Point | 115.0 kV |  |  |  | Comisión Federal de Electricidad | distribution |  |  |  | OpenStreetMap | {"type":"Feature","properties":{},"geometry":{"type":"Point","coordinates":[-94.37908,18.05019]}}
Cavernas Tuzandépetl | Point | 115.0 kV |  |  |  | n/d | industrial |  |  |  | OpenStreetMap | {"type":"Feature","properties":{},"geometry":{"type":"Point","coordinates":[-94.42163,18.03405]}}
San Andrés 2 | Point | 115.0 kV |  |  |  | Comisión Federal de Electricidad | distribution |  |  |  | OpenStreetMap | {"type":"Feature","properties":{},"geometry":{"type":"Point","coordinates":[-95.23005,18.44691]}}
Subestación Eléctrica Hueyapan de Ocampo | Point | 115.0 kV |  |  |  | Comisión Federal de Electricidad | distribution |  |  |  | OpenStreetMap | {"type":"Feature","properties":{},"geometry":{"type":"Point","coordinates":[-95.16117,18.14965]}}
Cruces | Point | 115.0 kV |  |  |  | Comisión Federal de Electricidad | generation;distribution |  |  |  | OpenStreetMap | {"type":"Feature","properties":{},"geometry":{"type":"Point","coordinates":[-99.83814,16.89127]}}
PIASA cogeneración | Point | 115.0 kV |  |  |  | n/d | industrial;generation |  |  |  | OpenStreetMap | {"type":"Feature","properties":{},"geometry":{"type":"Point","coordinates":[-96.15143,18.0504]}}
Subestación | Point | 115.0 kV |  |  |  | n/d |  |  |  |  | OpenStreetMap | {"type":"Feature","properties":{},"geometry":{"type":"Point","coordinates":[-94.70524,17.98719]}}
Subestación | Point | 115.0 kV |  |  |  | n/d | distribution |  |  |  | OpenStreetMap | {"type":"Feature","properties":{},"geometry":{"type":"Point","coordinates":[-105.94477,30.07337]}}
Tlacotepec | Point | 115.0 kV |  |  |  | Comisión Federal de Electricidad | distribution |  |  |  | OpenStreetMap | {"type":"Feature","properties":{},"geometry":{"type":"Point","coordinates":[-97.72365,18.68104]}}
Tierra colorada | Point | 115.0 kV |  |  |  | Comisión Federal de Electricidad | distribution |  |  |  | OpenStreetMap | {"type":"Feature","properties":{},"geometry":{"type":"Point","coordinates":[-99.5462,17.1717]}}
Chilpancingo 1 | Point | 115.0 kV |  |  |  | Comisión Federal de Electricidad | distribution |  |  |  | OpenStreetMap | {"type":"Feature","properties":{},"geometry":{"type":"Point","coordinates":[-99.50127,17.53619]}}
Subestación | Point | 115.0 kV |  |  |  | n/d |  |  |  |  | OpenStreetMap | {"type":"Feature","properties":{},"geometry":{"type":"Point","coordinates":[-99.81071,16.86062]}}
Subestación | Point | 115.0 kV |  |  |  | n/d | industrial |  |  |  | OpenStreetMap | {"type":"Feature","properties":{},"geometry":{"type":"Point","coordinates":[-99.83247,16.88841]}}
Subestación | Point | 115.0 kV |  |  |  | n/d |  |  |  |  | OpenStreetMap | {"type":"Feature","properties":{},"geometry":{"type":"Point","coordinates":[-99.83369,16.8878]}}
Subestación | Point | 115.0 kV |  |  |  | n/d |  |  |  |  | OpenStreetMap | {"type":"Feature","properties":{},"geometry":{"type":"Point","coordinates":[-99.84681,16.83851]}}
Subestación | Point | 115.0 kV |  |  |  | n/d |  |  |  |  | OpenStreetMap | {"type":"Feature","properties":{},"geometry":{"type":"Point","coordinates":[-99.82286,16.80753]}}
Atencingo 2 | Point | 115.0 kV |  |  |  | Comisión Federal de Electricidad | distribution |  |  |  | OpenStreetMap | {"type":"Feature","properties":{},"geometry":{"type":"Point","coordinates":[-98.63764,18.49046]}}
Subestación | Point | 115.0 kV |  |  |  | n/d | industrial |  |  |  | OpenStreetMap | {"type":"Feature","properties":{},"geometry":{"type":"Point","coordinates":[-99.74369,18.01382]}}
Subestación | Point | 115.0 kV |  |  |  | n/d |  |  |  |  | OpenStreetMap | {"type":"Feature","properties":{},"geometry":{"type":"Point","coordinates":[-99.73133,18.02038]}}
Subestación | Point | 115.0 kV |  |  |  | n/d |  |  |  |  | OpenStreetMap | {"type":"Feature","properties":{},"geometry":{"type":"Point","coordinates":[-99.52933,18.35973]}}
Subestación | Point | 115.0 kV |  |  |  | n/d | industrial |  |  |  | OpenStreetMap | {"type":"Feature","properties":{},"geometry":{"type":"Point","coordinates":[-99.92625,18.30094]}}
Subestación | Point | 115.0 kV |  |  |  | n/d |  |  |  |  | OpenStreetMap | {"type":"Feature","properties":{},"geometry":{"type":"Point","coordinates":[-99.90935,18.04286]}}
Subestación | Point | 115.0 kV |  |  |  | n/d |  |  |  |  | OpenStreetMap | {"type":"Feature","properties":{},"geometry":{"type":"Point","coordinates":[-99.97325,17.77311]}}
Tlatlauquitepec | Point | 115.0 kV |  |  |  | Comisión Federal de Electricidad | transmission |  |  |  | OpenStreetMap | {"type":"Feature","properties":{},"geometry":{"type":"Point","coordinates":[-98.82737,17.54227]}}
Tixtla | Point | 115.0 kV |  |  |  | n/d | distribution |  |  |  | OpenStreetMap | {"type":"Feature","properties":{},"geometry":{"type":"Point","coordinates":[-99.38734,17.59196]}}
Metlatonoc | Point | 115.0 kV |  |  |  | Comisión Federal de Electricidad | distribution |  |  |  | OpenStreetMap | {"type":"Feature","properties":{},"geometry":{"type":"Point","coordinates":[-98.40596,17.20028]}}
Tlapa Nueva | Point | 115.0 kV |  |  |  | Comisión Federal de Electricidad | distribution |  |  |  | OpenStreetMap | {"type":"Feature","properties":{},"geometry":{"type":"Point","coordinates":[-98.62884,17.54065]}}
Subestación | Point | 115.0 kV |  |  |  | n/d |  |  |  |  | OpenStreetMap | {"type":"Feature","properties":{},"geometry":{"type":"Point","coordinates":[-99.19937,18.92]}}
Subestación | Point | 115.0 kV |  |  |  | n/d | industrial |  |  |  | OpenStreetMap | {"type":"Feature","properties":{},"geometry":{"type":"Point","coordinates":[-99.1783,18.91339]}}
Subestación | Point | 115.0 kV |  |  |  | n/d | distribution |  |  |  | OpenStreetMap | {"type":"Feature","properties":{},"geometry":{"type":"Point","coordinates":[-99.02962,18.8591]}}
Subestación | Point | 115.0 kV |  |  |  | n/d |  |  |  |  | OpenStreetMap | {"type":"Feature","properties":{},"geometry":{"type":"Point","coordinates":[-99.24081,18.74206]}}
Olinalá | Point | 115.0 kV |  |  |  | Comisión Federal de Electricidad |  |  |  |  | OpenStreetMap | {"type":"Feature","properties":{},"geometry":{"type":"Point","coordinates":[-98.74144,17.75935]}}
Subestación | Point | 115.0 kV |  |  |  | n/d |  |  |  |  | OpenStreetMap | {"type":"Feature","properties":{},"geometry":{"type":"Point","coordinates":[-99.43946,18.67948]}}
Subestación | Point | 115.0 kV |  |  |  | n/d |  |  |  |  | OpenStreetMap | {"type":"Feature","properties":{},"geometry":{"type":"Point","coordinates":[-99.37884,18.65586]}}
Subestación | Point | 115.0 kV |  |  |  | n/d |  |  |  |  | OpenStreetMap | {"type":"Feature","properties":{},"geometry":{"type":"Point","coordinates":[-99.25031,18.70566]}}
Lomas de Cocoyoc | Point | 115.0 kV |  |  |  | Comisión Federal de Electricidad |  |  |  |  | OpenStreetMap | {"type":"Feature","properties":{},"geometry":{"type":"Point","coordinates":[-98.93751,18.91266]}}
Chicontepec | Point | 115.0 kV |  |  |  | Comisión Federal de Electricidad | distribution |  |  |  | OpenStreetMap | {"type":"Feature","properties":{},"geometry":{"type":"Point","coordinates":[-98.15272,21.00735]}}
AB Calsa | Point | 115.0 kV |  |  |  | n/d |  |  |  |  | OpenStreetMap | {"type":"Feature","properties":{},"geometry":{"type":"Point","coordinates":[-96.55343,18.74419]}}
La Tinaja | Point | 115.0 kV |  |  |  | CFE | distribution |  |  |  | OpenStreetMap | {"type":"Feature","properties":{},"geometry":{"type":"Point","coordinates":[-96.46095,18.76929]}}
Framboyanes | Point | 115.0 kV |  |  |  | Comisión Federal de Electricidad | distribution |  |  |  | OpenStreetMap | {"type":"Feature","properties":{},"geometry":{"type":"Point","coordinates":[-96.23519,19.15142]}}
Pinotepa Nacional | Point | 115.0 kV |  |  |  | Comisión Federal de Electricidad | distribution |  |  |  | OpenStreetMap | {"type":"Feature","properties":{},"geometry":{"type":"Point","coordinates":[-98.05764,16.33898]}}
Tempoal 2 | Point | 115.0 kV |  |  |  | Comisión Federal de Electricidad | distribution |  |  |  | OpenStreetMap | {"type":"Feature","properties":{},"geometry":{"type":"Point","coordinates":[-98.35717,21.49502]}}
Subestación | Point | 115.0 kV |  |  |  | Comisión Federal de Electricidad | generation |  |  |  | OpenStreetMap | {"type":"Feature","properties":{},"geometry":{"type":"Point","coordinates":[-97.4566,19.69751]}}
Vega de Alatorre | Point | 115.0 kV |  |  |  | Comisión Federal de Electricidad | distribution |  |  |  | OpenStreetMap | {"type":"Feature","properties":{},"geometry":{"type":"Point","coordinates":[-96.64198,20.03309]}}
Omealca | Point | 115.0 kV |  |  |  | Comisión Federal de Electricidad | distribution |  |  |  | OpenStreetMap | {"type":"Feature","properties":{},"geometry":{"type":"Point","coordinates":[-96.78554,18.74346]}}
Cosolapa 2 | Point | 115.0 kV |  |  |  | Comisión Federal de Electricidad | distribution |  |  |  | OpenStreetMap | {"type":"Feature","properties":{},"geometry":{"type":"Point","coordinates":[-96.6613,18.60399]}}
Ixtlán | Point | 115.0 kV |  |  |  | Comisión Federal de Electricidad | distribution |  |  |  | OpenStreetMap | {"type":"Feature","properties":{},"geometry":{"type":"Point","coordinates":[-96.49035,17.32224]}}
Valle nacional | Point | 115.0 kV |  |  |  | Comisión Federal de Electricidad | distribution |  |  |  | OpenStreetMap | {"type":"Feature","properties":{},"geometry":{"type":"Point","coordinates":[-96.31215,17.76668]}}
El higo 2 | Point | 115.0 kV |  |  |  | Comisión Federal de Electricidad | distribution |  |  |  | OpenStreetMap | {"type":"Feature","properties":{},"geometry":{"type":"Point","coordinates":[-98.41717,21.77341]}}
Igsapak cogeneración | Point | 115.0 kV |  |  |  | n/d | generation;industrial |  |  |  | OpenStreetMap | {"type":"Feature","properties":{},"geometry":{"type":"Point","coordinates":[-98.54619,19.62295]}}
Subestación | Point | 115.0 kV |  |  |  | n/d |  |  |  |  | OpenStreetMap | {"type":"Feature","properties":{},"geometry":{"type":"Point","coordinates":[-98.95499,18.82048]}}
Subestación | Point | 115.0 kV |  |  |  | n/d | industrial |  |  |  | OpenStreetMap | {"type":"Feature","properties":{},"geometry":{"type":"Point","coordinates":[-98.9184,18.74145]}}
Subestación | Point | 115.0 kV |  |  |  | n/d |  |  |  |  | OpenStreetMap | {"type":"Feature","properties":{},"geometry":{"type":"Point","coordinates":[-98.84065,18.60261]}}
Subestación | Point | 115.0 kV |  |  |  | n/d |  |  |  |  | OpenStreetMap | {"type":"Feature","properties":{},"geometry":{"type":"Point","coordinates":[-98.20748,19.10864]}}
Subestación | Point | 115.0 kV |  |  |  | n/d | industrial |  |  |  | OpenStreetMap | {"type":"Feature","properties":{},"geometry":{"type":"Point","coordinates":[-98.19621,19.08276]}}
Subestación | Point | 115.0 kV |  |  |  | n/d | industrial |  |  |  | OpenStreetMap | {"type":"Feature","properties":{},"geometry":{"type":"Point","coordinates":[-98.18984,19.19861]}}
Subestación | Point | 115.0 kV |  |  |  | n/d |  |  |  |  | OpenStreetMap | {"type":"Feature","properties":{},"geometry":{"type":"Point","coordinates":[-98.20749,19.25294]}}
Subestación | Point | 115.0 kV |  |  |  | n/d | industrial |  |  |  | OpenStreetMap | {"type":"Feature","properties":{},"geometry":{"type":"Point","coordinates":[-98.16055,19.41105]}}
Subestación | Point | 115.0 kV |  |  |  | n/d | industrial |  |  |  | OpenStreetMap | {"type":"Feature","properties":{},"geometry":{"type":"Point","coordinates":[-98.41313,19.25834]}}
Subestación | Point | 115.0 kV |  |  |  | n/d |  |  |  |  | OpenStreetMap | {"type":"Feature","properties":{},"geometry":{"type":"Point","coordinates":[-98.04408,18.21534]}}
Subestación | Point | 115.0 kV |  |  |  | n/d |  |  |  |  | OpenStreetMap | {"type":"Feature","properties":{},"geometry":{"type":"Point","coordinates":[-97.92539,18.56541]}}
CFE | Point | 115.0 kV |  |  |  | Comisión Federal de Electricidad |  |  |  |  | OpenStreetMap | {"type":"Feature","properties":{},"geometry":{"type":"Point","coordinates":[-97.78621,17.78635]}}
Subestación | Point | 115.0 kV |  |  |  | n/d | distribution |  |  |  | OpenStreetMap | {"type":"Feature","properties":{},"geometry":{"type":"Point","coordinates":[-98.0207,17.35997]}}
Subestación | Point | 115.0 kV |  |  |  | n/d |  |  |  |  | OpenStreetMap | {"type":"Feature","properties":{},"geometry":{"type":"Point","coordinates":[-98.21579,17.67664]}}
Subestación | Point | 115.0 kV |  |  |  | n/d | distribution |  |  |  | OpenStreetMap | {"type":"Feature","properties":{},"geometry":{"type":"Point","coordinates":[-98.22149,18.25198]}}
Subestación | Point | 115.0 kV |  |  |  | n/d |  |  |  |  | OpenStreetMap | {"type":"Feature","properties":{},"geometry":{"type":"Point","coordinates":[-97.22653,17.44216]}}
Subestación | Point | 115.0 kV |  |  |  | n/d | distribution |  |  |  | OpenStreetMap | {"type":"Feature","properties":{},"geometry":{"type":"Point","coordinates":[-97.64991,16.90506]}}
Subestación | Point | 115.0 kV |  |  |  | n/d |  |  |  |  | OpenStreetMap | {"type":"Feature","properties":{},"geometry":{"type":"Point","coordinates":[-97.5579,17.47726]}}
Subestación | Point | 115.0 kV |  |  |  | n/d |  |  |  |  | OpenStreetMap | {"type":"Feature","properties":{},"geometry":{"type":"Point","coordinates":[-97.43933,17.57066]}}
Subestación | Point | 115.0 kV |  |  |  | n/d |  |  |  |  | OpenStreetMap | {"type":"Feature","properties":{},"geometry":{"type":"Point","coordinates":[-97.75554,17.82255]}}
Zinacatepec | Point | 115.0 kV |  |  |  | n/d | distribution |  |  |  | OpenStreetMap | {"type":"Feature","properties":{},"geometry":{"type":"Point","coordinates":[-97.24816,18.35822]}}
Subestación | Point | 115.0 kV |  |  |  | n/d |  |  |  |  | OpenStreetMap | {"type":"Feature","properties":{},"geometry":{"type":"Point","coordinates":[-96.63727,17.03859]}}
Subestación | Point | 115.0 kV |  |  |  | n/d | distribution |  |  |  | OpenStreetMap | {"type":"Feature","properties":{},"geometry":{"type":"Point","coordinates":[-96.78949,16.8265]}}
Subestación | Point | 115.0 kV |  |  |  | n/d | distribution |  |  |  | OpenStreetMap | {"type":"Feature","properties":{},"geometry":{"type":"Point","coordinates":[-97.37227,16.51582]}}
Subestación | Point | 115.0 kV |  |  |  | n/d | industrial |  |  |  | OpenStreetMap | {"type":"Feature","properties":{},"geometry":{"type":"Point","coordinates":[-96.70429,16.69634]}}
Subestación | Point | 115.0 kV |  |  |  | n/d |  |  |  |  | OpenStreetMap | {"type":"Feature","properties":{},"geometry":{"type":"Point","coordinates":[-96.7047,16.69656]}}
Subestación | Point | 115.0 kV |  |  |  | n/d |  |  |  |  | OpenStreetMap | {"type":"Feature","properties":{},"geometry":{"type":"Point","coordinates":[-96.70498,17.03718]}}
Subestación | Point | 115.0 kV |  |  |  | n/d |  |  |  |  | OpenStreetMap | {"type":"Feature","properties":{},"geometry":{"type":"Point","coordinates":[-99.13425,16.72398]}}
Laguna Larga | Point | 115.0 kV |  |  |  | Comisión Federal de Electricidad | distribution |  |  |  | OpenStreetMap | {"type":"Feature","properties":{},"geometry":{"type":"Point","coordinates":[-101.8895,20.38568]}}
Liquid Natural Gas | Point | 115.0 kV |  |  |  | n/d | industrial |  |  |  | OpenStreetMap | {"type":"Feature","properties":{},"geometry":{"type":"Point","coordinates":[-97.89653,22.49249]}}
CEMEX | Point | 115.0 kV |  |  |  | n/d | industrial |  |  |  | OpenStreetMap | {"type":"Feature","properties":{},"geometry":{"type":"Point","coordinates":[-98.95915,21.98905]}}
Valles | Point | 115.0 kV |  |  |  | n/d | distribution |  |  |  | OpenStreetMap | {"type":"Feature","properties":{},"geometry":{"type":"Point","coordinates":[-98.99803,21.98113]}}
Kaltex | Point | 115.0 kV |  |  |  | n/d | industrial |  |  |  | OpenStreetMap | {"type":"Feature","properties":{},"geometry":{"type":"Point","coordinates":[-97.88789,22.40884]}}
Biofilm | Point | 115.0 kV |  |  |  | n/d | industrial |  |  |  | OpenStreetMap | {"type":"Feature","properties":{},"geometry":{"type":"Point","coordinates":[-97.89713,22.44988]}}
Posco | Point | 115.0 kV |  |  |  | n/d | industrial |  |  |  | OpenStreetMap | {"type":"Feature","properties":{},"geometry":{"type":"Point","coordinates":[-97.90261,22.48338]}}
Puerto 5 Norte | Point | 115.0 kV |  |  |  | n/d | industrial |  |  |  | OpenStreetMap | {"type":"Feature","properties":{},"geometry":{"type":"Point","coordinates":[-97.87807,22.5076]}}
Puerto | Point | 115.0 kV |  |  |  | n/d | distribution |  |  |  | OpenStreetMap | {"type":"Feature","properties":{},"geometry":{"type":"Point","coordinates":[-97.90594,22.48823]}}
Subestación | Point | 115.0 kV |  |  |  | n/d | industrial |  |  |  | OpenStreetMap | {"type":"Feature","properties":{},"geometry":{"type":"Point","coordinates":[-97.89284,22.40607]}}
Subestación | Point | 115.0 kV |  |  |  | n/d | industrial |  |  |  | OpenStreetMap | {"type":"Feature","properties":{},"geometry":{"type":"Point","coordinates":[-97.89622,22.40585]}}
Laguna del Conejo | Point | 115.0 kV |  |  |  | n/d | distribution |  |  |  | OpenStreetMap | {"type":"Feature","properties":{},"geometry":{"type":"Point","coordinates":[-97.90678,22.40047]}}
Arco vial | Point | 115.0 kV |  |  |  | n/d | distribution |  |  |  | OpenStreetMap | {"type":"Feature","properties":{},"geometry":{"type":"Point","coordinates":[-100.52167,25.72819]}}
Mante | Point | 115.0 kV |  |  |  | n/d | distribution |  |  |  | OpenStreetMap | {"type":"Feature","properties":{},"geometry":{"type":"Point","coordinates":[-98.9595,22.73715]}}
Las Cruces | Point | 115.0 kV |  |  |  | n/d | distribution |  |  |  | OpenStreetMap | {"type":"Feature","properties":{},"geometry":{"type":"Point","coordinates":[-99.67728,22.7621]}}
El Salto | Point | 115.0 kV |  |  |  | n/d | generation |  |  |  | OpenStreetMap | {"type":"Feature","properties":{},"geometry":{"type":"Point","coordinates":[-99.38157,22.58821]}}
Comitán | Point | 115.0 kV |  |  |  | n/d |  |  |  |  | OpenStreetMap | {"type":"Feature","properties":{},"geometry":{"type":"Point","coordinates":[-92.13247,16.20486]}}
Schpoina | Point | 115.0 kV |  |  |  | n/d |  |  |  |  | OpenStreetMap | {"type":"Feature","properties":{},"geometry":{"type":"Point","coordinates":[-92.42817,16.31381]}}
Trinitaria | Point | 115.0 kV |  |  |  | n/d |  |  |  |  | OpenStreetMap | {"type":"Feature","properties":{},"geometry":{"type":"Point","coordinates":[-92.06843,16.13703]}}
Laguna Solar | Point | 115.0 kV |  |  |  | n/d |  |  |  |  | OpenStreetMap | {"type":"Feature","properties":{},"geometry":{"type":"Point","coordinates":[-103.30775,25.43293]}}
Sonoyta | Point | 115.0 kV |  |  |  | n/d | distribution |  |  |  | OpenStreetMap | {"type":"Feature","properties":{},"geometry":{"type":"Point","coordinates":[-112.86826,31.86296]}}
Subestación | Point | 115.0 kV |  |  |  | n/d | industrial |  |  |  | OpenStreetMap | {"type":"Feature","properties":{},"geometry":{"type":"Point","coordinates":[-103.64306,25.70649]}}
Subestación Dinamita | Point | 115.0 kV |  |  |  | n/d | distribution |  |  |  | OpenStreetMap | {"type":"Feature","properties":{},"geometry":{"type":"Point","coordinates":[-103.62253,25.7049]}}
Subestación | Point | 115.0 kV |  |  |  | n/d | industrial |  |  |  | OpenStreetMap | {"type":"Feature","properties":{},"geometry":{"type":"Point","coordinates":[-93.39582,17.99974]}}
Subestación | Point | 115.0 kV |  |  |  | n/d |  |  |  |  | OpenStreetMap | {"type":"Feature","properties":{},"geometry":{"type":"Point","coordinates":[-93.31113,18.11883]}}
Subestacion Comalcalco Sur | Point | 115.0 kV |  |  |  | CFE |  |  |  |  | OpenStreetMap | {"type":"Feature","properties":{},"geometry":{"type":"Point","coordinates":[-93.24213,18.17047]}}
Subestación | Point | 115.0 kV |  |  |  | n/d | industrial |  |  |  | OpenStreetMap | {"type":"Feature","properties":{},"geometry":{"type":"Point","coordinates":[-93.21052,18.41678]}}
Subestación | Point | 115.0 kV |  |  |  | n/d |  |  |  |  | OpenStreetMap | {"type":"Feature","properties":{},"geometry":{"type":"Point","coordinates":[-92.63711,18.52438]}}
Subestación | Point | 115.0 kV |  |  |  | n/d |  |  |  |  | OpenStreetMap | {"type":"Feature","properties":{},"geometry":{"type":"Point","coordinates":[-92.96448,18.01089]}}
Subestación | Point | 115.0 kV |  |  |  | n/d |  |  |  |  | OpenStreetMap | {"type":"Feature","properties":{},"geometry":{"type":"Point","coordinates":[-92.79843,18.41883]}}
Subestación | Point | 115.0 kV |  |  |  | n/d | distribution |  |  |  | OpenStreetMap | {"type":"Feature","properties":{},"geometry":{"type":"Point","coordinates":[-92.86491,18.14293]}}
Subestación | Point | 115.0 kV |  |  |  | n/d |  |  |  |  | OpenStreetMap | {"type":"Feature","properties":{},"geometry":{"type":"Point","coordinates":[-92.95888,18.00079]}}
Subestación | Point | 115.0 kV |  |  |  | n/d |  |  |  |  | OpenStreetMap | {"type":"Feature","properties":{},"geometry":{"type":"Point","coordinates":[-92.90188,18.03221]}}
Subestación | Point | 115.0 kV |  |  |  | n/d |  |  |  |  | OpenStreetMap | {"type":"Feature","properties":{},"geometry":{"type":"Point","coordinates":[-92.92861,18.00373]}}
Subestación | Point | 115.0 kV |  |  |  | n/d | industrial |  |  |  | OpenStreetMap | {"type":"Feature","properties":{},"geometry":{"type":"Point","coordinates":[-93.37863,17.91074]}}
Subestación | Point | 115.0 kV |  |  |  | n/d |  |  |  |  | OpenStreetMap | {"type":"Feature","properties":{},"geometry":{"type":"Point","coordinates":[-93.39607,17.8419]}}
ProMDF | Point | 115.0 kV |  |  |  | Comisión Federal de Electricidad | industrial |  |  |  | OpenStreetMap | {"type":"Feature","properties":{},"geometry":{"type":"Point","coordinates":[-93.37464,17.91621]}}
Cárdenas Sur | Point | 115.0 kV |  |  |  | Comisión Federal de Electricidad | yes |  |  |  | OpenStreetMap | {"type":"Feature","properties":{},"geometry":{"type":"Point","coordinates":[-93.37282,17.95872]}}
Subestación | Point | 115.0 kV |  |  |  | n/d |  |  |  |  | OpenStreetMap | {"type":"Feature","properties":{},"geometry":{"type":"Point","coordinates":[-92.84317,17.57415]}}
Subestación | Point | 115.0 kV |  |  |  | n/d |  |  |  |  | OpenStreetMap | {"type":"Feature","properties":{},"geometry":{"type":"Point","coordinates":[-92.70334,17.13499]}}
Subestación | Point | 115.0 kV |  |  |  | n/d |  |  |  |  | OpenStreetMap | {"type":"Feature","properties":{},"geometry":{"type":"Point","coordinates":[-92.78701,17.45067]}}
Subestación | Point | 115.0 kV |  |  |  | n/d | industrial |  |  |  | OpenStreetMap | {"type":"Feature","properties":{},"geometry":{"type":"Point","coordinates":[-92.49048,17.88421]}}
Subestación | Point | 115.0 kV |  |  |  | n/d | distribution |  |  |  | OpenStreetMap | {"type":"Feature","properties":{},"geometry":{"type":"Point","coordinates":[-92.49326,17.8682]}}
Subestación | Point | 115.0 kV |  |  |  | n/d |  |  |  |  | OpenStreetMap | {"type":"Feature","properties":{},"geometry":{"type":"Point","coordinates":[-92.56886,16.31679]}}
Subestación | Point | 115.0 kV |  |  |  | n/d |  |  |  |  | OpenStreetMap | {"type":"Feature","properties":{},"geometry":{"type":"Point","coordinates":[-93.01963,16.68092]}}
Subestación | Point | 115.0 kV |  |  |  | n/d | distribution |  |  |  | OpenStreetMap | {"type":"Feature","properties":{},"geometry":{"type":"Point","coordinates":[-92.82759,16.07385]}}
Subestación | Point | 115.0 kV |  |  |  | n/d |  |  |  |  | OpenStreetMap | {"type":"Feature","properties":{},"geometry":{"type":"Point","coordinates":[-92.92199,16.88049]}}
Subestación | Point | 115.0 kV |  |  |  | n/d | distribution |  |  |  | OpenStreetMap | {"type":"Feature","properties":{},"geometry":{"type":"Point","coordinates":[-92.91012,16.99672]}}
Subestación | Point | 115.0 kV |  |  |  | n/d |  |  |  |  | OpenStreetMap | {"type":"Feature","properties":{},"geometry":{"type":"Point","coordinates":[-92.77528,16.55666]}}
Subestación | Point | 115.0 kV |  |  |  | n/d |  |  |  |  | OpenStreetMap | {"type":"Feature","properties":{},"geometry":{"type":"Point","coordinates":[-92.60067,16.73762]}}
Subestación | Point | 115.0 kV |  |  |  | n/d |  |  |  |  | OpenStreetMap | {"type":"Feature","properties":{},"geometry":{"type":"Point","coordinates":[-92.38433,15.30401]}}
Subestación | Point | 115.0 kV |  |  |  | n/d |  |  |  |  | OpenStreetMap | {"type":"Feature","properties":{},"geometry":{"type":"Point","coordinates":[-92.23673,15.36919]}}
Subestación | Point | 115.0 kV |  |  |  | n/d |  |  |  |  | OpenStreetMap | {"type":"Feature","properties":{},"geometry":{"type":"Point","coordinates":[-92.14587,15.6755]}}
Subestación | Point | 115.0 kV |  |  |  | n/d |  |  |  |  | OpenStreetMap | {"type":"Feature","properties":{},"geometry":{"type":"Point","coordinates":[-92.22684,15.02329]}}
S.E CIUDAD MIALGO | Point | 115.0 kV |  |  |  | Comisión Federal de Electricidad | distribution |  |  |  | OpenStreetMap | {"type":"Feature","properties":{},"geometry":{"type":"Point","coordinates":[-92.19019,14.63086]}}
HOTEL TAPACHULA | Point | 115.0 kV |  |  |  | Comisión Federal de Electricidad | transmission |  |  |  | OpenStreetMap | {"type":"Feature","properties":{},"geometry":{"type":"Point","coordinates":[-92.29086,14.87405]}}
Subestación | Point | 115.0 kV |  |  |  | n/d |  |  |  |  | OpenStreetMap | {"type":"Feature","properties":{},"geometry":{"type":"Point","coordinates":[-99.56521,16.76086]}}
Subestación | Point | 115.0 kV |  |  |  | n/d |  |  |  |  | OpenStreetMap | {"type":"Feature","properties":{},"geometry":{"type":"Point","coordinates":[-98.68691,17.25499]}}
Subestación | Point | 115.0 kV |  |  |  | n/d |  |  |  |  | OpenStreetMap | {"type":"Feature","properties":{},"geometry":{"type":"Point","coordinates":[-98.74462,16.89584]}}
Subestación Ayutla | Point | 115.0 kV |  |  |  | n/d |  |  |  |  | OpenStreetMap | {"type":"Feature","properties":{},"geometry":{"type":"Point","coordinates":[-99.09479,16.98556]}}
Subestación | Point | 115.0 kV |  |  |  | n/d |  |  |  |  | OpenStreetMap | {"type":"Feature","properties":{},"geometry":{"type":"Point","coordinates":[-99.24848,19.91351]}}
El Coco | Point | 115.0 kV |  |  |  | n/d | distribution |  |  |  | OpenStreetMap | {"type":"Feature","properties":{},"geometry":{"type":"Point","coordinates":[-98.84619,22.04434]}}
Libertad | Point | 115.0 kV |  |  |  | n/d | industrial |  |  |  | OpenStreetMap | {"type":"Feature","properties":{},"geometry":{"type":"Point","coordinates":[-99.53158,24.99663]}}
Subestación | Point | 115.0 kV |  |  |  | n/d | industrial |  |  |  | OpenStreetMap | {"type":"Feature","properties":{},"geometry":{"type":"Point","coordinates":[-94.37572,18.07633]}}
Moto Diesel Mexicana | Point | 115.0 kV |  |  |  | n/d | industrial |  |  |  | OpenStreetMap | {"type":"Feature","properties":{},"geometry":{"type":"Point","coordinates":[-102.28273,21.95058]}}
Margaritas | Point | 115.0 kV |  |  |  | n/d | distribution |  |  |  | OpenStreetMap | {"type":"Feature","properties":{},"geometry":{"type":"Point","coordinates":[-102.2821,21.95064]}}
Las Choapas 2 | Point | 115.0 kV |  |  |  | n/d |  |  |  |  | OpenStreetMap | {"type":"Feature","properties":{},"geometry":{"type":"Point","coordinates":[-94.09677,17.92895]}}
Subestación | Point | 115.0 kV |  |  |  | n/d |  |  |  |  | OpenStreetMap | {"type":"Feature","properties":{},"geometry":{"type":"Point","coordinates":[-94.19315,17.87258]}}
Infonavit | Point | 115.0 kV |  |  |  | n/d | distribution |  |  |  | OpenStreetMap | {"type":"Feature","properties":{},"geometry":{"type":"Point","coordinates":[-97.88093,22.27363]}}
Subestación | Point | 115.0 kV |  |  |  | n/d | industrial |  |  |  | OpenStreetMap | {"type":"Feature","properties":{},"geometry":{"type":"Point","coordinates":[-97.93388,22.45401]}}
Basf | Point | 115.0 kV |  |  |  | n/d | industrial |  |  |  | OpenStreetMap | {"type":"Feature","properties":{},"geometry":{"type":"Point","coordinates":[-97.88698,22.41741]}}
Rodríguez Clara | Point | 115.0 kV |  |  |  | n/d | distribution |  |  |  | OpenStreetMap | {"type":"Feature","properties":{},"geometry":{"type":"Point","coordinates":[-95.40738,18.03545]}}
Isla | Point | 115.0 kV |  |  |  | n/d | distribution |  |  |  | OpenStreetMap | {"type":"Feature","properties":{},"geometry":{"type":"Point","coordinates":[-95.5341,18.11567]}}
Loma Bonita 2 | Point | 115.0 kV |  |  |  | n/d | distribution |  |  |  | OpenStreetMap | {"type":"Feature","properties":{},"geometry":{"type":"Point","coordinates":[-95.88958,18.08297]}}
El Esfuerzo | Point | 115.0 kV |  |  |  | n/d | distribution |  |  |  | OpenStreetMap | {"type":"Feature","properties":{},"geometry":{"type":"Point","coordinates":[-97.45175,20.95758]}}
Bio Pappel Scribe | Point | 115.0 kV |  |  |  | n/d | industrial |  |  |  | OpenStreetMap | {"type":"Feature","properties":{},"geometry":{"type":"Point","coordinates":[-96.15721,18.25717]}}
Cervecería del Trópico | Point | 115.0 kV |  |  |  | n/d | industrial |  |  |  | OpenStreetMap | {"type":"Feature","properties":{},"geometry":{"type":"Point","coordinates":[-96.13611,18.07167]}}
Tuxtepec 2 | Point | 115.0 kV |  |  |  | n/d | distribution |  |  |  | OpenStreetMap | {"type":"Feature","properties":{},"geometry":{"type":"Point","coordinates":[-96.1366,18.06952]}}
Actopan | Point | 115.0 kV |  |  |  | n/d | distribution |  |  |  | OpenStreetMap | {"type":"Feature","properties":{},"geometry":{"type":"Point","coordinates":[-96.61463,19.51075]}}
Playa Vicente | Point | 115.0 kV |  |  |  | n/d | distribution |  |  |  | OpenStreetMap | {"type":"Feature","properties":{},"geometry":{"type":"Point","coordinates":[-95.82931,17.79619]}}
Emiliano Zapata | Point | 115.0 kV |  |  |  | n/d | distribution |  |  |  | OpenStreetMap | {"type":"Feature","properties":{},"geometry":{"type":"Point","coordinates":[-95.24265,17.77847]}}
Las Matas | Point | 115.0 kV |  |  |  | n/d | distribution |  |  |  | OpenStreetMap | {"type":"Feature","properties":{},"geometry":{"type":"Point","coordinates":[-94.52122,18.01398]}}
Fenoquimia | Point | 115.0 kV |  |  |  | n/d | industrial |  |  |  | OpenStreetMap | {"type":"Feature","properties":{},"geometry":{"type":"Point","coordinates":[-94.58597,18.01863]}}
Subestación | Point | 115.0 kV |  |  |  | n/d | industrial |  |  |  | OpenStreetMap | {"type":"Feature","properties":{},"geometry":{"type":"Point","coordinates":[-94.56057,18.00423]}}
La Guadalupe | Point | 115.0 kV |  |  |  | n/d | distribution |  |  |  | OpenStreetMap | {"type":"Feature","properties":{},"geometry":{"type":"Point","coordinates":[-96.88268,20.33658]}}
San Rafael 2 | Point | 115.0 kV |  |  |  | n/d | distribution |  |  |  | OpenStreetMap | {"type":"Feature","properties":{},"geometry":{"type":"Point","coordinates":[-96.91161,20.1733]}}
Subestación | Point | 115.0 kV |  |  |  | n/d | industrial |  |  |  | OpenStreetMap | {"type":"Feature","properties":{},"geometry":{"type":"Point","coordinates":[-100.73328,20.54075]}}
Subestación | Point | 115.0 kV |  |  |  | n/d | generation |  |  |  | OpenStreetMap | {"type":"Feature","properties":{},"geometry":{"type":"Point","coordinates":[-97.32271,19.55065]}}
Bravo 2 | Point | 115.0 kV |  |  |  | n/d | distribution |  |  |  | OpenStreetMap | {"type":"Feature","properties":{},"geometry":{"type":"Point","coordinates":[-100.00134,21.92939]}}
Subestación Tren Maya 4 | Point | 115.0 kV |  |  |  | Tren Maya | traction |  |  |  | OpenStreetMap | {"type":"Feature","properties":{},"geometry":{"type":"Point","coordinates":[-86.88787,20.9954]}}
Subestación Kimbilá | Point | 115.0 kV |  |  |  | Comisión Federal de Electricidad | transmission |  |  |  | OpenStreetMap | {"type":"Feature","properties":{},"geometry":{"type":"Point","coordinates":[-89.09692,20.93963]}}
Subestación Tren Maya 3 | Point | 115.0 kV |  |  |  | Tren Maya | traction |  |  |  | OpenStreetMap | {"type":"Feature","properties":{},"geometry":{"type":"Point","coordinates":[-87.48925,20.89774]}}
Subestación Uayma | Point | 115.0 kV |  |  |  | Comisión Federal de Electricidad | transmission |  |  |  | OpenStreetMap | {"type":"Feature","properties":{},"geometry":{"type":"Point","coordinates":[-88.32451,20.73406]}}
Suestación Elevadora PEP | Point | 115.0 kV |  |  |  | Energía Renovable de La Península | generation |  |  |  | OpenStreetMap | {"type":"Feature","properties":{},"geometry":{"type":"Point","coordinates":[-89.65285,21.23636]}}
Subestación Tren Maya 5 | Point | 115.0 kV |  |  |  | Tren Maya | traction |  |  |  | OpenStreetMap | {"type":"Feature","properties":{},"geometry":{"type":"Point","coordinates":[-87.37508,20.35608]}}
Arteaga | Point | 115.0 kV |  |  |  | n/d | distribution |  |  |  | OpenStreetMap | {"type":"Feature","properties":{},"geometry":{"type":"Point","coordinates":[-102.30656,18.36142]}}
Puerto Morelos | Point | 115.0 kV |  |  |  | n/d | distribution |  |  |  | OpenStreetMap | {"type":"Feature","properties":{},"geometry":{"type":"Point","coordinates":[-86.90434,20.84948]}}
León Malecón | Point | 115.0 kV |  |  |  | n/d | distribution |  |  |  | OpenStreetMap | {"type":"Feature","properties":{},"geometry":{"type":"Point","coordinates":[-101.67396,21.12906]}}
León Norte | Point | 115.0 kV |  |  |  | n/d | distribution |  |  |  | OpenStreetMap | {"type":"Feature","properties":{},"geometry":{"type":"Point","coordinates":[-101.68386,21.15254]}}
Subestación | Point | 115.0 kV |  |  |  | n/d |  |  |  |  | OpenStreetMap | {"type":"Feature","properties":{},"geometry":{"type":"Point","coordinates":[-99.36864,19.96811]}}
La Barra Norte | Point | 115.0 kV |  |  |  | n/d | industrial |  |  |  | OpenStreetMap | {"type":"Feature","properties":{},"geometry":{"type":"Point","coordinates":[-97.3151,20.97615]}}
La Barra | Point | 115.0 kV |  |  |  | n/d | distribution |  |  |  | OpenStreetMap | {"type":"Feature","properties":{},"geometry":{"type":"Point","coordinates":[-97.33316,21.01158]}}
Parque Piel | Point | 115.0 kV |  |  |  | n/d | distribution |  |  |  | OpenStreetMap | {"type":"Feature","properties":{},"geometry":{"type":"Point","coordinates":[-101.71121,21.08134]}}
Aventec | Point | 115.0 kV |  |  |  | n/d |  |  |  |  | OpenStreetMap | {"type":"Feature","properties":{},"geometry":{"type":"Point","coordinates":[-101.39439,20.89878]}}
USM | Point | 115.0 kV |  |  |  | n/d |  |  |  |  | OpenStreetMap | {"type":"Feature","properties":{},"geometry":{"type":"Point","coordinates":[-101.39228,20.89319]}}
America Axle | Point | 115.0 kV |  |  |  | n/d | industrial |  |  |  | OpenStreetMap | {"type":"Feature","properties":{},"geometry":{"type":"Point","coordinates":[-101.38865,20.8978]}}
Subestación | Point | 115.0 kV |  |  |  | n/d | industrial |  |  |  | OpenStreetMap | {"type":"Feature","properties":{},"geometry":{"type":"Point","coordinates":[-101.39365,20.90122]}}
Subestación | Point | 115.0 kV |  |  |  | n/d | industrial |  |  |  | OpenStreetMap | {"type":"Feature","properties":{},"geometry":{"type":"Point","coordinates":[-101.39661,20.90023]}}
Nucor Maniobras | Point | 115.0 kV |  |  |  | n/d |  |  |  |  | OpenStreetMap | {"type":"Feature","properties":{},"geometry":{"type":"Point","coordinates":[-101.39569,20.90025]}}
Subestación | Point | 115.0 kV |  |  |  | n/d |  |  |  |  | OpenStreetMap | {"type":"Feature","properties":{},"geometry":{"type":"Point","coordinates":[-102.84403,20.36408]}}
Coalcomán | Point | 115.0 kV |  |  |  | n/d | distribution |  |  |  | OpenStreetMap | {"type":"Feature","properties":{},"geometry":{"type":"Point","coordinates":[-103.19646,18.76171]}}
La Minita | Point | 115.0 kV |  |  |  | n/d | distribution |  |  |  | OpenStreetMap | {"type":"Feature","properties":{},"geometry":{"type":"Point","coordinates":[-103.28171,18.87112]}}
Trojes | Point | 115.0 kV |  |  |  | n/d | generation |  |  |  | OpenStreetMap | {"type":"Feature","properties":{},"geometry":{"type":"Point","coordinates":[-103.39798,18.96589]}}
Nueva Estancita | Point | 115.0 kV |  |  |  | n/d | distribution |  |  |  | OpenStreetMap | {"type":"Feature","properties":{},"geometry":{"type":"Point","coordinates":[-104.01313,20.76464]}}
Valle Alto | Point | 115.0 kV |  |  |  | n/d | distribution |  |  |  | OpenStreetMap | {"type":"Feature","properties":{},"geometry":{"type":"Point","coordinates":[-99.00113,22.01531]}}
Museo | Point | 115.0 kV |  |  |  | n/d | distribution |  |  |  | OpenStreetMap | {"type":"Feature","properties":{},"geometry":{"type":"Point","coordinates":[-99.02207,21.97074]}}
Cementos Anáhuac | Point | 115.0 kV |  |  |  | n/d | industrial |  |  |  | OpenStreetMap | {"type":"Feature","properties":{},"geometry":{"type":"Point","coordinates":[-98.86837,22.04498]}}
Villa de Santiago | Point | 115.0 kV |  |  |  | n/d | distribution |  |  |  | OpenStreetMap | {"type":"Feature","properties":{},"geometry":{"type":"Point","coordinates":[-100.14863,25.42955]}}
Allende | Point | 115.0 kV |  |  |  | n/d | distribution |  |  |  | OpenStreetMap | {"type":"Feature","properties":{},"geometry":{"type":"Point","coordinates":[-100.02475,25.27747]}}
Montemorelos | Point | 115.0 kV |  |  |  | n/d | distribution |  |  |  | OpenStreetMap | {"type":"Feature","properties":{},"geometry":{"type":"Point","coordinates":[-99.84102,25.18468]}}
Rayón | Point | 115.0 kV |  |  |  | n/d | distribution |  |  |  | OpenStreetMap | {"type":"Feature","properties":{},"geometry":{"type":"Point","coordinates":[-99.62767,21.86069]}}
Nicté-Ha | Point | 115.0 kV |  |  |  | n/d | distribution |  |  |  | OpenStreetMap | {"type":"Feature","properties":{},"geometry":{"type":"Point","coordinates":[-86.82223,21.02686]}}
Pozo Raney | Point | 115.0 kV |  |  |  | n/d | distribution |  |  |  | OpenStreetMap | {"type":"Feature","properties":{},"geometry":{"type":"Point","coordinates":[-99.63389,16.83743]}}
Cruz de ataque | Point | 115.0 kV |  |  |  | n/d | distribution |  |  |  | OpenStreetMap | {"type":"Feature","properties":{},"geometry":{"type":"Point","coordinates":[-98.3416,20.2704]}}
Ixhuatlán | Point | 115.0 kV |  |  |  | n/d | distribution |  |  |  | OpenStreetMap | {"type":"Feature","properties":{},"geometry":{"type":"Point","coordinates":[-98.01062,20.72245]}}
Ébano | Point | 115.0 kV |  |  |  | n/d | distribution |  |  |  | OpenStreetMap | {"type":"Feature","properties":{},"geometry":{"type":"Point","coordinates":[-98.40612,22.20333]}}
Subestación | Point | 115.0 kV |  |  |  | n/d |  |  |  |  | OpenStreetMap | {"type":"Feature","properties":{},"geometry":{"type":"Point","coordinates":[-98.48983,22.23489]}}
Lindavista 2 | Point | 115.0 kV |  |  |  | n/d | distribution |  |  |  | OpenStreetMap | {"type":"Feature","properties":{},"geometry":{"type":"Point","coordinates":[-97.82954,22.19654]}}
Bismark | Point | 115.0 kV |  |  |  | n/d | industrial |  |  |  | OpenStreetMap | {"type":"Feature","properties":{},"geometry":{"type":"Point","coordinates":[-107.59155,31.23734]}}
Subestación Tereftalatos | Point | 115.0 kV |  |  |  | n/d | industrial;generation |  |  |  | OpenStreetMap | {"type":"Feature","properties":{},"geometry":{"type":"Point","coordinates":[-94.59773,18.03892]}}
Subestación | Point | 115.0 kV |  |  |  | n/d | industrial |  |  |  | OpenStreetMap | {"type":"Feature","properties":{},"geometry":{"type":"Point","coordinates":[-100.56262,25.76231]}}
Palmas | Point | 115.0 kV |  |  |  | n/d |  |  |  |  | OpenStreetMap | {"type":"Feature","properties":{},"geometry":{"type":"Point","coordinates":[-97.45791,20.54715]}}
Buena Vista | Point | 115.0 kV |  |  |  | n/d | distribution |  |  |  | OpenStreetMap | {"type":"Feature","properties":{},"geometry":{"type":"Point","coordinates":[-97.52168,20.67268]}}
Humedades | Point | 115.0 kV |  |  |  | n/d | distribution |  |  |  | OpenStreetMap | {"type":"Feature","properties":{},"geometry":{"type":"Point","coordinates":[-99.18385,20.45326]}}
Subestación | Point | 115.0 kV |  |  |  | n/d | distribution |  |  |  | OpenStreetMap | {"type":"Feature","properties":{},"geometry":{"type":"Point","coordinates":[-99.3344,20.68613]}}
Subestación | Point | 115.0 kV |  |  |  | n/d | distribution |  |  |  | OpenStreetMap | {"type":"Feature","properties":{},"geometry":{"type":"Point","coordinates":[-98.98579,22.75113]}}
Subestación Nestlé | Point | 115.0 kV |  |  |  | n/d | industrial |  |  |  | OpenStreetMap | {"type":"Feature","properties":{},"geometry":{"type":"Point","coordinates":[-96.274,19.17283]}}
Salitrillos | Point | 115.0 kV |  |  |  | n/d | industrial |  |  |  | OpenStreetMap | {"type":"Feature","properties":{},"geometry":{"type":"Point","coordinates":[-99.71751,25.08834]}}
Cerro Prieto | Point | 115.0 kV |  |  |  | n/d | industrial |  |  |  | OpenStreetMap | {"type":"Feature","properties":{},"geometry":{"type":"Point","coordinates":[-99.39461,24.94496]}}
Proteinas El Calvario | Point | 115.0 kV |  |  |  | n/d | industrial |  |  |  | OpenStreetMap | {"type":"Feature","properties":{},"geometry":{"type":"Point","coordinates":[-97.33174,18.41749]}}
Peñitas 2 | Point | 115.0 kV |  |  |  | n/d |  |  |  |  | OpenStreetMap | {"type":"Feature","properties":{},"geometry":{"type":"Point","coordinates":[-93.46472,17.44551]}}
Aluprint | Point | 115.0 kV |  |  |  | n/d | industrial |  |  |  | OpenStreetMap | {"type":"Feature","properties":{},"geometry":{"type":"Point","coordinates":[-100.9055,22.10079]}}
Idesa | Point | 115.0 kV |  |  |  | n/d | industrial |  |  |  | OpenStreetMap | {"type":"Feature","properties":{},"geometry":{"type":"Point","coordinates":[-94.37066,18.13088]}}
Vistamar | Point | 115.0 kV |  |  |  | n/d | distribution |  |  |  | OpenStreetMap | {"type":"Feature","properties":{},"geometry":{"type":"Point","coordinates":[-94.47064,18.14011]}}
Pajaritos 2 | Point | 115.0 kV |  |  |  | n/d |  |  |  |  | OpenStreetMap | {"type":"Feature","properties":{},"geometry":{"type":"Point","coordinates":[-94.39056,18.10704]}}
Subestación | Point | 115.0 kV |  |  |  | n/d |  |  |  |  | OpenStreetMap | {"type":"Feature","properties":{},"geometry":{"type":"Point","coordinates":[-106.68212,31.76789]}}
Subestación | Point | 115.0 kV |  |  |  | n/d | industrial |  |  |  | OpenStreetMap | {"type":"Feature","properties":{},"geometry":{"type":"Point","coordinates":[-99.71224,25.58845]}}
Subestación Sian Ka'An | Point | 115.0 kV |  |  |  | Comisión Federal de Electricidad | transmission |  |  |  | OpenStreetMap | {"type":"Feature","properties":{},"geometry":{"type":"Point","coordinates":[-88.00238,19.63567]}}
Subestación Tren Maya 7 | Point | 115.0 kV |  |  |  | Tren Maya | traction |  |  |  | OpenStreetMap | {"type":"Feature","properties":{},"geometry":{"type":"Point","coordinates":[-88.22453,18.90364]}}
Subestación El Tintal | Point | 115.0 kV |  |  |  | Comisión Federal de Electricidad | transmission |  |  |  | OpenStreetMap | {"type":"Feature","properties":{},"geometry":{"type":"Point","coordinates":[-87.48991,20.89763]}}
Subestación Tren Maya 2 | Point | 115.0 kV |  |  |  | Tren Maya | traction |  |  |  | OpenStreetMap | {"type":"Feature","properties":{},"geometry":{"type":"Point","coordinates":[-88.32516,20.73392]}}
Subestación Chemuyil | Point | 115.0 kV |  |  |  | Comisión Federal de Electricidad | transmission |  |  |  | OpenStreetMap | {"type":"Feature","properties":{},"geometry":{"type":"Point","coordinates":[-87.37449,20.35577]}}
Subestación Buenavista | Point | 115.0 kV |  |  |  | Comisión Federal de Electricidad | transmission |  |  |  | OpenStreetMap | {"type":"Feature","properties":{},"geometry":{"type":"Point","coordinates":[-88.22495,18.90314]}}
Subestación Tren Maya 6 | Point | 115.0 kV |  |  |  | Tren Maya | traction |  |  |  | OpenStreetMap | {"type":"Feature","properties":{},"geometry":{"type":"Point","coordinates":[-88.00198,19.63618]}}
Subestación Petempich | Point | 115.0 kV |  |  |  | Comisión Federal de Electricidad | transmission |  |  |  | OpenStreetMap | {"type":"Feature","properties":{},"geometry":{"type":"Point","coordinates":[-86.88765,20.99475]}}
Subestación Tren Maya 1 | Point | 115.0 kV |  |  |  | Tren Maya | traction |  |  |  | OpenStreetMap | {"type":"Feature","properties":{},"geometry":{"type":"Point","coordinates":[-89.09644,20.94021]}}
Subestación Pemex | Point | 115.0 kV |  |  |  | n/d | industrial |  |  |  | OpenStreetMap | {"type":"Feature","properties":{},"geometry":{"type":"Point","coordinates":[-98.48005,26.01272]}}
Subestación | Point | 115.0 kV |  |  |  | Comisión Federal de Electricidad | distribution |  |  |  | OpenStreetMap | {"type":"Feature","properties":{},"geometry":{"type":"Point","coordinates":[-86.87066,21.14333]}}
Subestación Guacamayas | Point | 115.0 kV |  |  |  | Comisión Federal de Electricidad | distribution |  |  |  | OpenStreetMap | {"type":"Feature","properties":{},"geometry":{"type":"Point","coordinates":[-102.20337,18.02612]}}
Subestación El Jícaro | Point | 115.0 kV |  |  |  | Comisión Federal de Electricidad | distribution |  |  |  | OpenStreetMap | {"type":"Feature","properties":{},"geometry":{"type":"Point","coordinates":[-96.24734,18.53456]}}
Subestación Cementos Cruz Azul | Point | 115.0 kV |  |  |  | n/d | industrial |  |  |  | OpenStreetMap | {"type":"Feature","properties":{},"geometry":{"type":"Point","coordinates":[-95.06968,16.80221]}}
Subestación Akbal | Point | 115.0 kV |  |  |  | Comisión Federal de Electricidad | distribution |  |  |  | OpenStreetMap | {"type":"Feature","properties":{},"geometry":{"type":"Point","coordinates":[-87.51757,20.19776]}}
Subestación | Point | 115.0 kV |  |  |  | n/d | industrial |  |  |  | OpenStreetMap | {"type":"Feature","properties":{},"geometry":{"type":"Point","coordinates":[-100.23556,20.53593]}}
Subestación | Point | 115.0 kV |  |  |  | n/d |  |  |  |  | OpenStreetMap | {"type":"Feature","properties":{},"geometry":{"type":"Point","coordinates":[-100.23893,20.53482]}}
Subestación | Point | 115.0 kV |  |  |  | n/d | industrial |  |  |  | OpenStreetMap | {"type":"Feature","properties":{},"geometry":{"type":"Point","coordinates":[-100.19976,20.58505]}}
Subestación | Point | 115.0 kV |  |  |  | n/d | industrial |  |  |  | OpenStreetMap | {"type":"Feature","properties":{},"geometry":{"type":"Point","coordinates":[-100.94212,20.51391]}}
Subestación | Point | 115.0 kV |  |  |  | n/d | industrial |  |  |  | OpenStreetMap | {"type":"Feature","properties":{},"geometry":{"type":"Point","coordinates":[-95.04859,17.20933]}}
Subestación | Point | 115.0 kV |  |  |  | n/d | industrial |  |  |  | OpenStreetMap | {"type":"Feature","properties":{},"geometry":{"type":"Point","coordinates":[-100.40441,20.90223]}}
Subestación Valle Poniente | Point | 115.0 kV |  |  |  | Comisión Federal de Electricidad |  |  |  |  | OpenStreetMap | {"type":"Feature","properties":{},"geometry":{"type":"Point","coordinates":[-100.43621,25.65618]}}
Subestación | Point | 115.0 kV |  |  |  | n/d |  |  |  |  | OpenStreetMap | {"type":"Feature","properties":{},"geometry":{"type":"Point","coordinates":[-100.31214,25.8961]}}
Subestación | Point | 115.0 kV |  |  |  | n/d | industrial |  |  |  | OpenStreetMap | {"type":"Feature","properties":{},"geometry":{"type":"Point","coordinates":[-106.08706,28.68728]}}
San Rafael | Point | 115.0 kV |  |  |  | n/d | generation |  |  |  | OpenStreetMap | {"type":"Feature","properties":{},"geometry":{"type":"Point","coordinates":[-104.88951,21.78196]}}
Bugambilias | Point | 115.0 kV |  |  |  | Comisión Federal de Electricidad | distribution |  |  |  | OpenStreetMap | {"type":"Feature","properties":{},"geometry":{"type":"Point","coordinates":[-98.22476,18.99864]}}
Cuchiapa 2 | Point | 115.0 kV |  |  |  | n/d |  |  |  |  | OpenStreetMap | {"type":"Feature","properties":{},"geometry":{"type":"Point","coordinates":[-94.30109,17.9412]}}
Aeropuerto | Point | 115.0 kV |  |  |  | n/d | distribution |  |  |  | OpenStreetMap | {"type":"Feature","properties":{},"geometry":{"type":"Point","coordinates":[-96.21567,19.13569]}}
Tamarindo 2 | Point | 115.0 kV |  |  |  | Comisión Federal de Electricidad | distribution |  |  |  | OpenStreetMap | {"type":"Feature","properties":{},"geometry":{"type":"Point","coordinates":[-96.48346,19.33944]}}
Línea 69.0 kV | LineString | 69.0 kV |  |  |  | CFE |  |  |  |  | OpenStreetMap | {"type":"Feature","properties":{},"geometry":{"type":"LineString","coordinates":[[-115.66752,32.651],[-115.6678,32.65088],[-115.67099,32.65022],[-115.67494,32.64941],[-115.67919,32.64859],[-115.68381,32.64761],[-115.68784,32.64675]]}}
Línea 85.0 kV | LineString | 85.0 kV | 2 |  |  | CFE |  |  |  |  | OpenStreetMap | {"type":"Feature","properties":{},"geometry":{"type":"LineString","coordinates":[[-98.98892,19.41186],[-98.98974,19.41288],[-98.99067,19.41413],[-98.99259,19.41463],[-98.99452,19.41513],[-98.99623,19.41556],[-98.9981,19.41604],[-99.0,19.41654],[-99.00171,19.41698],[-99.00279,19.41725]]}}
Línea 85.0 kV | LineString | 85.0 kV | 2 |  |  | CFE |  |  |  |  | OpenStreetMap | {"type":"Feature","properties":{},"geometry":{"type":"LineString","coordinates":[[-98.98892,19.41186],[-98.98753,19.41017],[-98.98679,19.4089],[-98.98606,19.40763],[-98.98532,19.40638],[-98.98458,19.40511],[-98.98385,19.40384],[-98.9831,19.40253],[-98.98249,19.40149],[-98.98163,19.40002],[-98.97974,19.39676],[-98.97856,19.3947],[-98.97663,19.39575],[-98.97661,19.39633]]}}
Línea 85.0 kV | LineString | 85.0 kV | 2 |  |  | CFE |  |  |  |  | OpenStreetMap | {"type":"Feature","properties":{},"geometry":{"type":"LineString","coordinates":[[-98.97221,19.35303],[-98.97126,19.35449],[-98.97028,19.35603],[-98.96929,19.35759],[-98.96854,19.35874],[-98.96766,19.36014],[-98.96721,19.36082]]}}
Línea 85.0 kV | LineString | 85.0 kV | 2 |  |  | CFE |  |  |  |  | OpenStreetMap | {"type":"Feature","properties":{},"geometry":{"type":"LineString","coordinates":[[-98.75927,20.11736],[-98.75696,20.11632],[-98.75435,20.11556],[-98.75189,20.11486],[-98.7495,20.11419],[-98.74756,20.11363],[-98.74488,20.1129],[-98.74193,20.11208],[-98.73919,20.1113],[-98.73764,20.11088],[-98.73542,20.11094],[-98.73212,20.11106],[-98.72898,20.11118],[-98.72651,20.11127],[-98.72395,20.11135],[-98.72111,20.11145],[-98.71856,20.11154],[-98.71609,20.1116],[-98.71343,20.1117],[-98.71054,20.11182],[-98.70833,20.1119],[-98.70558,20.11197],[-98.70391,20.1123],[-98.70165,20.11272],[-98.69867,20.1133],[-98.69599,20.11376],[-98.69427,20.11383]]}}
Línea 85.0 kV | LineString | 85.0 kV | 2 |  |  | CFE |  |  |  |  | OpenStreetMap | {"type":"Feature","properties":{},"geometry":{"type":"LineString","coordinates":[[-99.18406,19.61453],[-99.18259,19.61367],[-99.18115,19.61277]]}}
Línea 85.0 kV | LineString | 85.0 kV | 2 |  |  | CFE |  |  |  |  | OpenStreetMap | {"type":"Feature","properties":{},"geometry":{"type":"LineString","coordinates":[[-98.89017,19.24208],[-98.89045,19.24177],[-98.89095,19.24217],[-98.89218,19.24311],[-98.8941,19.24458],[-98.89595,19.2458],[-98.90081,19.24896],[-98.90311,19.25055],[-98.90435,19.25182],[-98.90611,19.2538],[-98.90785,19.25576],[-98.90957,19.25765],[-98.91138,19.25968],[-98.91298,19.26154],[-98.91492,19.26369],[-98.91695,19.26598],[-98.91894,19.26818],[-98.92088,19.27037],[-98.92281,19.27258],[-98.92485,19.27486],[-98.92685,19.27709],[-98.92883,19.27933],[-98.93282,19.28382],[-98.93451,19.28569],[-98.93619,19.2876],[-98.93816,19.28979],[-98.94216,19.29429],[-98.94384,19.29617],[-98.94551,19.29805],[-98.95077,19.30396],[-98.95109,19.30367]]}}
Línea 85.0 kV | LineString | 85.0 kV |  |  |  | CFE |  |  |  |  | OpenStreetMap | {"type":"Feature","properties":{},"geometry":{"type":"LineString","coordinates":[[-98.30203,19.9799],[-98.30256,19.97963],[-98.30302,19.97945]]}}
Línea 85.0 kV | LineString | 85.0 kV |  |  |  | CFE |  |  |  |  | OpenStreetMap | {"type":"Feature","properties":{},"geometry":{"type":"LineString","coordinates":[[-98.30213,19.98004],[-98.30264,19.97978],[-98.30302,19.97945]]}}
Línea 85.0 kV | LineString | 85.0 kV | 2 |  |  | CFE |  |  |  |  | OpenStreetMap | {"type":"Feature","properties":{},"geometry":{"type":"LineString","coordinates":[[-98.30285,19.98092],[-98.30028,19.98223],[-98.29978,19.98137],[-98.29851,19.98214],[-98.29747,19.98277],[-98.29628,19.98352],[-98.29511,19.98424],[-98.29402,19.9849],[-98.29232,19.98595],[-98.2917,19.98633],[-98.29043,19.9871],[-98.28929,19.9878],[-98.28812,19.98851],[-98.287,19.9892],[-98.28524,19.99026],[-98.28458,19.99063],[-98.2839,19.99092],[-98.28265,19.99145],[-98.28194,19.99172],[-98.28089,19.99211],[-98.27909,19.99278],[-98.27775,19.99327],[-98.27656,19.99371],[-98.27534,19.99416],[-98.27412,19.99461],[-98.27292,19.99506],[-98.2719,19.99543],[-98.27127,19.99567],[-98.27036,19.996],[-98.26952,19.99631],[-98.26904,19.99649],[-98.2683,19.99676],[-98.26713,19.99719],[-98.26576,19.9977],[-98.26441,19.9982],[-98.26304,19.9987],[-98.26168,19.99919],[-98.26034,19.99968],[-98.259,20.00017],[-98.25784,20.0006],[-98.25676,20.00099],[-98.2554,20.0015],[-98.25406,20.00199],[-98.2527,20.00249],[-98.25145,20.00295],[-98.25037,20.00334],[-98.24933,20.00379],[-98.24807,20.00441],[-98.2469,20.00505],[-98.24591,20.00558],[-98.24484,20.00614],[-98.24358,20.00681],[-98.24235,20.00746],[-98.24112,20.00811],[-98.24005,20.00868],[-98.23899,20.00924],[-98.2378,20.00987],[-98.23668,20.01046],[-98.23566,20.01101],[-98.2349,20.01141],[-98.23335,20.01223],[-98.23191,20.01299],[-98.23061,20.01368],[-98.22933,20.01436],[-98.22807,20.01503],[-98.22721,20.01549],[-98.22594,20.01616],[-98.22481,20.01676],[-98.22366,20.01737],[-98.22259,20.01794],[-98.22158,20.01846],[-98.22007,20.01926],[-98.21803,20.02035],[-98.21654,20.02114],[-98.21532,20.0218],[-98.2141,20.02243],[-98.2129,20.02306],[-98.21187,20.0236],[-98.21081,20.02416],[-98.20965,20.02478],[-98.20864,20.02532],[-98.20704,20.02617],[-98.20621,20.02662],[-98.20504,20.02724],[-98.20406,20.02776],[-98.20279,20.02844],[-98.20151,20.02912],[-98.20025,20.02979],[-98.19947,20.03021],[-98.19862,20.03067],[-98.19763,20.0312],[-98.19673,20.03168],[-98.19593,20.03209],[-98.19518,20.03249],[-98.19389,20.03316],[-98.19257,20.03385],[-98.19132,20.03458],[-98.19006,20.03531],[-98.18899,20.03596],[-98.18794,20.03663],[-98.18713,20.03723],[-98.18618,20.03793],[-98.18545,20.03846],[-98.18476,20.03904],[-98.18358,20.04001],[-98.18302,20.04051],[-98.18252,20.04098],[-98.18138,20.04205],[-98.18037,20.04301],[-98.17937,20.04399],[-98.1784,20.04495],[-98.1774,20.04593],[-98.1764,20.04691],[-98.1755,20.04779],[-98.17467,20.04861],[-98.17377,20.0495],[-98.17273,20.05053],[-98.17228,20.05097],[-98.17125,20.05199],[-98.17029,20.05293],[-98.16935,20.05386],[-98.16841,20.05478],[-98.16742,20.05576],[-98.16649,20.05667],[-98.16552,20.05762],[-98.16455,20.05857],[-98.16345,20.05964],[-98.1625,20.06056],[-98.1615,20.06156],[-98.16037,20.06268],[-98.15928,20.06376],[-98.15863,20.06441],[-98.15792,20.0651],[-98.15701,20.06599],[-98.15616,20.06685],[-98.15506,20.06792],[-98.15422,20.06873],[-98.15323,20.06969],[-98.15219,20.07072],[-98.15114,20.07176],[-98.15007,20.07281],[-98.14902,20.07384],[-98.14801,20.07484],[-98.147,20.07584],[-98.14598,20.07684],[-98.14498,20.07782],[-98.14395,20.07885],[-98.14292,20.07987],[-98.14193,20.08085],[-98.14095,20.08182],[-98.13992,20.0828],[-98.1389,20.08382],[-98.13787,20.08483],[-98.13687,20.08583],[-98.13582,20.08677],[-98.13469,20.08781],[-98.13386,20.08848],[-98.13326,20.08902],[-98.13224,20.08993],[-98.13121,20.09082],[-98.13021,20.09169],[-98.12921,20.0926],[-98.12861,20.09315],[-98.12715,20.09435],[-98.12613,20.0952],[-98.12509,20.0961],[-98.12407,20.09699],[-98.12305,20.09788],[-98.12212,20.09869],[-98.12123,20.09946],[-98.12034,20.10023],[-98.11946,20.101],[-98.11856,20.10179],[-98.11765,20.10256],[-98.11675,20.10332],[-98.11579,20.10414],[-98.11492,20.10489],[-98.11408,20.10562],[-98.11323,20.10636],[-98.11211,20.10731],[-98.11105,20.10825],[-98.11021,20.10898],[-98.1094,20.10967],[-98.10853,20.11042],[-98.10716,20.11161],[-98.10615,20.11257],[-98.10535,20.11341],[-98.10441,20.11479],[-98.1037,20.11579],[-98.10334,20.11651],[-98.10286,20.1175],[-98.10252,20.11852],[-98.10211,20.11977],[-98.10176,20.12088],[-98.1014,20.12199],[-98.10095,20.12344],[-98.10055,20.1247],[-98.10031,20.12545],[-98.09987,20.12684],[-98.09956,20.12782],[-98.09922,20.12889],[-98.09882,20.13018],[-98.09849,20.13122],[-98.09815,20.1323],[-98.09783,20.13329],[-98.0974,20.13468],[-98.09713,20.13558],[-98.09665,20.13715],[-98.09631,20.13828],[-98.09588,20.13968],[-98.09532,20.14132],[-98.09466,20.14297],[-98.0938,20.14457],[-98.09311,20.14568],[-98.09244,20.14675],[-98.09189,20.14756],[-98.09128,20.14846],[-98.09073,20.14928],[-98.0899,20.15047],[-98.08902,20.15176],[-98.08844,20.15262],[-98.08801,20.15332],[-98.08757,20.15405],[-98.0872,20.1549],[-98.08699,20.15548],[-98.08666,20.15648],[-98.08625,20.15773],[-98.08601,20.15853],[-98.08573,20.15922],[-98.08523,20.16043],[-98.0848,20.16116],[-98.0843,20.16203],[-98.08392,20.16268],[-98.08323,20.16363],[-98.08261,20.16451],[-98.08085,20.1661],[-98.07918,20.16818],[-98.07761,20.16926],[-98.07555,20.17019],[-98.07364,20.17097],[-98.07082,20.17221],[-98.06599,20.174],[-98.06244,20.17551],[-98.06141,20.1759],[-98.06086,20.17612],[-98.05881,20.17693],[-98.05584,20.17811],[-98.05412,20.17885],[-98.05306,20.17934],[-98.05211,20.1799],[-98.05116,20.18047],[-98.05021,20.18113],[-98.04881,20.18246],[-98.04816,20.18312],[-98.0473,20.18389],[-98.04647,20.18463],[-98.04454,20.18636],[-98.04348,20.1873],[-98.04205,20.18824],[-98.03932,20.19006],[-98.03774,20.19075],[-98.03624,20.19118],[-98.03452,20.19139],[-98.02939,20.19196],[-98.02805,20.19237],[-98.02616,20.1935],[-98.02517,20.19464],[-98.02396,20.19591],[-98.02206,20.19753],[-98.02106,20.19906],[-98.01864,20.20287],[-98.01612,20.20523],[-98.01479,20.20631],[-98.0136,20.20731],[-98.01153,20.2084],[-98.00875,20.20915],[-98.00617,20.20969],[-98.00386,20.21028],[-98.00129,20.21102],[-98.00003,20.21139],[-97.99875,20.21175],[-97.99746,20.21216],[-97.99645,20.21247],[-97.99578,20.21267],[-97.99508,20.21301]]}}
Línea 85.0 kV | LineString | 85.0 kV | 1 |  |  | CFE |  |  |  |  | OpenStreetMap | {"type":"Feature","properties":{},"geometry":{"type":"LineString","coordinates":[[-98.303,19.98095],[-98.30112,19.98195],[-98.30219,19.98301],[-98.30281,19.98363],[-98.30475,19.98555],[-98.30616,19.98693],[-98.30744,19.98822],[-98.30884,19.9896],[-98.31021,19.99094],[-98.31155,19.99228],[-98.31299,19.99371],[-98.31417,19.99489],[-98.31514,19.99584],[-98.31747,19.99815],[-98.31868,19.99935],[-98.32106,20.0017],[-98.32215,20.00279],[-98.32382,20.00388],[-98.32552,20.00499],[-98.32731,20.00615],[-98.33046,20.00821],[-98.33227,20.00938],[-98.33392,20.01045],[-98.33543,20.01144],[-98.33697,20.01243],[-98.33928,20.01394],[-98.34063,20.01482],[-98.3422,20.01584],[-98.34646,20.01861],[-98.34839,20.01988],[-98.35117,20.02168],[-98.35355,20.02316],[-98.35496,20.02403],[-98.35648,20.02497],[-98.35824,20.02606],[-98.3598,20.02703],[-98.36142,20.02803],[-98.36302,20.02909],[-98.36463,20.03015],[-98.3663,20.03126],[-98.36784,20.03227],[-98.36951,20.03337],[-98.37138,20.0346],[-98.37305,20.03571],[-98.3769,20.03829],[-98.37799,20.039],[-98.37978,20.04018],[-98.38133,20.04121],[-98.38263,20.04206],[-98.38419,20.04309],[-98.38579,20.04415],[-98.38734,20.04517],[-98.39066,20.04737],[-98.39387,20.04948],[-98.39947,20.05318],[-98.40292,20.05548],[-98.40461,20.05658],[-98.40634,20.05776],[-98.40788,20.05872],[-98.40956,20.05982],[-98.41125,20.06094],[-98.41287,20.06202],[-98.41405,20.06278],[-98.41629,20.06426],[-98.41788,20.06532],[-98.41912,20.06612],[-98.41953,20.0665]]}}
Línea 85.0 kV | LineString | 85.0 kV | 1 |  |  | CFE |  |  |  |  | OpenStreetMap | {"type":"Feature","properties":{},"geometry":{"type":"LineString","coordinates":[[-98.76877,19.15149],[-98.76893,19.15169],[-98.77012,19.15318],[-98.77164,19.15499],[-98.77309,19.15668],[-98.77434,19.15817],[-98.7747,19.16008],[-98.77513,19.16246],[-98.77549,19.16466],[-98.77597,19.16703],[-98.77646,19.16969],[-98.77694,19.17202],[-98.77733,19.17433],[-98.77772,19.17633],[-98.77817,19.17894],[-98.77749,19.17973],[-98.776,19.18143],[-98.77436,19.18332],[-98.77266,19.18527],[-98.77086,19.18735],[-98.76903,19.18944],[-98.76739,19.19131],[-98.76539,19.19362],[-98.76294,19.19641],[-98.76127,19.19833],[-98.75892,19.20104],[-98.75719,19.20305],[-98.75485,19.2058]]}}
Línea 85.0 kV | LineString | 85.0 kV | 1 |  |  | CFE |  |  |  |  | OpenStreetMap | {"type":"Feature","properties":{},"geometry":{"type":"LineString","coordinates":[[-99.20061,19.65694],[-99.20101,19.65828]]}}
Línea 85.0 kV | LineString | 85.0 kV | 2 |  |  | CFE |  |  |  |  | OpenStreetMap | {"type":"Feature","properties":{},"geometry":{"type":"LineString","coordinates":[[-99.10268,19.95666],[-99.10306,19.95615],[-99.10544,19.95635],[-99.10823,19.95657],[-99.11082,19.9568],[-99.11271,19.95696],[-99.1169,19.95729],[-99.11962,19.9575],[-99.12293,19.95781],[-99.12556,19.95798],[-99.13021,19.95837],[-99.13307,19.95861],[-99.13594,19.9588],[-99.13898,19.95907],[-99.14169,19.9593],[-99.14392,19.95949],[-99.14696,19.95971],[-99.14956,19.95991],[-99.15134,19.96005],[-99.15405,19.96028],[-99.15649,19.96046],[-99.15948,19.96069],[-99.16249,19.96099],[-99.16548,19.96126],[-99.17067,19.96158],[-99.17331,19.96178],[-99.17663,19.96208],[-99.17847,19.96223]]}}
Línea 85.0 kV | LineString | 85.0 kV | 1 |  |  | CFE |  |  |  |  | OpenStreetMap | {"type":"Feature","properties":{},"geometry":{"type":"LineString","coordinates":[[-99.05332,19.398],[-99.05321,19.39821],[-99.05297,19.39851]]}}
Línea 85.0 kV | LineString | 85.0 kV | 2 |  |  | CFE |  |  |  |  | OpenStreetMap | {"type":"Feature","properties":{},"geometry":{"type":"LineString","coordinates":[[-99.18456,19.65337],[-99.1856,19.65328],[-99.18679,19.65294],[-99.18826,19.65307],[-99.18988,19.65322],[-99.19155,19.65387],[-99.19322,19.65447],[-99.19437,19.65451],[-99.19588,19.65456],[-99.19697,19.65589],[-99.19892,19.65644],[-99.20061,19.65694],[-99.20246,19.6575]]}}
Línea 85.0 kV | LineString | 85.0 kV | 2 |  |  | CFE |  |  |  |  | OpenStreetMap | {"type":"Feature","properties":{},"geometry":{"type":"LineString","coordinates":[[-98.88966,19.24203],[-98.88946,19.24249],[-98.88877,19.24233],[-98.88924,19.23951],[-98.88824,19.2375],[-98.8872,19.23547],[-98.88618,19.23345],[-98.88516,19.23135],[-98.88413,19.22935],[-98.88315,19.22736],[-98.88212,19.22529],[-98.88104,19.22319],[-98.88043,19.22102],[-98.87987,19.219],[-98.87936,19.21709],[-98.87874,19.21494],[-98.87814,19.21272],[-98.87762,19.21055],[-98.87701,19.20832],[-98.87639,19.20614],[-98.87578,19.20393],[-98.87515,19.20174],[-98.87457,19.1996],[-98.87393,19.19736],[-98.87333,19.1952],[-98.87307,19.19298],[-98.87278,19.19074],[-98.87248,19.18849],[-98.87221,19.18627],[-98.87196,19.18433],[-98.87083,19.1834],[-98.86919,19.18151],[-98.8676,19.17967],[-98.86701,19.17741],[-98.8664,19.17533],[-98.86586,19.17341],[-98.86499,19.17176],[-98.86418,19.17015],[-98.86333,19.16852],[-98.86147,19.16698],[-98.8599,19.16566],[-98.85813,19.16416],[-98.8566,19.16288],[-98.8551,19.16162],[-98.8533,19.16009],[-98.85149,19.15859],[-98.85,19.15733],[-98.84823,19.15586],[-98.84654,19.15441],[-98.84471,19.15288],[-98.8428,19.15142],[-98.84096,19.15001],[-98.83904,19.14858],[-98.83758,19.14748],[-98.83594,19.14618],[-98.83416,19.14488],[-98.83263,19.1437],[-98.83073,19.14316]]}}
Línea 85.0 kV | LineString | 85.0 kV | 2 |  |  | CFE |  |  |  |  | OpenStreetMap | {"type":"Feature","properties":{},"geometry":{"type":"LineString","coordinates":[[-99.10225,19.95626],[-99.1028,19.9559],[-99.10443,19.95425],[-99.10591,19.9527],[-99.10757,19.95099],[-99.10961,19.94897],[-99.11168,19.94682],[-99.11347,19.94495],[-99.1136,19.94234],[-99.11375,19.93928],[-99.11392,19.93679],[-99.11401,19.93427],[-99.11422,19.93028],[-99.11433,19.92768],[-99.11448,19.92532],[-99.11463,19.92263],[-99.11471,19.92059],[-99.11485,19.91735],[-99.11496,19.91351],[-99.1151,19.91118],[-99.11516,19.91018],[-99.11523,19.90826],[-99.11546,19.90476],[-99.1155,19.90284],[-99.11566,19.89974],[-99.11586,19.89588],[-99.11594,19.89409],[-99.11608,19.89206],[-99.11624,19.88946],[-99.11632,19.88768],[-99.11652,19.88404],[-99.11664,19.88198],[-99.11676,19.87967],[-99.11687,19.87684],[-99.117,19.87434],[-99.11708,19.87237],[-99.11711,19.87161],[-99.11724,19.86976],[-99.11754,19.8636],[-99.11729,19.86113],[-99.11709,19.85886],[-99.11688,19.85637],[-99.11657,19.85365],[-99.11642,19.85102],[-99.11616,19.84811],[-99.11599,19.84532],[-99.11572,19.84242],[-99.1155,19.83989],[-99.11533,19.83724],[-99.1151,19.83457],[-99.11489,19.83194],[-99.11465,19.82909],[-99.11444,19.82628],[-99.11423,19.82369],[-99.11401,19.82071],[-99.11363,19.81802],[-99.11338,19.81297],[-99.11314,19.81017]]}}
Línea 85.0 kV | LineString | 85.0 kV | 2 |  |  | CFE |  |  |  |  | OpenStreetMap | {"type":"Feature","properties":{},"geometry":{"type":"LineString","coordinates":[[-99.17847,19.96223],[-99.17819,19.96429],[-99.17776,19.96734],[-99.17747,19.96959],[-99.17861,19.97215],[-99.18067,19.97302]]}}
Línea 85.0 kV | LineString | 85.0 kV | 2 |  |  | CFE |  |  |  |  | OpenStreetMap | {"type":"Feature","properties":{},"geometry":{"type":"LineString","coordinates":[[-99.10219,19.95602],[-99.10263,19.95567],[-99.10195,19.95507],[-99.10079,19.95466],[-99.09955,19.95427],[-99.09752,19.95497],[-99.09579,19.95559],[-99.09413,19.95618],[-99.09141,19.95719],[-99.08978,19.95773],[-99.08791,19.95843],[-99.08628,19.95897],[-99.08386,19.95981],[-99.08222,19.96003],[-99.08046,19.96024],[-99.07769,19.96073],[-99.07608,19.96142],[-99.07457,19.96248],[-99.07309,19.96359],[-99.0712,19.96425],[-99.06957,19.9648],[-99.06789,19.96541],[-99.06599,19.96608],[-99.06412,19.96674],[-99.06249,19.96732],[-99.0608,19.96786],[-99.05727,19.9691],[-99.05486,19.96993],[-99.05132,19.97119],[-99.04106,19.97473],[-99.0352,19.97682],[-99.03312,19.97752],[-99.03112,19.97823],[-99.02914,19.97893],[-99.02715,19.97965],[-99.025,19.98043],[-99.02294,19.98113],[-99.02111,19.98179],[-99.01831,19.98273],[-99.01591,19.98355],[-99.01382,19.98476],[-99.01135,19.98612],[-99.00888,19.98751],[-99.00662,19.98879],[-99.00399,19.99021],[-99.0017,19.99153],[-98.99908,19.99295],[-98.99672,19.99424],[-98.99282,19.99641],[-98.98912,19.99847],[-98.98669,19.99982],[-98.98541,20.00054],[-98.9841,20.00125],[-98.98006,20.00353],[-98.9777,20.00478],[-98.97531,20.0061],[-98.97343,20.00723],[-98.97091,20.00855],[-98.96839,20.01],[-98.96594,20.01131],[-98.95403,20.01781],[-98.92695,20.03282],[-98.91654,20.03879],[-98.88845,20.05427],[-98.88424,20.05661],[-98.88224,20.0577],[-98.88025,20.0588],[-98.87814,20.05998],[-98.87534,20.06157],[-98.87312,20.0628],[-98.87017,20.06443],[-98.86828,20.06547],[-98.86563,20.06695],[-98.86396,20.06788],[-98.86245,20.0687],[-98.86079,20.06964],[-98.85898,20.07067],[-98.85495,20.07285],[-98.85217,20.07444],[-98.84992,20.07564],[-98.84839,20.07648],[-98.84495,20.07891],[-98.84167,20.08123],[-98.8386,20.08339],[-98.83589,20.08531],[-98.83204,20.08803],[-98.82955,20.08992],[-98.82523,20.09284],[-98.82309,20.09436],[-98.82063,20.09607],[-98.81846,20.09765],[-98.81635,20.09912],[-98.81404,20.10075],[-98.81182,20.1023],[-98.81135,20.10264],[-98.81068,20.10311],[-98.81052,20.10324],[-98.80989,20.10367],[-98.80941,20.104],[-98.80813,20.1049],[-98.8068,20.10585],[-98.80466,20.10735],[-98.80254,20.10883],[-98.8001,20.11054],[-98.80003,20.11059],[-98.79794,20.11207],[-98.79553,20.11378],[-98.79424,20.11469],[-98.79329,20.11536],[-98.79285,20.11567],[-98.79142,20.11666],[-98.78897,20.11676],[-98.78632,20.11687],[-98.78501,20.11694],[-98.78367,20.11696],[-98.78082,20.11706],[-98.77564,20.11727],[-98.77388,20.11732],[-98.77213,20.11738],[-98.7704,20.11745],[-98.76867,20.11751],[-98.7669,20.11757],[-98.76518,20.11765],[-98.76339,20.1177],[-98.76186,20.11775],[-98.76052,20.11719]]}}
Línea 69.0 kV | LineString | 69.0 kV | 2 |  |  | CFE |  |  |  |  | OpenStreetMap | {"type":"Feature","properties":{},"geometry":{"type":"LineString","coordinates":[[-103.50279,20.78626],[-103.50226,20.78593],[-103.5013,20.78388],[-103.50035,20.7819],[-103.49945,20.77998],[-103.49863,20.77824],[-103.49855,20.77582],[-103.49853,20.7732],[-103.49846,20.77054],[-103.49841,20.76778],[-103.49835,20.76511],[-103.49828,20.76235],[-103.49821,20.75959],[-103.49812,20.75681],[-103.49806,20.75414],[-103.498,20.75136],[-103.49794,20.74863],[-103.49788,20.74593],[-103.49781,20.7433],[-103.49775,20.7406],[-103.49768,20.7379],[-103.49763,20.7354],[-103.4971,20.73316],[-103.49658,20.73089],[-103.49628,20.72965],[-103.49651,20.72882],[-103.49673,20.728],[-103.49705,20.72684],[-103.49734,20.72573]]}}
Línea 69.0 kV | LineString | 69.0 kV | 2 |  |  | CFE |  |  |  |  | OpenStreetMap | {"type":"Feature","properties":{},"geometry":{"type":"LineString","coordinates":[[-103.38377,20.75217],[-103.38411,20.75236],[-103.38563,20.75471],[-103.38736,20.75674],[-103.38861,20.75842],[-103.3888,20.75898],[-103.39013,20.76086],[-103.3915,20.76277],[-103.39335,20.76518],[-103.39606,20.7657],[-103.39914,20.76636],[-103.40182,20.76701],[-103.40427,20.76756],[-103.40706,20.76819],[-103.41025,20.76891],[-103.41241,20.76941],[-103.41489,20.76996],[-103.41927,20.77119],[-103.424,20.77108],[-103.42659,20.77117],[-103.43023,20.7713],[-103.43379,20.77144],[-103.43661,20.77152],[-103.44181,20.77174],[-103.44473,20.77185],[-103.44762,20.77195],[-103.45052,20.77207],[-103.45343,20.77217],[-103.45624,20.77229],[-103.4591,20.77238],[-103.46208,20.77247],[-103.46509,20.77259],[-103.468,20.77269],[-103.47024,20.77278],[-103.47184,20.77347],[-103.4739,20.77431],[-103.47633,20.77534],[-103.47904,20.77647],[-103.48168,20.77758],[-103.48433,20.77869],[-103.48697,20.7798],[-103.48965,20.78093],[-103.49235,20.78206],[-103.49493,20.78315],[-103.49753,20.78424],[-103.50021,20.78536],[-103.50225,20.78618],[-103.50263,20.78647]]}}
Línea 69.0 kV | LineString | 69.0 kV | 1 |  |  | CFE |  |  |  |  | OpenStreetMap | {"type":"Feature","properties":{},"geometry":{"type":"LineString","coordinates":[[-103.38843,20.74529],[-103.38902,20.74463],[-103.38965,20.74403],[-103.39038,20.74334],[-103.39138,20.74303],[-103.39236,20.74275],[-103.39334,20.74247],[-103.39442,20.7422],[-103.39444,20.7416],[-103.39445,20.74073],[-103.39549,20.74074],[-103.39649,20.74072],[-103.39748,20.7407],[-103.39847,20.74067],[-103.39944,20.74066]]}}
Línea 85.0 kV | LineString | 85.0 kV |  |  |  | CFE |  |  |  |  | OpenStreetMap | {"type":"Feature","properties":{},"geometry":{"type":"LineString","coordinates":[[-98.30285,19.98092],[-98.30252,19.9805],[-98.30228,19.98008]]}}
Línea 85.0 kV | LineString | 85.0 kV |  |  |  | CFE |  |  |  |  | OpenStreetMap | {"type":"Feature","properties":{},"geometry":{"type":"LineString","coordinates":[[-98.30256,19.97993],[-98.30282,19.98036],[-98.30331,19.98096]]}}
Línea 85.0 kV | LineString | 85.0 kV |  |  |  | CFE |  |  |  |  | OpenStreetMap | {"type":"Feature","properties":{},"geometry":{"type":"LineString","coordinates":[[-98.303,19.98095],[-98.30272,19.98041],[-98.30248,19.97997]]}}
Línea 85.0 kV | LineString | 85.0 kV |  |  |  | CFE |  |  |  |  | OpenStreetMap | {"type":"Feature","properties":{},"geometry":{"type":"LineString","coordinates":[[-98.30331,19.98096],[-98.303,19.98029],[-98.30279,19.97992]]}}
Línea 85.0 kV | LineString | 85.0 kV |  |  |  | CFE |  |  |  |  | OpenStreetMap | {"type":"Feature","properties":{},"geometry":{"type":"LineString","coordinates":[[-98.30237,19.98004],[-98.30261,19.98045],[-98.30285,19.98092]]}}
Línea 69.0 kV | LineString | 69.0 kV | 1 |  |  | Comisión Federal de Electricidad |  |  |  |  | OpenStreetMap | {"type":"Feature","properties":{},"geometry":{"type":"LineString","coordinates":[[-103.28953,20.56265],[-103.2883,20.56251],[-103.28704,20.56246],[-103.286,20.56242],[-103.28571,20.56321],[-103.28557,20.56436],[-103.28541,20.56553],[-103.28525,20.56663],[-103.28511,20.56771],[-103.28496,20.56877],[-103.28522,20.56993],[-103.28549,20.57109],[-103.28575,20.57223],[-103.28603,20.57338],[-103.28629,20.57453],[-103.28656,20.57567],[-103.28683,20.57681],[-103.28709,20.57796],[-103.28734,20.57902],[-103.28781,20.5801],[-103.28828,20.58118],[-103.28875,20.58226],[-103.28923,20.58335],[-103.28971,20.58445],[-103.29017,20.58553],[-103.29063,20.58657],[-103.29127,20.58755],[-103.29193,20.58854],[-103.29252,20.58945],[-103.29322,20.59051],[-103.29386,20.59146],[-103.29453,20.59248],[-103.29522,20.59352],[-103.2959,20.59455],[-103.29658,20.59557],[-103.2972,20.59654],[-103.2974,20.59683],[-103.29795,20.59765],[-103.29864,20.59871],[-103.29914,20.5995],[-103.29983,20.60054],[-103.30026,20.60129],[-103.30088,20.60229],[-103.30157,20.60327],[-103.30232,20.60427],[-103.30296,20.60525],[-103.30362,20.60625],[-103.3042,20.60713],[-103.30504,20.60843],[-103.30544,20.60927],[-103.30592,20.61034],[-103.30643,20.61143],[-103.30688,20.61248],[-103.30731,20.61343],[-103.30777,20.61449],[-103.30865,20.61636],[-103.3091,20.61743],[-103.3091,20.61751]]}}
Línea 85.0 kV | LineString | 85.0 kV | 2 |  |  | CFE |  |  |  |  | OpenStreetMap | {"type":"Feature","properties":{},"geometry":{"type":"LineString","coordinates":[[-99.11701,19.49617],[-99.11626,19.4971],[-99.11505,19.49857],[-99.114,19.49989],[-99.11266,19.50147],[-99.11151,19.50289],[-99.11015,19.50451],[-99.10932,19.5056],[-99.10846,19.50627],[-99.107,19.50753],[-99.10536,19.50893],[-99.10397,19.51011],[-99.10265,19.51123],[-99.10124,19.51246],[-99.09993,19.5136],[-99.09896,19.51444],[-99.09752,19.51566],[-99.09518,19.51761],[-99.09355,19.51902],[-99.09184,19.52047],[-99.09086,19.52131],[-99.0894,19.52254],[-99.08811,19.52364],[-99.08665,19.5249],[-99.08533,19.52606],[-99.08384,19.52749],[-99.0825,19.52881],[-99.0811,19.53011],[-99.07851,19.53259],[-99.07721,19.53384],[-99.07608,19.53506],[-99.07512,19.53642],[-99.07429,19.53786],[-99.07364,19.53932],[-99.07305,19.54105],[-99.07259,19.54258],[-99.07178,19.54413],[-99.07082,19.5456],[-99.06979,19.54694],[-99.06835,19.54826],[-99.06707,19.54927],[-99.06541,19.55034],[-99.06429,19.55107]]}}
Línea 85.0 kV | LineString | 85.0 kV |  |  |  | CFE |  |  |  |  | OpenStreetMap | {"type":"Feature","properties":{},"geometry":{"type":"LineString","coordinates":[[-99.61486,19.29097],[-99.61488,19.28845],[-99.61486,19.28741],[-99.61268,19.2874],[-99.6111,19.28736],[-99.60983,19.28734],[-99.60882,19.28731],[-99.60759,19.28728],[-99.60348,19.28718],[-99.60207,19.28715],[-99.59986,19.2871],[-99.59702,19.28704],[-99.59662,19.28712],[-99.59124,19.28687],[-99.58568,19.28672],[-99.58166,19.2866],[-99.57898,19.28649],[-99.57389,19.28633],[-99.57351,19.28757],[-99.57363,19.28847],[-99.5736,19.28955],[-99.57359,19.29064],[-99.5735,19.29172],[-99.57288,19.29239],[-99.57299,19.2937],[-99.57298,19.29518],[-99.57459,19.29522],[-99.57498,19.29513],[-99.57499,19.29459]]}}
Línea 85.0 kV | LineString | 85.0 kV |  |  |  | CFE |  |  |  |  | OpenStreetMap | {"type":"Feature","properties":{},"geometry":{"type":"LineString","coordinates":[[-99.18298,19.60453],[-99.18286,19.60452],[-99.1826,19.60456]]}}
Línea 85.0 kV | LineString | 85.0 kV |  |  |  | CFE |  |  |  |  | OpenStreetMap | {"type":"Feature","properties":{},"geometry":{"type":"LineString","coordinates":[[-99.18377,19.59818],[-99.18353,19.59823]]}}
Línea 85.0 kV | LineString | 85.0 kV | 2 |  |  | CFE |  |  |  |  | OpenStreetMap | {"type":"Feature","properties":{},"geometry":{"type":"LineString","coordinates":[[-99.18115,19.61277],[-99.18137,19.61153],[-99.18163,19.61002],[-99.18192,19.60842],[-99.18219,19.60686],[-99.18245,19.60543],[-99.1826,19.60456]]}}
Línea 85.0 kV | LineString | 85.0 kV |  |  |  | CFE |  |  |  |  | OpenStreetMap | {"type":"Feature","properties":{},"geometry":{"type":"LineString","coordinates":[[-99.1826,19.60456],[-99.18286,19.60462],[-99.18298,19.60464]]}}
Línea 85.0 kV | LineString | 85.0 kV |  |  |  | CFE |  |  |  |  | OpenStreetMap | {"type":"Feature","properties":{},"geometry":{"type":"LineString","coordinates":[[-99.18353,19.59823],[-99.18378,19.59829]]}}
Línea 85.0 kV | LineString | 85.0 kV | 2 |  |  | CFE |  |  |  |  | OpenStreetMap | {"type":"Feature","properties":{},"geometry":{"type":"LineString","coordinates":[[-99.1826,19.60456],[-99.18277,19.60363],[-99.1831,19.60182],[-99.18342,19.59996],[-99.18353,19.59823]]}}
Línea 85.0 kV | LineString | 85.0 kV | 2 |  |  | CFE |  |  |  |  | OpenStreetMap | {"type":"Feature","properties":{},"geometry":{"type":"LineString","coordinates":[[-99.05297,19.39851],[-99.05161,19.39786],[-99.05012,19.39717],[-99.04864,19.39649],[-99.0472,19.39583],[-99.0456,19.3951],[-99.04417,19.39445],[-99.04276,19.39382],[-99.04201,19.39347],[-99.04132,19.39315],[-99.03985,19.39248],[-99.03899,19.39209],[-99.0378,19.39155],[-99.03694,19.39116],[-99.0355,19.3905],[-99.03353,19.38961],[-99.03116,19.38854],[-99.02958,19.38782],[-99.02803,19.38711],[-99.02653,19.38644],[-99.02503,19.38573],[-99.02346,19.38501],[-99.02193,19.38432],[-99.02037,19.3836],[-99.01882,19.3829],[-99.01727,19.38218],[-99.01576,19.38131],[-99.01432,19.38048],[-99.01283,19.37966],[-99.01136,19.37883],[-99.00994,19.37799]]}}
Línea 85.0 kV | LineString | 85.0 kV | 1 |  |  | CFE |  |  |  |  | OpenStreetMap | {"type":"Feature","properties":{},"geometry":{"type":"LineString","coordinates":[[-99.05297,19.39851],[-99.05312,19.39816],[-99.05326,19.39794]]}}
Línea 85.0 kV | LineString | 85.0 kV | 2 |  |  | CFE |  |  |  |  | OpenStreetMap | {"type":"Feature","properties":{},"geometry":{"type":"LineString","coordinates":[[-99.00994,19.37799],[-99.01256,19.37554],[-99.01392,19.37422],[-99.01528,19.37293],[-99.01628,19.37202],[-99.01901,19.3694],[-99.02174,19.36681],[-99.02234,19.36619],[-99.02285,19.36572],[-99.02369,19.36496],[-99.02469,19.36401],[-99.02478,19.36393],[-99.025,19.36372],[-99.02517,19.36356],[-99.02555,19.36323],[-99.02693,19.36189],[-99.02708,19.36174],[-99.02721,19.36163],[-99.02855,19.36117],[-99.02991,19.3607],[-99.03178,19.36088],[-99.03539,19.36125],[-99.0373,19.36146],[-99.03917,19.36168],[-99.04084,19.36186],[-99.04282,19.36223],[-99.04481,19.36259],[-99.04668,19.36295],[-99.04842,19.3633],[-99.05034,19.36345],[-99.05231,19.36369],[-99.0542,19.3641],[-99.0561,19.3646],[-99.0573,19.36587]]}}
Línea 85.0 kV | LineString | 85.0 kV | 2 |  |  | CFE |  |  |  |  | OpenStreetMap | {"type":"Feature","properties":{},"geometry":{"type":"LineString","coordinates":[[-99.00994,19.37799],[-99.00849,19.37941],[-99.00711,19.38066],[-99.0062,19.38224],[-99.00528,19.38384],[-99.00436,19.38541],[-99.00344,19.387],[-99.00253,19.3886],[-99.00159,19.39016],[-99.00067,19.39176],[-98.99976,19.39333],[-98.99866,19.39515],[-98.99791,19.39648],[-98.99689,19.39812],[-98.99605,19.39964],[-98.99514,19.40121],[-98.99422,19.40276],[-98.99411,19.40299],[-98.99329,19.40438],[-98.99252,19.4057],[-98.99153,19.40743],[-98.99053,19.40913],[-98.98958,19.41075],[-98.98892,19.41186]]}}
Línea 85.0 kV | LineString | 85.0 kV |  |  |  | CFE |  |  |  |  | OpenStreetMap | {"type":"Feature","properties":{},"geometry":{"type":"LineString","coordinates":[[-98.97235,19.35207],[-98.97221,19.35303]]}}
Línea 85.0 kV | LineString | 85.0 kV | 2 |  |  | CFE |  |  |  |  | OpenStreetMap | {"type":"Feature","properties":{},"geometry":{"type":"LineString","coordinates":[[-98.97624,19.39632],[-98.97624,19.39583],[-98.97851,19.39454]]}}
Línea 85.0 kV | LineString | 85.0 kV |  |  |  | CFE |  |  |  |  | OpenStreetMap | {"type":"Feature","properties":{},"geometry":{"type":"LineString","coordinates":[[-98.97221,19.35303],[-98.97243,19.35209]]}}
Línea 85.0 kV | LineString | 85.0 kV | 2 |  |  | CFE |  |  |  |  | OpenStreetMap | {"type":"Feature","properties":{},"geometry":{"type":"LineString","coordinates":[[-99.22018,19.46615],[-99.21835,19.46636],[-99.21662,19.46656],[-99.21515,19.46675],[-99.21362,19.46752],[-99.21219,19.4683],[-99.21073,19.46909],[-99.20934,19.46988],[-99.20818,19.47047],[-99.20661,19.47141]]}}
Línea 85.0 kV | LineString | 85.0 kV | 2 |  |  | CFE |  |  |  |  | OpenStreetMap | {"type":"Feature","properties":{},"geometry":{"type":"LineString","coordinates":[[-99.18973,19.63437],[-99.19107,19.63271],[-99.19225,19.63123],[-99.19409,19.62893],[-99.19375,19.62716],[-99.1935,19.62569],[-99.19316,19.62374],[-99.19231,19.62153],[-99.19362,19.61999],[-99.19414,19.61895],[-99.19471,19.61784],[-99.19331,19.61734],[-99.19157,19.6169],[-99.1906,19.61667],[-99.18809,19.61604],[-99.18723,19.61583],[-99.18644,19.61565]]}}
Línea 85.0 kV | LineString | 85.0 kV | 2 |  |  | CFE |  |  |  |  | OpenStreetMap | {"type":"Feature","properties":{},"geometry":{"type":"LineString","coordinates":[[-99.12963,19.37507],[-99.12967,19.37326],[-99.12971,19.37196],[-99.12975,19.37069],[-99.12979,19.36943],[-99.12984,19.36787],[-99.12986,19.36687],[-99.1299,19.36555],[-99.12993,19.36425],[-99.12997,19.36285],[-99.13002,19.36129],[-99.13005,19.36015],[-99.13009,19.35896],[-99.13014,19.35753],[-99.13019,19.35622],[-99.13023,19.35493],[-99.13027,19.35365],[-99.1303,19.3525],[-99.13032,19.35092],[-99.13036,19.34958],[-99.13038,19.34847],[-99.1313,19.34789],[-99.13253,19.34716],[-99.1336,19.3465],[-99.1348,19.3458],[-99.13595,19.34509],[-99.137,19.34447],[-99.13807,19.34376],[-99.13822,19.34367],[-99.13933,19.34299],[-99.14182,19.34147],[-99.14281,19.34088],[-99.1436,19.34038],[-99.14485,19.33961],[-99.14603,19.3389],[-99.14706,19.33827],[-99.14767,19.33786],[-99.14863,19.33713]]}}
Línea 69.0 kV | LineString | 69.0 kV | 2 |  |  | CFE |  |  |  |  | OpenStreetMap | {"type":"Feature","properties":{},"geometry":{"type":"LineString","coordinates":[[-103.61762,20.74428],[-103.61796,20.74365],[-103.61995,20.74201],[-103.62351,20.73909],[-103.6277,20.73553],[-103.63292,20.73185],[-103.63464,20.73066],[-103.63857,20.72779],[-103.64145,20.72569],[-103.64488,20.72332],[-103.64712,20.72167],[-103.64956,20.7199],[-103.65233,20.71797],[-103.65389,20.71684],[-103.65569,20.71556],[-103.65813,20.71379],[-103.66047,20.71218],[-103.66404,20.70961],[-103.66632,20.70886],[-103.6694,20.70783],[-103.67275,20.7067],[-103.67554,20.70575],[-103.67826,20.70484],[-103.68008,20.70424],[-103.68189,20.70361],[-103.68561,20.70235],[-103.68646,20.70206],[-103.68831,20.69728],[-103.68947,20.69431],[-103.69193,20.6879],[-103.69392,20.68288],[-103.69426,20.68196],[-103.69786,20.67932],[-103.70079,20.67721],[-103.70333,20.67537],[-103.70495,20.67421],[-103.70736,20.67246],[-103.70958,20.67086],[-103.71181,20.67049],[-103.71192,20.67041]]}}
Línea 85.0 kV | LineString | 85.0 kV | 2 |  |  | CFE |  |  |  |  | OpenStreetMap | {"type":"Feature","properties":{},"geometry":{"type":"LineString","coordinates":[[-99.09386,19.38147],[-99.0948,19.38206],[-99.09651,19.38234],[-99.09827,19.38262],[-99.10002,19.38291],[-99.10276,19.38336],[-99.10461,19.38362],[-99.1064,19.3839],[-99.10814,19.38421],[-99.10987,19.38449],[-99.11161,19.38476],[-99.11334,19.38502],[-99.11507,19.3853],[-99.11681,19.38559],[-99.11854,19.38588],[-99.12018,19.38614],[-99.12178,19.386],[-99.12329,19.38599],[-99.1254,19.38593],[-99.12683,19.38587],[-99.12934,19.38578],[-99.12937,19.38483],[-99.1294,19.38353],[-99.12942,19.38225],[-99.12947,19.38097],[-99.12951,19.37968],[-99.12955,19.37841],[-99.12959,19.37678]]}}
Línea 85.0 kV | LineString | 85.0 kV |  |  |  | CFE |  |  |  |  | OpenStreetMap | {"type":"Feature","properties":{},"geometry":{"type":"LineString","coordinates":[[-99.09401,19.38137],[-99.09485,19.38194],[-99.09654,19.38221],[-99.0983,19.3825],[-99.10006,19.3828],[-99.10279,19.38323],[-99.10466,19.38352],[-99.10641,19.3838],[-99.10815,19.38413],[-99.10988,19.3844],[-99.11161,19.38468],[-99.11336,19.38495],[-99.11508,19.38523],[-99.11683,19.38551],[-99.11855,19.38577],[-99.12018,19.38605],[-99.12178,19.38589],[-99.12329,19.38588],[-99.1254,19.38584],[-99.12703,19.38575],[-99.12705,19.38483],[-99.12707,19.3838],[-99.12708,19.38316],[-99.1271,19.38218],[-99.12712,19.38132],[-99.12713,19.38045],[-99.12715,19.37939],[-99.12717,19.3787],[-99.12717,19.3786],[-99.12719,19.37774],[-99.12721,19.37669],[-99.12721,19.37635]]}}
Línea 85.0 kV | LineString | 85.0 kV |  |  |  | CFE |  |  |  |  | OpenStreetMap | {"type":"Feature","properties":{},"geometry":{"type":"LineString","coordinates":[[-99.12959,19.37678],[-99.1293,19.37699],[-99.12823,19.37679],[-99.1275,19.37665],[-99.12721,19.37635]]}}
Línea 69.0 kV | LineString | 69.0 kV |  |  |  | CFE |  |  |  |  | OpenStreetMap | {"type":"Feature","properties":{},"geometry":{"type":"LineString","coordinates":[[-115.93999,32.56857],[-115.94002,32.56902],[-115.94129,32.56986],[-115.94317,32.57114],[-115.94581,32.57018],[-115.95164,32.57064],[-115.95382,32.5708],[-115.96121,32.57113],[-115.96582,32.57126],[-115.96986,32.57142],[-115.97414,32.57159],[-115.97722,32.57173],[-115.97773,32.5721],[-115.97997,32.57375],[-115.98329,32.57624],[-115.9876,32.57937],[-115.99034,32.58135],[-115.99631,32.58394],[-115.99859,32.58481],[-116.00103,32.58577],[-116.00474,32.58716]]}}
Línea 69.0 kV | LineString | 69.0 kV |  |  |  | CFE |  |  |  |  | OpenStreetMap | {"type":"Feature","properties":{},"geometry":{"type":"LineString","coordinates":[[-115.88385,32.6146],[-115.88485,32.61464],[-115.88852,32.61157],[-115.88978,32.611],[-115.89543,32.60862],[-115.90044,32.60648],[-115.90443,32.60476],[-115.90772,32.60335],[-115.91406,32.60233],[-115.91737,32.60178],[-115.92103,32.59951],[-115.92463,32.59723],[-115.92807,32.59506],[-115.93153,32.59309],[-115.93457,32.5912],[-115.93791,32.58915],[-115.94116,32.58723],[-115.94196,32.58358],[-115.9428,32.58009],[-115.94349,32.57706],[-115.94177,32.57325],[-115.94053,32.57058],[-115.93986,32.56906],[-115.93985,32.56856]]}}
Línea 69.0 kV | LineString | 69.0 kV |  |  |  | CFE |  |  |  |  | OpenStreetMap | {"type":"Feature","properties":{},"geometry":{"type":"LineString","coordinates":[[-115.67777,32.5976],[-115.678,32.59887],[-115.67846,32.60122],[-115.67887,32.60325],[-115.67932,32.60557],[-115.67973,32.6077],[-115.68014,32.60976],[-115.68049,32.61153],[-115.68082,32.6132],[-115.68122,32.61527],[-115.68165,32.6175],[-115.68212,32.61981],[-115.68258,32.62212],[-115.68285,32.62354],[-115.68329,32.6257],[-115.68357,32.62712],[-115.68405,32.62965],[-115.6844,32.6313],[-115.68471,32.63294],[-115.68521,32.63548],[-115.68568,32.63791],[-115.68615,32.64038],[-115.68644,32.64188],[-115.68672,32.64335],[-115.68719,32.64574],[-115.68764,32.64642],[-115.68784,32.64675]]}}
Línea 69.0 kV | LineString | 69.0 kV |  |  |  | CFE |  |  |  |  | OpenStreetMap | {"type":"Feature","properties":{},"geometry":{"type":"LineString","coordinates":[[-115.7018,32.64601],[-115.70477,32.64634],[-115.71019,32.64561],[-115.71593,32.64482],[-115.72114,32.6441],[-115.72586,32.64247],[-115.72867,32.64269],[-115.72962,32.64117],[-115.73354,32.63987],[-115.7373,32.63856],[-115.74154,32.63712],[-115.7454,32.6358],[-115.74936,32.63447],[-115.75369,32.633],[-115.75865,32.6313],[-115.76238,32.63003],[-115.76585,32.62884],[-115.7696,32.62755],[-115.77307,32.62549],[-115.77705,32.62305],[-115.78127,32.6205],[-115.78472,32.61842],[-115.78862,32.61603],[-115.79232,32.6138],[-115.79615,32.61148],[-115.79936,32.60952],[-115.80253,32.60971],[-115.8071,32.61004],[-115.81137,32.61028],[-115.81488,32.61054],[-115.81929,32.61082],[-115.82386,32.61112],[-115.82874,32.61144],[-115.83347,32.61177],[-115.8384,32.61209],[-115.84313,32.61237],[-115.84791,32.61269],[-115.85256,32.613],[-115.85753,32.61333],[-115.86225,32.61365],[-115.86671,32.61393],[-115.87165,32.61426],[-115.87668,32.61459],[-115.88092,32.61486],[-115.88342,32.61462],[-115.88371,32.61459]]}}
Línea 69.0 kV | LineString | 69.0 kV | 2 |  |  | CFE |  |  |  |  | OpenStreetMap | {"type":"Feature","properties":{},"geometry":{"type":"LineString","coordinates":[[-103.50269,20.78639],[-103.50217,20.78602],[-103.501,20.78525],[-103.49862,20.78424],[-103.49589,20.78308],[-103.4932,20.78197],[-103.49067,20.78091],[-103.48818,20.77986],[-103.48572,20.77879],[-103.48334,20.7778],[-103.48077,20.77671],[-103.4781,20.77557],[-103.47615,20.77475],[-103.47563,20.77453],[-103.47311,20.77347],[-103.47068,20.77245],[-103.46778,20.77231],[-103.46479,20.77221],[-103.4619,20.77209],[-103.45899,20.77201],[-103.4562,20.77194],[-103.4533,20.77183],[-103.45045,20.77169],[-103.44785,20.77161],[-103.44511,20.77149],[-103.44228,20.77135],[-103.43953,20.77129],[-103.43682,20.77117],[-103.43355,20.77104],[-103.43023,20.77093],[-103.42702,20.77081],[-103.42421,20.77071],[-103.42136,20.77061],[-103.41938,20.77042],[-103.41582,20.76872],[-103.41389,20.76781],[-103.41129,20.76649],[-103.40864,20.76514],[-103.40651,20.76408],[-103.40401,20.76276],[-103.40174,20.7616],[-103.39935,20.76036],[-103.39678,20.75906],[-103.3942,20.75774],[-103.39348,20.75614],[-103.39247,20.75398],[-103.39157,20.75207],[-103.3907,20.75014],[-103.38956,20.74768],[-103.38856,20.74548],[-103.38843,20.74529]]}}
Línea 69.0 kV | LineString | 69.0 kV | 2 |  |  | CFE |  |  |  |  | OpenStreetMap | {"type":"Feature","properties":{},"geometry":{"type":"LineString","coordinates":[[-103.42157,20.67979],[-103.42123,20.67971],[-103.42055,20.67956],[-103.41994,20.67943],[-103.41926,20.67929],[-103.41862,20.67915],[-103.41797,20.67901],[-103.41739,20.67888],[-103.41671,20.67873],[-103.41614,20.67861],[-103.41603,20.67855],[-103.41584,20.67959],[-103.41516,20.67946],[-103.41492,20.67946]]}}
Línea 69.0 kV | LineString | 69.0 kV | 2 |  |  | CFE |  |  |  |  | OpenStreetMap | {"type":"Feature","properties":{},"geometry":{"type":"LineString","coordinates":[[-103.38843,20.74529],[-103.38656,20.74594],[-103.38568,20.74634],[-103.38388,20.74612],[-103.38183,20.74579],[-103.38054,20.74559],[-103.37912,20.74542],[-103.37776,20.74523],[-103.37629,20.74503],[-103.37496,20.74481]]}}
Línea 69.0 kV | LineString | 69.0 kV | 3 |  |  | CFE |  |  |  |  | OpenStreetMap | {"type":"Feature","properties":{},"geometry":{"type":"LineString","coordinates":[[-103.37496,20.74481],[-103.37449,20.74474]]}}
Línea 69.0 kV | LineString | 69.0 kV | 1 |  |  | CFE |  |  |  |  | OpenStreetMap | {"type":"Feature","properties":{},"geometry":{"type":"LineString","coordinates":[[-103.37449,20.74474],[-103.37307,20.7446],[-103.37159,20.74438],[-103.37007,20.74413],[-103.36912,20.74401],[-103.36795,20.74385],[-103.36683,20.74371],[-103.36541,20.7435],[-103.36413,20.74333],[-103.36289,20.74317],[-103.36109,20.74292],[-103.35985,20.74276],[-103.35831,20.74253],[-103.3572,20.74239],[-103.35557,20.74217],[-103.35449,20.74203],[-103.35283,20.74181],[-103.35157,20.74163],[-103.35044,20.74148],[-103.3489,20.74125],[-103.34735,20.74104],[-103.34619,20.74089],[-103.34534,20.74077],[-103.34439,20.74065],[-103.34222,20.74036],[-103.33968,20.74001]]}}
Línea 69.0 kV | LineString | 69.0 kV | 2 |  |  | CFE |  |  |  |  | OpenStreetMap | {"type":"Feature","properties":{},"geometry":{"type":"LineString","coordinates":[[-103.34958,20.69573],[-103.35034,20.6963],[-103.35071,20.69654],[-103.35146,20.69702],[-103.3521,20.69744],[-103.35289,20.69794],[-103.35319,20.69807]]}}
Línea 69.0 kV | LineString | 69.0 kV | 2 |  |  | CFE |  |  |  |  | OpenStreetMap | {"type":"Feature","properties":{},"geometry":{"type":"LineString","coordinates":[[-103.35628,20.70005],[-103.35651,20.70026],[-103.3572,20.70071],[-103.35792,20.70118],[-103.35865,20.70163],[-103.35934,20.70208],[-103.36003,20.70252],[-103.36072,20.70294],[-103.36148,20.70341],[-103.36213,20.70381],[-103.36294,20.70432],[-103.36333,20.70457]]}}
Línea 69.0 kV | LineString | 69.0 kV | 2 |  |  | CFE |  |  |  |  | OpenStreetMap | {"type":"Feature","properties":{},"geometry":{"type":"LineString","coordinates":[[-103.3672,20.70707],[-103.36747,20.70724],[-103.36812,20.70763],[-103.36886,20.70812],[-103.36963,20.70862],[-103.37036,20.70909],[-103.37187,20.71004],[-103.37269,20.71057],[-103.3735,20.71108],[-103.37493,20.71199],[-103.37572,20.7125],[-103.37645,20.71299],[-103.37733,20.71356],[-103.378,20.71399],[-103.37772,20.71463],[-103.37739,20.71527],[-103.37728,20.71558],[-103.37724,20.71591],[-103.37732,20.7166],[-103.37724,20.71751],[-103.37715,20.71836],[-103.37711,20.71889],[-103.37705,20.71961],[-103.37702,20.72003],[-103.37696,20.72086],[-103.37779,20.72092],[-103.37864,20.72097],[-103.37952,20.72103],[-103.37949,20.72162],[-103.37943,20.72238],[-103.37937,20.72311],[-103.37932,20.72385],[-103.37928,20.72451],[-103.37921,20.72521]]}}
Línea 69.0 kV | LineString | 69.0 kV | 2 |  |  | CFE |  |  |  |  | OpenStreetMap | {"type":"Feature","properties":{},"geometry":{"type":"LineString","coordinates":[[-103.3786,20.72491],[-103.37861,20.72528],[-103.37843,20.72604],[-103.37822,20.72677],[-103.37782,20.72822],[-103.37761,20.72897],[-103.37737,20.72982],[-103.37718,20.73048],[-103.37698,20.73124],[-103.37678,20.732],[-103.37658,20.73265],[-103.37644,20.73328],[-103.37622,20.73404]]}}
Línea 69.0 kV | LineString | 69.0 kV | 2 |  |  | CFE |  |  |  |  | OpenStreetMap | {"type":"Feature","properties":{},"geometry":{"type":"LineString","coordinates":[[-103.37622,20.73404],[-103.37597,20.73479],[-103.37542,20.73689],[-103.37513,20.73788],[-103.37503,20.73949],[-103.37475,20.74152],[-103.3746,20.74329],[-103.37457,20.74387],[-103.37449,20.74474]]}}
Línea 69.0 kV | LineString | 69.0 kV | 1 |  |  | CFE |  |  |  |  | OpenStreetMap | {"type":"Feature","properties":{},"geometry":{"type":"LineString","coordinates":[[-97.17487,19.66426],[-97.17544,19.66424],[-97.17783,19.66602],[-97.1804,19.66787],[-97.18172,19.66883],[-97.18402,19.67051],[-97.18575,19.67177],[-97.18712,19.67273],[-97.18941,19.67441],[-97.19136,19.67581],[-97.19364,19.67688],[-97.19565,19.67772],[-97.19741,19.67845],[-97.19929,19.67921],[-97.20156,19.68016],[-97.20373,19.68105],[-97.20648,19.6822],[-97.20814,19.68288],[-97.20991,19.6836],[-97.21264,19.68466],[-97.21451,19.68542],[-97.21617,19.68612],[-97.2184,19.68704],[-97.22047,19.68793],[-97.22477,19.68968],[-97.2288,19.69157],[-97.22989,19.69373],[-97.23098,19.69585],[-97.23327,19.70037],[-97.23381,19.70139],[-97.23459,19.70297],[-97.23712,19.7079],[-97.23823,19.71015],[-97.23889,19.7106],[-97.24416,19.71457],[-97.24958,19.71859],[-97.2505,19.7193],[-97.25529,19.72291],[-97.25894,19.72565],[-97.26196,19.72793],[-97.26359,19.72918],[-97.26574,19.73076],[-97.26841,19.73278],[-97.26955,19.73362],[-97.27177,19.73534],[-97.27453,19.73739],[-97.27724,19.7394],[-97.27942,19.74105],[-97.28114,19.74233],[-97.28189,19.74291],[-97.28516,19.74537],[-97.28727,19.74696],[-97.28932,19.74848],[-97.29089,19.74965],[-97.29281,19.75107],[-97.29479,19.7526],[-97.29677,19.75412],[-97.29827,19.75524],[-97.29958,19.75625],[-97.30189,19.75796],[-97.3035,19.75915],[-97.30628,19.76126],[-97.30763,19.76226],[-97.30973,19.76384],[-97.31121,19.76498],[-97.31329,19.76652],[-97.3166,19.769],[-97.31883,19.77068],[-97.3222,19.77319],[-97.3239,19.77448],[-97.326,19.77605]]}}
Línea 85.0 kV | LineString | 85.0 kV | 1 |  |  | CFE |  |  |  |  | OpenStreetMap | {"type":"Feature","properties":{},"geometry":{"type":"LineString","coordinates":[[-99.05955,19.55541],[-99.05979,19.55484]]}}
Línea 85.0 kV | LineString | 85.0 kV | 1 |  |  | CFE |  |  |  |  | OpenStreetMap | {"type":"Feature","properties":{},"geometry":{"type":"LineString","coordinates":[[-99.05979,19.55484],[-99.05928,19.55521]]}}
Línea 69.0 kV | LineString | 69.0 kV | 2 |  |  | CFE |  |  |  |  | OpenStreetMap | {"type":"Feature","properties":{},"geometry":{"type":"LineString","coordinates":[[-103.42157,20.67979],[-103.4216,20.67982],[-103.42202,20.6803],[-103.42397,20.68147],[-103.42598,20.68262],[-103.42766,20.68359],[-103.42949,20.68465],[-103.4315,20.68576],[-103.43349,20.6869],[-103.43594,20.68829],[-103.43829,20.68964]]}}
Línea 69.0 kV | LineString | 69.0 kV | 2 |  |  | CFE |  |  |  |  | OpenStreetMap | {"type":"Feature","properties":{},"geometry":{"type":"LineString","coordinates":[[-103.61762,20.74428],[-103.62256,20.74591],[-103.62534,20.74693],[-103.62874,20.74812],[-103.63162,20.74907],[-103.63499,20.75022],[-103.63886,20.75157],[-103.64183,20.75264],[-103.64542,20.75381],[-103.64818,20.75475],[-103.65131,20.75583],[-103.65396,20.75674],[-103.65691,20.75773],[-103.66044,20.759],[-103.6634,20.76003],[-103.6667,20.76115],[-103.66985,20.76223],[-103.67249,20.76315],[-103.67554,20.76424],[-103.67728,20.7667],[-103.67909,20.76908],[-103.68096,20.77167],[-103.6827,20.77412],[-103.68462,20.77676],[-103.68639,20.77922],[-103.68643,20.77928],[-103.68702,20.78009],[-103.68827,20.78184],[-103.68998,20.78423],[-103.69194,20.78692],[-103.69421,20.79014],[-103.69598,20.79256],[-103.69794,20.79522],[-103.69995,20.79805],[-103.70171,20.80051],[-103.70372,20.80332],[-103.70566,20.80603],[-103.70738,20.80841],[-103.70969,20.81175],[-103.70959,20.81486],[-103.70946,20.81969],[-103.70943,20.82235],[-103.70926,20.82602],[-103.70916,20.8288],[-103.70917,20.83138],[-103.70903,20.83417],[-103.70892,20.83683],[-103.70882,20.83953],[-103.70877,20.84266],[-103.70868,20.84546],[-103.70858,20.84817],[-103.70845,20.85092],[-103.70835,20.85479],[-103.7082,20.85838],[-103.70818,20.86148],[-103.70801,20.86505],[-103.7079,20.8674],[-103.7078,20.87035],[-103.70755,20.87354],[-103.7073,20.87658],[-103.7065,20.88456],[-103.70632,20.88672],[-103.7059,20.89206],[-103.7052,20.89884],[-103.70495,20.90182],[-103.70481,20.90346],[-103.70642,20.90572],[-103.70644,20.90637]]}}
Línea 69.0 kV | LineString | 69.0 kV | 2 |  |  | CFE |  |  |  |  | OpenStreetMap | {"type":"Feature","properties":{},"geometry":{"type":"LineString","coordinates":[[-103.54031,20.72184],[-103.54033,20.72219]]}}
Línea 69.0 kV | LineString | 69.0 kV |  |  |  | CFE |  |  |  |  | OpenStreetMap | {"type":"Feature","properties":{},"geometry":{"type":"LineString","coordinates":[[-97.5356,25.89864],[-97.53563,25.89711],[-97.53561,25.89635]]}}
Línea 85.0 kV | LineString | 85.0 kV | 2 |  |  | CFE |  |  |  |  | OpenStreetMap | {"type":"Feature","properties":{},"geometry":{"type":"LineString","coordinates":[[-99.2045,19.44602],[-99.20707,19.44748],[-99.2101,19.44895],[-99.21155,19.44969],[-99.21317,19.45094],[-99.21468,19.45209],[-99.21631,19.45333],[-99.21763,19.45439],[-99.2186,19.45544],[-99.21962,19.45649],[-99.22087,19.45789],[-99.22231,19.45942],[-99.22357,19.46067],[-99.22482,19.46191],[-99.22607,19.46314],[-99.22708,19.46415],[-99.22807,19.46512],[-99.2295,19.46511],[-99.23101,19.46494],[-99.23276,19.46475],[-99.2344,19.46457],[-99.23599,19.4644],[-99.23727,19.46426],[-99.23922,19.46405],[-99.24138,19.4638],[-99.24312,19.46362],[-99.24512,19.46335],[-99.247,19.46288],[-99.24916,19.46205],[-99.25101,19.46112],[-99.25256,19.46176],[-99.25287,19.46268],[-99.25326,19.46378],[-99.25477,19.46755],[-99.255,19.4683],[-99.25546,19.46978],[-99.25516,19.4714],[-99.25485,19.47309],[-99.25457,19.47463],[-99.25434,19.47586],[-99.25389,19.4783],[-99.25355,19.48019],[-99.25321,19.48207],[-99.25293,19.48359],[-99.25112,19.48478],[-99.25108,19.48552]]}}
Línea 85.0 kV | LineString | 85.0 kV | 2 |  |  | CFE |  |  |  |  | OpenStreetMap | {"type":"Feature","properties":{},"geometry":{"type":"LineString","coordinates":[[-99.25081,19.48562],[-99.24973,19.48556],[-99.24768,19.48642],[-99.24542,19.48733],[-99.24363,19.48807],[-99.24134,19.48823],[-99.23954,19.48938],[-99.23744,19.49104],[-99.23648,19.49186],[-99.23455,19.49329],[-99.23305,19.49461],[-99.23127,19.49617],[-99.22949,19.49761],[-99.22773,19.49903],[-99.22557,19.49848],[-99.22256,19.49936],[-99.21953,19.50029],[-99.21649,19.50121],[-99.21419,19.50194],[-99.21347,19.50214],[-99.21322,19.50207]]}}
Línea 85.0 kV | LineString | 85.0 kV | 2 |  |  | CFE |  |  |  |  | OpenStreetMap | {"type":"Feature","properties":{},"geometry":{"type":"LineString","coordinates":[[-99.22018,19.46615],[-99.22275,19.46581],[-99.22398,19.46577],[-99.22619,19.46551],[-99.22835,19.46528],[-99.2295,19.46519],[-99.23102,19.46505],[-99.23277,19.46485],[-99.23441,19.46467],[-99.23601,19.46449],[-99.23728,19.46435],[-99.23923,19.46415],[-99.24139,19.46392],[-99.24328,19.46371],[-99.24436,19.46357],[-99.24515,19.46346],[-99.24704,19.46298],[-99.2492,19.46216],[-99.25102,19.46124],[-99.25245,19.46185],[-99.25269,19.46274],[-99.25298,19.46387],[-99.25449,19.46764],[-99.25482,19.46847],[-99.25535,19.46978],[-99.25505,19.47139],[-99.25473,19.47306],[-99.25445,19.47462],[-99.2542,19.47584],[-99.25377,19.47829],[-99.25343,19.48018],[-99.25309,19.48205],[-99.25282,19.48352],[-99.251,19.48472],[-99.25095,19.48555]]}}
Línea 85.0 kV | LineString | 85.0 kV | 2 |  |  | CFE |  |  |  |  | OpenStreetMap | {"type":"Feature","properties":{},"geometry":{"type":"LineString","coordinates":[[-99.25121,19.48549],[-99.25125,19.48486],[-99.25175,19.48453],[-99.25304,19.48367],[-99.25333,19.48208],[-99.25367,19.48022],[-99.25401,19.47833],[-99.25446,19.47588],[-99.25469,19.47465],[-99.25497,19.47311],[-99.25528,19.47143],[-99.25559,19.46976],[-99.25523,19.46826],[-99.25504,19.46745],[-99.25354,19.46368],[-99.25307,19.46261],[-99.25255,19.46145],[-99.253,19.46011],[-99.25459,19.45931],[-99.25629,19.45845],[-99.25859,19.45729],[-99.26021,19.45647],[-99.26247,19.45535],[-99.26419,19.45449],[-99.26571,19.45372],[-99.26733,19.45291],[-99.26907,19.45204],[-99.2706,19.45127],[-99.27132,19.45047],[-99.27108,19.44858],[-99.27042,19.44741],[-99.26973,19.44617],[-99.26935,19.4455],[-99.26764,19.44244],[-99.2669,19.44111],[-99.266,19.43949],[-99.2653,19.43825],[-99.26432,19.43651],[-99.26343,19.4349],[-99.26214,19.43269],[-99.2606,19.43001],[-99.25852,19.42614],[-99.25801,19.42526],[-99.25761,19.42459],[-99.25605,19.4233],[-99.2546,19.42212],[-99.25286,19.42069],[-99.25195,19.41995],[-99.25018,19.41848],[-99.2473,19.41604],[-99.24578,19.41482],[-99.24412,19.41348],[-99.24325,19.41275],[-99.24061,19.41057],[-99.23962,19.40978],[-99.23771,19.40832],[-99.23637,19.40713],[-99.2333,19.40473],[-99.23246,19.40398],[-99.23088,19.4027],[-99.22984,19.40251],[-99.22899,19.40225],[-99.22259,19.40043],[-99.22186,19.40024],[-99.22183,19.40023],[-99.21129,19.39723],[-99.20806,19.3963],[-99.20427,19.39523],[-99.20102,19.3943],[-99.19689,19.39312],[-99.19518,19.39337],[-99.19154,19.39373],[-99.19114,19.39383]]}}
Línea 69.0 kV | LineString | 69.0 kV |  |  |  | CFE |  |  |  |  | OpenStreetMap | {"type":"Feature","properties":{},"geometry":{"type":"LineString","coordinates":[[-115.91531,32.57164],[-115.91528,32.57221],[-115.9174,32.57222],[-115.91984,32.57224],[-115.92306,32.57247],[-115.92612,32.57257],[-115.92886,32.57266],[-115.93195,32.57408],[-115.93625,32.57431],[-115.93743,32.57437],[-115.93864,32.57207],[-115.93987,32.5697],[-115.93963,32.56911],[-115.93967,32.56857]]}}
Línea 69.0 kV | LineString | 69.0 kV |  |  |  | CFE |  |  |  |  | OpenStreetMap | {"type":"Feature","properties":{},"geometry":{"type":"LineString","coordinates":[[-115.68784,32.64675],[-115.69478,32.6453],[-115.69528,32.64534],[-115.7018,32.64601]]}}
Línea 69.0 kV | LineString | 69.0 kV |  |  |  | CFE |  |  |  |  | OpenStreetMap | {"type":"Feature","properties":{},"geometry":{"type":"LineString","coordinates":[[-115.68784,32.64675],[-115.68783,32.64706],[-115.68967,32.64768],[-115.69145,32.6483],[-115.6917,32.64838]]}}
Línea 69.0 kV | LineString | 69.0 kV | 2 |  |  | CFE |  |  |  |  | OpenStreetMap | {"type":"Feature","properties":{},"geometry":{"type":"LineString","coordinates":[[-103.23332,20.48059],[-103.23393,20.48173],[-103.23454,20.48291],[-103.23515,20.48408],[-103.23552,20.48502],[-103.23598,20.48621],[-103.23646,20.48744],[-103.23712,20.48812],[-103.23816,20.48874],[-103.23905,20.48948],[-103.23987,20.49024],[-103.24018,20.49051],[-103.2407,20.491],[-103.24153,20.49176],[-103.24236,20.49252],[-103.24282,20.49321],[-103.24338,20.49409],[-103.24391,20.49497]]}}
Línea 69.0 kV | LineString | 69.0 kV | 1 |  |  | CFE |  |  |  |  | OpenStreetMap | {"type":"Feature","properties":{},"geometry":{"type":"LineString","coordinates":[[-103.32451,20.56601],[-103.32548,20.56641],[-103.3266,20.56688],[-103.32773,20.56734],[-103.32884,20.56779],[-103.32992,20.56823],[-103.33084,20.5686],[-103.3318,20.56898],[-103.33277,20.56881],[-103.33296,20.56959],[-103.33351,20.56969],[-103.3343,20.56981],[-103.3351,20.56993],[-103.33586,20.57004],[-103.33667,20.57016],[-103.33741,20.57027],[-103.3381,20.57022],[-103.33877,20.57028],[-103.33948,20.57038],[-103.33985,20.5706],[-103.34156,20.57086],[-103.34301,20.57108],[-103.34394,20.57122],[-103.34481,20.57135],[-103.34628,20.57156],[-103.34721,20.57171],[-103.34851,20.57189],[-103.34981,20.5721],[-103.35111,20.57231],[-103.35242,20.57251],[-103.35346,20.57266],[-103.35418,20.57272],[-103.35504,20.57278],[-103.35588,20.57283],[-103.35679,20.57289],[-103.35745,20.57295],[-103.35774,20.57248],[-103.35807,20.57194],[-103.35848,20.57141],[-103.35874,20.57107],[-103.35998,20.57141],[-103.3609,20.57169],[-103.36218,20.57205],[-103.36305,20.57229],[-103.36329,20.57263],[-103.36359,20.573],[-103.36354,20.57317],[-103.3635,20.57315]]}}
Línea 69.0 kV | LineString | 69.0 kV | 1 |  |  | CFE |  |  |  |  | OpenStreetMap | {"type":"Feature","properties":{},"geometry":{"type":"LineString","coordinates":[[-103.24481,20.70072],[-103.24436,20.70039],[-103.24402,20.70013],[-103.24564,20.69764],[-103.2482,20.69406],[-103.24913,20.69276],[-103.25123,20.68982],[-103.25285,20.68754],[-103.25465,20.68461]]}}
Línea 69.0 kV | LineString | 69.0 kV | 1 |  |  | CFE |  |  |  |  | OpenStreetMap | {"type":"Feature","properties":{},"geometry":{"type":"LineString","coordinates":[[-103.29199,20.72402],[-103.29115,20.72015],[-103.29055,20.71753],[-103.29031,20.71614],[-103.29002,20.71491],[-103.28977,20.71354],[-103.28916,20.71274],[-103.28844,20.71181],[-103.28787,20.71104],[-103.28492,20.70708],[-103.28406,20.70595],[-103.28266,20.70447],[-103.28079,20.70281],[-103.27863,20.7009],[-103.27807,20.70037],[-103.27745,20.69982],[-103.27666,20.70056],[-103.27509,20.70031],[-103.2738,20.70011],[-103.27267,20.69992],[-103.27097,20.69963],[-103.26999,20.69993],[-103.2583,20.69813],[-103.25562,20.69931],[-103.2512,20.69977],[-103.25044,20.69979],[-103.24929,20.69981],[-103.24783,20.6999],[-103.24632,20.70025],[-103.24501,20.70064]]}}
Línea 85.0 kV | LineString | 85.0 kV | 2 |  |  | CFE |  |  |  |  | OpenStreetMap | {"type":"Feature","properties":{},"geometry":{"type":"LineString","coordinates":[[-97.91645,20.22941],[-97.91839,20.22886],[-97.92004,20.22842],[-97.92434,20.22726],[-97.92659,20.22671],[-97.92891,20.22611],[-97.93085,20.22558],[-97.9343,20.22466],[-97.9363,20.2241],[-97.93849,20.2235],[-97.93969,20.22314],[-97.94129,20.22268],[-97.94332,20.22213],[-97.9449,20.22168],[-97.94727,20.22099],[-97.94891,20.22028],[-97.95063,20.21949],[-97.96042,20.21537],[-97.96594,20.21314],[-97.96677,20.21277],[-97.96792,20.21231],[-97.97035,20.21211],[-97.97166,20.21207],[-97.97384,20.21198],[-97.97493,20.21189],[-97.97639,20.21182],[-97.98188,20.21145],[-97.98401,20.21134],[-97.98537,20.21126],[-97.99063,20.21095],[-97.99261,20.21088],[-97.99427,20.21151],[-97.99424,20.21224]]}}
Línea 85.0 kV | LineString | 85.0 kV |  |  |  | CFE |  |  |  |  | OpenStreetMap | {"type":"Feature","properties":{},"geometry":{"type":"LineString","coordinates":[[-97.98709,20.216],[-97.98844,20.21382],[-97.99026,20.21343],[-97.99203,20.21309],[-97.99444,20.21257]]}}
Línea 85.0 kV | LineString | 85.0 kV |  |  |  | CFE |  |  |  |  | OpenStreetMap | {"type":"Feature","properties":{},"geometry":{"type":"LineString","coordinates":[[-97.99469,20.21307],[-97.99304,20.21353],[-97.99237,20.21372],[-97.99067,20.21418],[-97.98902,20.21464],[-97.98868,20.21512],[-97.98765,20.21688]]}}
Línea 85.0 kV | LineString | 85.0 kV |  |  |  | CFE |  |  |  |  | OpenStreetMap | {"type":"Feature","properties":{},"geometry":{"type":"LineString","coordinates":[[-97.99462,20.21285],[-97.99221,20.21341],[-97.99041,20.21383],[-97.9887,20.21423],[-97.98837,20.21464],[-97.98741,20.21676]]}}
Línea 85.0 kV | LineString | 85.0 kV | 1 |  |  | CFE |  |  |  |  | OpenStreetMap | {"type":"Feature","properties":{},"geometry":{"type":"LineString","coordinates":[[-100.2531,19.98291],[-100.25224,19.98309],[-100.25186,19.98314],[-100.25018,19.9833],[-100.2491,19.98343],[-100.24808,19.9816],[-100.24708,19.97978],[-100.24633,19.97842],[-100.24542,19.9767],[-100.24443,19.97489],[-100.24342,19.97304],[-100.24239,19.9712],[-100.24138,19.96935],[-100.24017,19.96786],[-100.23882,19.96617],[-100.23774,19.96484],[-100.2364,19.96321],[-100.23519,19.96164],[-100.23392,19.96007],[-100.23267,19.95857],[-100.23142,19.95698],[-100.23016,19.95545],[-100.22893,19.95389],[-100.22766,19.95232],[-100.22647,19.95085],[-100.22521,19.94929],[-100.22394,19.94772],[-100.22264,19.94617],[-100.22142,19.94465],[-100.22021,19.94313],[-100.21901,19.94161],[-100.21781,19.94009],[-100.21657,19.93862],[-100.21533,19.93707],[-100.21423,19.9357],[-100.21314,19.93436],[-100.21195,19.93285],[-100.21062,19.93116],[-100.20933,19.92955],[-100.20797,19.92786],[-100.2067,19.92632],[-100.20538,19.92471],[-100.20408,19.92303],[-100.20273,19.92137],[-100.2017,19.92015],[-100.20047,19.91865],[-100.19979,19.91771],[-100.19881,19.91657],[-100.19803,19.91557],[-100.19723,19.91462],[-100.19592,19.91294],[-100.19459,19.9113],[-100.19329,19.90967],[-100.1919,19.908],[-100.1906,19.90629],[-100.18942,19.90482],[-100.18805,19.90321],[-100.18677,19.90162],[-100.18548,19.89998],[-100.18422,19.89845],[-100.18289,19.89681],[-100.18178,19.89546],[-100.18049,19.89389],[-100.17918,19.89222],[-100.17786,19.89059],[-100.17682,19.88931],[-100.17549,19.88763],[-100.17412,19.88592],[-100.17283,19.88431],[-100.17152,19.88272],[-100.16953,19.88018],[-100.16751,19.87777],[-100.16619,19.87609],[-100.16488,19.87448],[-100.16356,19.87279],[-100.16245,19.87143],[-100.1611,19.8698],[-100.15986,19.86828],[-100.15853,19.86659],[-100.15723,19.86501],[-100.15458,19.86164],[-100.15338,19.86025],[-100.1521,19.85866],[-100.15118,19.8575],[-100.14996,19.85604],[-100.14805,19.85364],[-100.14541,19.85034],[-100.14417,19.84883],[-100.14266,19.84698],[-100.14003,19.84372],[-100.13932,19.84246],[-100.13831,19.84071],[-100.1373,19.83893],[-100.13535,19.83554],[-100.13418,19.83354],[-100.13303,19.83158],[-100.13189,19.8295],[-100.13073,19.82754],[-100.13037,19.82688],[-100.13014,19.82647],[-100.12802,19.82284],[-100.1272,19.82138],[-100.12614,19.81957],[-100.12512,19.81777],[-100.12418,19.81615],[-100.12318,19.81443],[-100.12249,19.81278],[-100.12179,19.81111],[-100.12127,19.80914],[-100.12136,19.80817],[-100.1217,19.80511],[-100.12196,19.80307],[-100.12274,19.7989],[-100.1231,19.79773],[-100.12407,19.79516],[-100.12538,19.79216],[-100.12657,19.7894],[-100.12831,19.78613],[-100.12926,19.78426],[-100.13024,19.78241],[-100.13116,19.78073],[-100.13152,19.77932],[-100.13121,19.77806],[-100.13037,19.77559],[-100.12938,19.77369],[-100.12808,19.77127],[-100.12654,19.76746],[-100.1265,19.76394],[-100.12337,19.75987],[-100.12182,19.75842],[-100.11838,19.75643],[-100.11591,19.75531],[-100.11375,19.75447],[-100.11078,19.75317],[-100.10748,19.7518],[-100.1043,19.75045],[-100.10299,19.74981],[-100.10025,19.74852],[-100.09744,19.74727],[-100.0957,19.74647],[-100.08115,19.73982],[-100.07433,19.73678],[-100.06915,19.73439],[-100.06527,19.73256],[-100.06248,19.73133],[-100.05943,19.72994],[-100.0549,19.7279],[-100.05103,19.72612],[-100.04729,19.72435],[-100.04543,19.72367],[-100.02627,19.717],[-100.01992,19.71495],[-100.00831,19.71092],[-99.98902,19.70446],[-99.98622,19.70347],[-99.98317,19.70166],[-99.98103,19.70007],[-99.97518,19.6962],[-99.96349,19.68847],[-99.9594,19.68557],[-99.95644,19.68366],[-99.95323,19.68158],[-99.95249,19.68091],[-99.94702,19.67704],[-99.93928,19.67198],[-99.93509,19.66914],[-99.93276,19.66752],[-99.93039,19.66593],[-99.92802,19.66437],[-99.92568,19.66273],[-99.9245,19.66196],[-99.92257,19.66062],[-99.91937,19.65847],[-99.91492,19.65545],[-99.91334,19.6545],[-99.90273,19.64718],[-99.8658,19.62214],[-99.85837,19.61714],[-99.84994,19.61146],[-99.84846,19.61047],[-99.84663,19.60897],[-99.8426,19.60649],[-99.83798,19.60332],[-99.82868,19.59714],[-99.82651,19.59568],[-99.81735,19.58932],[-99.81297,19.58635],[-99.80844,19.5833],[-99.79433,19.57372],[-99.78968,19.57053],[-99.78759,19.56907],[-99.78584,19.56796],[-99.78022,19.56408],[-99.7791,19.56331],[-99.77852,19.56293],[-99.77793,19.56254],[-99.77565,19.56098],[-99.77431,19.56011],[-99.77332,19.55938],[-99.77214,19.55859],[-99.77101,19.55781],[-99.76975,19.55697],[-99.76811,19.55588],[-99.76715,19.5552],[-99.7646,19.55346],[-99.7633,19.55259],[-99.76207,19.55175],[-99.76079,19.55088],[-99.7595,19.55004],[-99.7585,19.54931],[-99.75732,19.54851],[-99.75496,19.54693],[-99.75387,19.54619],[-99.75295,19.54551],[-99.7521,19.54477],[-99.74939,19.54084],[-99.74873,19.54032],[-99.74823,19.53929],[-99.74772,19.53807],[-99.74719,19.53677],[-99.74666,19.53555],[-99.74612,19.53426],[-99.74457,19.53093],[-99.74391,19.52936],[-99.74331,19.52759],[-99.74286,19.52654],[-99.74169,19.5246],[-99.73969,19.52223],[-99.73936,19.52198],[-99.7385,19.52124],[-99.73761,19.52053],[-99.73666,19.51918],[-99.7357,19.51854],[-99.73376,19.51851],[-99.73334,19.51843],[-99.73222,19.51793],[-99.73053,19.51717],[-99.72893,19.51648],[-99.72789,19.51601],[-99.7269,19.51555],[-99.72495,19.5147],[-99.72402,19.51429],[-99.72295,19.5138],[-99.72173,19.51325],[-99.72018,19.51259],[-99.71844,19.51181],[-99.71697,19.51115],[-99.71604,19.51076],[-99.71511,19.51031],[-99.71417,19.50992],[-99.71259,19.50922],[-99.71167,19.50879],[-99.70799,19.50715],[-99.70707,19.50677],[-99.70585,19.50623],[-99.70352,19.50519],[-99.70274,19.50484],[-99.70159,19.50434],[-99.70058,19.50387],[-99.69889,19.50314],[-99.69812,19.5028],[-99.69387,19.5009],[-99.69262,19.50033],[-99.69134,19.49977],[-99.68996,19.49916],[-99.68865,19.49858],[-99.68734,19.498],[-99.68592,19.49733],[-99.68379,19.49643],[-99.68011,19.49469],[-99.67952,19.49454],[-99.67817,19.49392],[-99.67686,19.49336],[-99.6768,19.49334],[-99.67516,19.49259],[-99.67266,19.49148],[-99.67158,19.49099],[-99.66753,19.48919],[-99.66635,19.48866],[-99.66518,19.48812],[-99.66398,19.48762],[-99.66281,19.48711],[-99.66116,19.48637],[-99.65947,19.48561],[-99.65813,19.48502],[-99.65649,19.48428],[-99.65529,19.48373],[-99.6541,19.48322],[-99.65241,19.48248],[-99.65118,19.48194],[-99.64998,19.48141],[-99.64854,19.48074],[-99.64707,19.48004],[-99.64577,19.47952],[-99.64411,19.47878],[-99.64328,19.47841],[-99.64017,19.47704],[-99.63916,19.47658],[-99.63785,19.476],[-99.63507,19.47476],[-99.63348,19.47405],[-99.63244,19.47358],[-99.63079,19.47286],[-99.62972,19.47239],[-99.62845,19.47181],[-99.62734,19.47131],[-99.62446,19.47004],[-99.62282,19.46929],[-99.62167,19.4688],[-99.62042,19.46824],[-99.61915,19.46769],[-99.61793,19.46712],[-99.61661,19.46656],[-99.61509,19.46589],[-99.61406,19.46541],[-99.61275,19.46482],[-99.61148,19.46425],[-99.60966,19.46345],[-99.60886,19.4631],[-99.60757,19.46253],[-99.60625,19.46193],[-99.60492,19.46134],[-99.60365,19.46078],[-99.60182,19.45997],[-99.60065,19.45944],[-99.59924,19.45884],[-99.598,19.45829],[-99.59661,19.45767],[-99.59528,19.45704],[-99.59401,19.45649],[-99.59237,19.45577],[-99.59044,19.45492],[-99.58847,19.45408],[-99.58642,19.4535],[-99.5851,19.45321],[-99.58375,19.45287],[-99.58253,19.4526],[-99.5814,19.45234],[-99.57967,19.45192],[-99.57833,19.45157],[-99.57657,19.45121],[-99.57561,19.45095],[-99.57411,19.45059],[-99.57259,19.45024],[-99.57137,19.44996]]}}
Línea 85.0 kV | LineString | 85.0 kV | 1 |  |  | CFE |  |  |  |  | OpenStreetMap | {"type":"Feature","properties":{},"geometry":{"type":"LineString","coordinates":[[-98.69427,20.11383],[-98.69311,20.11157],[-98.69229,20.1099],[-98.69127,20.10785],[-98.69032,20.10589],[-98.68935,20.10392],[-98.68823,20.10163],[-98.68729,20.0997],[-98.6866,20.09801]]}}
Línea 85.0 kV | LineString | 85.0 kV | 1 |  |  | CFE |  |  |  |  | OpenStreetMap | {"type":"Feature","properties":{},"geometry":{"type":"LineString","coordinates":[[-98.69427,20.11383],[-98.69406,20.1144],[-98.69341,20.11476],[-98.6902,20.11617],[-98.68684,20.11762],[-98.68216,20.11967],[-98.67864,20.12109],[-98.67397,20.12321],[-98.67076,20.12628],[-98.66823,20.12865],[-98.6653,20.13146],[-98.66328,20.13339],[-98.65976,20.13674],[-98.65123,20.14487],[-98.64696,20.14889],[-98.64607,20.15138],[-98.64435,20.15732],[-98.64377,20.1593],[-98.64218,20.16443],[-98.64101,20.16841],[-98.64007,20.17156],[-98.63944,20.17369],[-98.63899,20.1752],[-98.63696,20.18195],[-98.63545,20.18689],[-98.63476,20.18917],[-98.63406,20.19149],[-98.63316,20.19447],[-98.63233,20.19725],[-98.63242,20.20086],[-98.63273,20.20975],[-98.63284,20.21311],[-98.63297,20.21654],[-98.63306,20.22001],[-98.63317,20.22339],[-98.6333,20.22704],[-98.63342,20.23029],[-98.63351,20.23349],[-98.63363,20.23683],[-98.63375,20.24018],[-98.63387,20.24298],[-98.63398,20.24627],[-98.63405,20.24833],[-98.63408,20.24889],[-98.63348,20.24891],[-98.63343,20.24861]]}}
Línea 85.0 kV | LineString | 85.0 kV |  |  |  | CFE |  |  |  |  | OpenStreetMap | {"type":"Feature","properties":{},"geometry":{"type":"LineString","coordinates":[[-98.69427,20.11383],[-98.69433,20.11431],[-98.6944,20.11482],[-98.69397,20.11502]]}}
Línea 85.0 kV | LineString | 85.0 kV | 1 |  |  | CFE |  |  |  |  | OpenStreetMap | {"type":"Feature","properties":{},"geometry":{"type":"LineString","coordinates":[[-99.18948,20.15354],[-99.18867,20.1536],[-99.18809,20.15323],[-99.187,20.15242],[-99.18584,20.15226],[-99.18437,20.15207],[-99.18156,20.1517],[-99.17871,20.15127],[-99.17603,20.15092],[-99.17345,20.15059],[-99.17092,20.15025],[-99.16861,20.14994],[-99.16571,20.14953],[-99.16294,20.14916],[-99.16007,20.14877],[-99.15735,20.14842],[-99.15461,20.14803],[-99.15185,20.14765],[-99.14913,20.14728],[-99.14639,20.14691],[-99.14354,20.14653],[-99.14089,20.14618],[-99.13823,20.14581],[-99.1355,20.14543],[-99.13147,20.1449],[-99.1175,20.14303],[-99.11463,20.14263],[-99.1133,20.14242],[-99.10565,20.14133],[-99.09962,20.14052],[-99.09816,20.14032],[-99.09668,20.14012],[-99.09398,20.13972],[-99.09253,20.13953],[-99.08945,20.13911],[-99.08678,20.13876],[-99.08536,20.13854],[-99.08266,20.13836],[-99.0799,20.13817],[-99.07718,20.13798],[-99.07396,20.13783],[-99.0725,20.13774],[-99.06961,20.13754],[-99.06278,20.13706],[-99.0563,20.13587],[-99.05201,20.13497],[-99.03808,20.13308],[-99.03384,20.13289],[-99.02818,20.13266],[-99.02537,20.13252],[-99.02398,20.13246],[-99.02256,20.13241],[-99.02113,20.1324],[-99.01968,20.13235],[-99.01409,20.13224],[-99.01037,20.13232],[-99.00906,20.13234],[-99.00772,20.13235],[-99.00511,20.13236],[-99.00377,20.13236],[-98.99736,20.13245],[-98.99592,20.13246],[-98.99462,20.13244],[-98.99314,20.13244],[-98.99173,20.13247],[-98.98072,20.13248],[-98.97788,20.13245],[-98.97573,20.1324],[-98.97324,20.13202],[-98.97077,20.13167],[-98.96835,20.13127],[-98.96529,20.13083],[-98.96049,20.13159],[-98.9584,20.132],[-98.95599,20.13186],[-98.95313,20.13179],[-98.94763,20.13164],[-98.93934,20.13141]]}}
Línea 85.0 kV | LineString | 85.0 kV | 2 |  |  | CFE |  |  |  |  | OpenStreetMap | {"type":"Feature","properties":{},"geometry":{"type":"LineString","coordinates":[[-99.0783,19.6719],[-99.0773,19.67177],[-99.0772,19.67175],[-99.07538,19.67139],[-99.0753,19.67135],[-99.07488,19.67126],[-99.07331,19.67094],[-99.07311,19.67085],[-99.07217,19.67068],[-99.0692,19.67016],[-99.06732,19.66983],[-99.06628,19.6677],[-99.06529,19.66563],[-99.06415,19.66332],[-99.063,19.66098],[-99.06202,19.6589],[-99.0611,19.65706],[-99.0601,19.65501],[-99.05902,19.65277],[-99.05789,19.65047],[-99.05676,19.64818],[-99.05593,19.64654],[-99.05556,19.64576],[-99.05479,19.64405],[-99.05382,19.64211],[-99.05299,19.64037],[-99.05188,19.63879],[-99.05099,19.63704],[-99.05072,19.63649],[-99.05031,19.63566],[-99.04973,19.63448],[-99.04879,19.63257],[-99.04775,19.63039],[-99.04667,19.62822],[-99.0456,19.62601],[-99.04465,19.62403],[-99.04379,19.6222],[-99.04378,19.62219],[-99.0429,19.62036],[-99.04044,19.61562],[-99.03863,19.61414],[-99.03723,19.61425],[-99.03523,19.61444],[-99.03311,19.61465],[-99.03064,19.61489],[-99.02837,19.6151],[-99.02546,19.61536],[-99.02361,19.61555],[-99.02177,19.6157],[-99.02046,19.61554],[-99.01795,19.615],[-99.01614,19.61457],[-99.01406,19.61414],[-99.01131,19.61353],[-99.00865,19.61306],[-99.0077,19.61313],[-99.00622,19.61356],[-99.00376,19.61456],[-99.00119,19.61559],[-98.99961,19.61622],[-98.99747,19.61707],[-98.99507,19.61802],[-98.99385,19.61849],[-98.99262,19.61897],[-98.99166,19.6207],[-98.99056,19.62273],[-98.98916,19.62267],[-98.98737,19.62256],[-98.98471,19.62239],[-98.98221,19.62223],[-98.9817,19.62221],[-98.98096,19.62077]]}}
Línea 85.0 kV | LineString | 85.0 kV | 2 |  |  | CFE |  |  |  |  | OpenStreetMap | {"type":"Feature","properties":{},"geometry":{"type":"LineString","coordinates":[[-99.11701,19.49617],[-99.11779,19.4952],[-99.11878,19.49396],[-99.11937,19.49324],[-99.11989,19.49259],[-99.12096,19.49138],[-99.12216,19.48994],[-99.12332,19.48847],[-99.12439,19.48719],[-99.12564,19.48566],[-99.12687,19.48422],[-99.12811,19.48267],[-99.12933,19.48122],[-99.13031,19.48014]]}}
Línea 85.0 kV | LineString | 85.0 kV | 1 |  |  | CFE |  |  |  |  | OpenStreetMap | {"type":"Feature","properties":{},"geometry":{"type":"LineString","coordinates":[[-99.13031,19.48014],[-99.13054,19.48039]]}}
Línea 85.0 kV | LineString | 85.0 kV | 2 |  |  | CFE |  |  |  |  | OpenStreetMap | {"type":"Feature","properties":{},"geometry":{"type":"LineString","coordinates":[[-99.13031,19.48014],[-99.1312,19.47891],[-99.13231,19.4775],[-99.13352,19.47612],[-99.13466,19.47472],[-99.13575,19.47338],[-99.13707,19.47178],[-99.13786,19.4708],[-99.13917,19.46922],[-99.14033,19.46779],[-99.14145,19.46656],[-99.14239,19.4653],[-99.14345,19.46398],[-99.14436,19.46307],[-99.14558,19.46157],[-99.14685,19.46008],[-99.14782,19.45838],[-99.14855,19.45669],[-99.14945,19.45461],[-99.14954,19.45405]]}}
Línea 85.0 kV | LineString | 85.0 kV | 2 |  |  | CFE |  |  |  |  | OpenStreetMap | {"type":"Feature","properties":{},"geometry":{"type":"LineString","coordinates":[[-99.14954,19.45405],[-99.14956,19.45464],[-99.14865,19.45673],[-99.14793,19.45841],[-99.1478,19.45959],[-99.14778,19.46075],[-99.14793,19.462],[-99.14825,19.46313],[-99.14889,19.46467],[-99.14989,19.46612],[-99.15087,19.46715],[-99.15188,19.46792],[-99.15297,19.4686],[-99.15461,19.4695],[-99.15625,19.47029],[-99.15798,19.47097],[-99.15975,19.47147],[-99.16154,19.47184],[-99.163,19.47202],[-99.16484,19.47215],[-99.1667,19.47211],[-99.16854,19.47194],[-99.17022,19.47175],[-99.17171,19.47159],[-99.17318,19.47143],[-99.17469,19.47125],[-99.17512,19.47121]]}}
Línea 85.0 kV | LineString | 85.0 kV | 1 |  |  | CFE |  |  |  |  | OpenStreetMap | {"type":"Feature","properties":{},"geometry":{"type":"LineString","coordinates":[[-99.17512,19.47121],[-99.17529,19.47087]]}}
Línea 85.0 kV | LineString | 85.0 kV | 2 |  |  | CFE |  |  |  |  | OpenStreetMap | {"type":"Feature","properties":{},"geometry":{"type":"LineString","coordinates":[[-99.17512,19.47121],[-99.17552,19.47116],[-99.17638,19.47104],[-99.17799,19.47076],[-99.17964,19.4704],[-99.18121,19.47002],[-99.18277,19.46964],[-99.18421,19.46928],[-99.18573,19.46944],[-99.18721,19.46959],[-99.1889,19.46981],[-99.18977,19.47015],[-99.19123,19.47069],[-99.19277,19.47104],[-99.19453,19.47151],[-99.1963,19.47201],[-99.19814,19.47258],[-99.19999,19.47314],[-99.20056,19.47328],[-99.2013,19.47346],[-99.20317,19.4729],[-99.20503,19.47233],[-99.20653,19.47145],[-99.20661,19.47141]]}}
Línea 85.0 kV | LineString | 85.0 kV | 4 |  |  | CFE |  |  |  |  | OpenStreetMap | {"type":"Feature","properties":{},"geometry":{"type":"LineString","coordinates":[[-99.14954,19.45405],[-99.14959,19.45321]]}}
Línea 85.0 kV | LineString | 85.0 kV | 1 |  |  | CFE |  |  |  |  | OpenStreetMap | {"type":"Feature","properties":{},"geometry":{"type":"LineString","coordinates":[[-99.11701,19.49617],[-99.11732,19.49634]]}}
Línea 85.0 kV | LineString | 85.0 kV | 2 |  |  | CFE |  |  |  |  | OpenStreetMap | {"type":"Feature","properties":{},"geometry":{"type":"LineString","coordinates":[[-99.12564,19.51937],[-99.12704,19.51882],[-99.12877,19.51855],[-99.13021,19.51826],[-99.13173,19.51827],[-99.13246,19.5182],[-99.13349,19.51823],[-99.13481,19.51819],[-99.1366,19.5182],[-99.13853,19.51821],[-99.1405,19.51838],[-99.14229,19.51845],[-99.14431,19.51934],[-99.14561,19.51879],[-99.14804,19.51788],[-99.14944,19.51737],[-99.15111,19.51676],[-99.15249,19.51625],[-99.15522,19.51522]]}}
Línea 69.0 kV | LineString | 69.0 kV | 1 |  |  | CFE |  |  |  |  | OpenStreetMap | {"type":"Feature","properties":{},"geometry":{"type":"LineString","coordinates":[[-116.53928,31.88769],[-116.53864,31.88787],[-116.53854,31.88791]]}}
Línea 69.0 kV | LineString | 69.0 kV | 1 |  |  | CFE |  |  |  |  | OpenStreetMap | {"type":"Feature","properties":{},"geometry":{"type":"LineString","coordinates":[[-116.53928,31.88769],[-116.53805,31.88779],[-116.53584,31.88792],[-116.53352,31.88804],[-116.53151,31.88815],[-116.52993,31.88824],[-116.52933,31.88828],[-116.52686,31.8884],[-116.52489,31.88852],[-116.5219,31.88868],[-116.51928,31.88882],[-116.51615,31.88901],[-116.51439,31.8891],[-116.51198,31.88924],[-116.50872,31.88943],[-116.50782,31.88948],[-116.50401,31.88964],[-116.50157,31.88974],[-116.49583,31.88998],[-116.49429,31.89004],[-116.49135,31.89018],[-116.48935,31.89023],[-116.48546,31.8904],[-116.48069,31.8906],[-116.47705,31.89074],[-116.47042,31.89104],[-116.46865,31.89111],[-116.46406,31.89129],[-116.45793,31.89268],[-116.45601,31.89315],[-116.45191,31.89409],[-116.44978,31.89457],[-116.44503,31.89567],[-116.44155,31.89646],[-116.43592,31.89781],[-116.4298,31.89916],[-116.42731,31.89976],[-116.426,31.90004],[-116.42211,31.89836],[-116.4202,31.89753],[-116.41946,31.89721],[-116.41835,31.89674],[-116.41541,31.89547],[-116.41192,31.89396],[-116.40901,31.8927],[-116.40455,31.89077],[-116.39952,31.88857],[-116.39534,31.88672],[-116.39303,31.88571],[-116.38966,31.88425],[-116.38756,31.88334],[-116.38561,31.8825],[-116.38394,31.88178],[-116.37981,31.87999],[-116.37708,31.87881],[-116.37505,31.87792],[-116.37218,31.87836],[-116.36691,31.87917],[-116.36327,31.87972],[-116.36019,31.8802],[-116.35788,31.88056],[-116.35544,31.88094],[-116.35324,31.88129],[-116.35082,31.88166],[-116.34768,31.88215],[-116.34505,31.88257],[-116.34372,31.8828],[-116.33985,31.88359],[-116.33519,31.88446],[-116.33265,31.88497],[-116.33044,31.88541],[-116.32754,31.88598],[-116.3232,31.8869],[-116.31845,31.88782],[-116.31558,31.88838],[-116.31043,31.88942],[-116.30929,31.88964],[-116.30708,31.89009],[-116.29957,31.89155],[-116.29707,31.89206],[-116.29524,31.89241],[-116.29356,31.89275],[-116.29167,31.89314],[-116.28891,31.8947],[-116.28667,31.89599],[-116.28481,31.89707],[-116.28279,31.8982],[-116.28118,31.89913],[-116.27867,31.9006],[-116.27663,31.90176],[-116.27376,31.90338],[-116.27149,31.9047],[-116.26971,31.90573],[-116.26784,31.90678],[-116.26676,31.90738],[-116.26607,31.9078],[-116.26604,31.90848],[-116.26598,31.90986],[-116.26596,31.91055],[-116.26626,31.91061],[-116.26614,31.91101]]}}
Línea 69.0 kV | LineString | 69.0 kV | 2 |  |  | CFE |  |  |  |  | OpenStreetMap | {"type":"Feature","properties":{},"geometry":{"type":"LineString","coordinates":[[-116.56665,31.88591],[-116.56623,31.88621],[-116.56357,31.88635],[-116.55983,31.88657],[-116.55701,31.88677],[-116.55628,31.88674],[-116.55492,31.88682],[-116.55412,31.88687],[-116.55315,31.88691],[-116.55216,31.88696],[-116.55126,31.88704],[-116.54992,31.88711],[-116.54681,31.88729],[-116.546,31.88734],[-116.54494,31.88739],[-116.5439,31.88746],[-116.54273,31.8875],[-116.54168,31.88758],[-116.54054,31.88764],[-116.53928,31.88769]]}}
Línea 69.0 kV | LineString | 69.0 kV | 1 |  |  | CFE |  |  |  |  | OpenStreetMap | {"type":"Feature","properties":{},"geometry":{"type":"LineString","coordinates":[[-116.78361,32.4732],[-116.78323,32.47324],[-116.78304,32.47229],[-116.78107,32.47062],[-116.77996,32.46969],[-116.77871,32.46864],[-116.7776,32.46771],[-116.77564,32.46605],[-116.77367,32.46436],[-116.77212,32.46304],[-116.77086,32.46208],[-116.77029,32.4616],[-116.76874,32.4602],[-116.76727,32.45894],[-116.7661,32.45797],[-116.76511,32.45712],[-116.76363,32.45587],[-116.76179,32.45433],[-116.76044,32.45318],[-116.75822,32.45145],[-116.75774,32.45094],[-116.75744,32.44963],[-116.75726,32.44888],[-116.75692,32.44755],[-116.75668,32.44656],[-116.75661,32.44593],[-116.75654,32.44522],[-116.75649,32.4445],[-116.75636,32.44381],[-116.7555,32.44124],[-116.75471,32.43904],[-116.75416,32.4375],[-116.75382,32.43656],[-116.75322,32.43491],[-116.75339,32.43475],[-116.75271,32.43421],[-116.75235,32.43391],[-116.75203,32.43367],[-116.75226,32.43342],[-116.75157,32.43287],[-116.75088,32.43231],[-116.75019,32.43176],[-116.74951,32.43114],[-116.74842,32.43008],[-116.74682,32.4287],[-116.74557,32.42756],[-116.74437,32.42649],[-116.74267,32.42497],[-116.74163,32.42405],[-116.73987,32.42246],[-116.73924,32.42189],[-116.7372,32.42007],[-116.73653,32.41946],[-116.73396,32.41718],[-116.73314,32.41645],[-116.73236,32.41573],[-116.73137,32.41474],[-116.72939,32.41278],[-116.72784,32.41119],[-116.72661,32.40996],[-116.72522,32.40854],[-116.72412,32.40743],[-116.72358,32.40555],[-116.72286,32.40306],[-116.72208,32.40037],[-116.72154,32.39847],[-116.72098,32.39655],[-116.72046,32.39465],[-116.7199,32.39271],[-116.71775,32.38534],[-116.71623,32.38531],[-116.71127,32.38528],[-116.7084,32.38527],[-116.70565,32.38524],[-116.70285,32.38523],[-116.70028,32.38522],[-116.69736,32.3852],[-116.69446,32.38518],[-116.69175,32.38517],[-116.68895,32.38515],[-116.68551,32.38513],[-116.68253,32.38511],[-116.68161,32.38468],[-116.6796,32.38375],[-116.67863,32.3833],[-116.67555,32.38187],[-116.67333,32.38084],[-116.67158,32.38003],[-116.66995,32.37927],[-116.66837,32.37853],[-116.66683,32.37782],[-116.66372,32.37637],[-116.66293,32.37584],[-116.66227,32.3754],[-116.65926,32.37335],[-116.65789,32.37243],[-116.65645,32.37145],[-116.65441,32.37005],[-116.65182,32.3683],[-116.65041,32.36734],[-116.64895,32.36636],[-116.64756,32.36541],[-116.64611,32.36443],[-116.64469,32.36347],[-116.64314,32.36242],[-116.642,32.36164],[-116.64001,32.36029],[-116.63845,32.35923],[-116.63704,32.35828],[-116.6358,32.35744],[-116.6341,32.35628],[-116.63264,32.3553],[-116.63122,32.35433],[-116.62977,32.35335],[-116.62891,32.35277],[-116.62524,32.35028],[-116.62416,32.34955],[-116.62283,32.34864],[-116.62147,32.34772],[-116.62057,32.34723],[-116.61999,32.34607],[-116.61824,32.34256],[-116.61605,32.33821],[-116.61506,32.33623],[-116.61405,32.3342],[-116.61192,32.33328],[-116.60927,32.33213],[-116.6064,32.33089],[-116.59921,32.32989],[-116.59602,32.33167],[-116.59409,32.33271],[-116.5926,32.33191],[-116.59005,32.3305],[-116.58917,32.33002],[-116.58617,32.32837],[-116.58154,32.32583],[-116.58088,32.32547],[-116.57917,32.32444],[-116.57794,32.3237],[-116.57568,32.32235],[-116.57412,32.32141],[-116.57127,32.31969],[-116.5698,32.31881],[-116.56799,32.31709],[-116.56657,32.31575],[-116.56599,32.31519],[-116.56491,32.31416],[-116.56359,32.31291],[-116.5614,32.31082],[-116.56061,32.31007],[-116.55813,32.30772],[-116.55735,32.30519],[-116.55643,32.30232],[-116.5559,32.30068],[-116.55563,32.29813],[-116.55519,32.29385],[-116.55246,32.29325],[-116.54864,32.29242],[-116.54596,32.29186],[-116.54492,32.29161],[-116.54185,32.29095],[-116.54006,32.29056],[-116.53913,32.28711],[-116.53896,32.28651],[-116.53844,32.28457],[-116.53765,32.28168],[-116.53719,32.28002],[-116.53676,32.27842],[-116.53623,32.27644],[-116.5357,32.27447],[-116.53557,32.27282],[-116.53531,32.26964],[-116.53513,32.26722],[-116.53499,32.26558],[-116.53488,32.26407],[-116.53472,32.26193],[-116.53464,32.2609],[-116.53421,32.25966],[-116.53422,32.25813],[-116.53421,32.25665],[-116.53423,32.25532],[-116.53403,32.25291],[-116.5339,32.25143],[-116.53307,32.25007],[-116.53203,32.24838],[-116.53145,32.24743],[-116.53032,32.24558],[-116.52965,32.24451],[-116.52877,32.24307],[-116.52789,32.24164],[-116.52672,32.23973],[-116.52532,32.23746],[-116.52415,32.23551],[-116.52327,32.2341],[-116.52246,32.23279],[-116.522,32.23205],[-116.52162,32.23142],[-116.52076,32.23002],[-116.5197,32.22828],[-116.5183,32.22603],[-116.51743,32.22467],[-116.51666,32.22337],[-116.51581,32.22197],[-116.51499,32.22065],[-116.51413,32.21925],[-116.51329,32.21788],[-116.51261,32.21638],[-116.51201,32.21505],[-116.51048,32.21332],[-116.50913,32.21112],[-116.50792,32.20915],[-116.50661,32.20703],[-116.50463,32.2038],[-116.50398,32.20274],[-116.5026,32.20047],[-116.50215,32.19943],[-116.50108,32.19689],[-116.49981,32.19386],[-116.4993,32.19264],[-116.49847,32.19065],[-116.49726,32.18777],[-116.49749,32.18645],[-116.49802,32.18316],[-116.49843,32.18051],[-116.50047,32.17756],[-116.50245,32.17468],[-116.50408,32.17234],[-116.50621,32.16927],[-116.50905,32.16642],[-116.51155,32.1625],[-116.51252,32.16023],[-116.51303,32.1595],[-116.51348,32.15888],[-116.51457,32.15733],[-116.51596,32.15536],[-116.51641,32.15471],[-116.51716,32.15366],[-116.51947,32.15117],[-116.52149,32.14899],[-116.52287,32.14652],[-116.52354,32.14458],[-116.52433,32.14346],[-116.52508,32.14236],[-116.52569,32.1415],[-116.52683,32.13993],[-116.52788,32.1384],[-116.52838,32.13775],[-116.52903,32.1368],[-116.52997,32.13547],[-116.53115,32.13379],[-116.53179,32.13289],[-116.53278,32.1315],[-116.53375,32.13012],[-116.53443,32.12914],[-116.53489,32.12855],[-116.53569,32.12744],[-116.53653,32.12633],[-116.53738,32.12519],[-116.53818,32.12411],[-116.53872,32.12339],[-116.53998,32.1217],[-116.54091,32.12045],[-116.54189,32.11915],[-116.5428,32.11792],[-116.54396,32.11636],[-116.54509,32.11488],[-116.54608,32.11355],[-116.54673,32.11268],[-116.54769,32.11138],[-116.54888,32.10978],[-116.54986,32.10847],[-116.55065,32.10742],[-116.5517,32.10601],[-116.5522,32.10575],[-116.55455,32.10453],[-116.55603,32.10376],[-116.5573,32.10308],[-116.55799,32.10274],[-116.55885,32.10223],[-116.55983,32.10167],[-116.5607,32.10118],[-116.56171,32.10062],[-116.56267,32.10006],[-116.56373,32.09975],[-116.56346,32.09884],[-116.56244,32.09711],[-116.56175,32.09597],[-116.56058,32.09397],[-116.56007,32.09229],[-116.56052,32.09155],[-116.56121,32.09041],[-116.56261,32.08976],[-116.56412,32.08906],[-116.56658,32.08792],[-116.56781,32.08734],[-116.5694,32.0866],[-116.57097,32.08587],[-116.57347,32.08469],[-116.57423,32.08433],[-116.57595,32.08333],[-116.5769,32.08256],[-116.57891,32.08168],[-116.57936,32.08102],[-116.57986,32.08024],[-116.58025,32.07952],[-116.57984,32.07944],[-116.57993,32.07932]]}}
Línea 69.0 kV | LineString | 69.0 kV | 1 |  |  | CFE |  |  |  |  | OpenStreetMap | {"type":"Feature","properties":{},"geometry":{"type":"LineString","coordinates":[[-103.39944,20.74066],[-103.39937,20.74194],[-103.39991,20.74195]]}}
Línea 69.0 kV | LineString | 69.0 kV | 1 |  |  | CFE |  |  |  |  | OpenStreetMap | {"type":"Feature","properties":{},"geometry":{"type":"LineString","coordinates":[[-103.4935,20.72148],[-103.49172,20.7203],[-103.48954,20.71889],[-103.4874,20.7175],[-103.48543,20.7162],[-103.48313,20.71472],[-103.48097,20.71336],[-103.47974,20.71263],[-103.47726,20.7111],[-103.47465,20.70952],[-103.47307,20.70857],[-103.47044,20.70696],[-103.46782,20.70538],[-103.46542,20.70391],[-103.46309,20.70244],[-103.46198,20.70182],[-103.46096,20.70131],[-103.46057,20.70179]]}}
Línea 69.0 kV | LineString | 69.0 kV | 2 |  |  | CFE |  |  |  |  | OpenStreetMap | {"type":"Feature","properties":{},"geometry":{"type":"LineString","coordinates":[[-103.46057,20.70179],[-103.46005,20.70252]]}}
Línea 69.0 kV | LineString | 69.0 kV | 2 |  |  | CFE |  |  |  |  | OpenStreetMap | {"type":"Feature","properties":{},"geometry":{"type":"LineString","coordinates":[[-103.46005,20.70252],[-103.45986,20.70316],[-103.45969,20.70376],[-103.45951,20.70431],[-103.45933,20.70487],[-103.45919,20.70538],[-103.45909,20.70567],[-103.45903,20.70586],[-103.45894,20.70616],[-103.45884,20.70648],[-103.45866,20.7071],[-103.45848,20.7077],[-103.45829,20.70831],[-103.45812,20.70892],[-103.45792,20.70952],[-103.45774,20.71015],[-103.45756,20.71074],[-103.45738,20.71135],[-103.45718,20.71199],[-103.45701,20.71256],[-103.45682,20.71316],[-103.45665,20.71377],[-103.45645,20.71439],[-103.45628,20.715],[-103.45608,20.71561],[-103.45591,20.71621],[-103.45571,20.71683],[-103.45554,20.71743],[-103.45535,20.71802],[-103.45517,20.71859],[-103.4546,20.71843],[-103.45452,20.71876],[-103.45467,20.71879]]}}
Línea 69.0 kV | LineString | 69.0 kV | 1 |  |  | CFE |  |  |  |  | OpenStreetMap | {"type":"Feature","properties":{},"geometry":{"type":"LineString","coordinates":[[-103.71293,20.67099],[-103.71378,20.67048],[-103.71414,20.67098],[-103.71513,20.67038],[-103.7161,20.66978],[-103.7172,20.66911],[-103.71927,20.66784],[-103.71965,20.66838]]}}
Línea 69.0 kV | LineString | 69.0 kV | 1 |  |  | CFE |  |  |  |  | OpenStreetMap | {"type":"Feature","properties":{},"geometry":{"type":"LineString","coordinates":[[-103.71198,20.67048],[-103.71188,20.67057],[-103.71172,20.67121],[-103.7121,20.67166],[-103.71339,20.67323],[-103.71472,20.67481],[-103.717,20.67514],[-103.71786,20.67432],[-103.72188,20.67278],[-103.72446,20.67155],[-103.72704,20.67031],[-103.72947,20.66914],[-103.73154,20.66814],[-103.73302,20.66627],[-103.73525,20.66344],[-103.73599,20.66252],[-103.73691,20.66137],[-103.73818,20.65976],[-103.73824,20.65846],[-103.73831,20.65683],[-103.73836,20.65548],[-103.73841,20.65471],[-103.73959,20.65397],[-103.74078,20.65321],[-103.74193,20.65247],[-103.74312,20.65172],[-103.74429,20.65097],[-103.74548,20.65021],[-103.74665,20.64946],[-103.74783,20.64871],[-103.74883,20.64808],[-103.74979,20.64746],[-103.75026,20.646],[-103.75222,20.64474],[-103.7547,20.64315],[-103.75711,20.64162],[-103.75957,20.64005],[-103.7621,20.63843],[-103.76464,20.63681],[-103.76705,20.63528],[-103.76942,20.63377],[-103.77188,20.6322],[-103.77425,20.63068],[-103.77672,20.6291],[-103.7791,20.62759],[-103.78141,20.62612],[-103.78388,20.62454],[-103.78594,20.62327],[-103.78658,20.62111],[-103.78735,20.61849],[-103.78812,20.61588],[-103.78888,20.61328],[-103.78966,20.61066],[-103.79043,20.60804],[-103.79121,20.6054],[-103.79207,20.60253],[-103.79273,20.60027],[-103.79353,20.59759],[-103.79429,20.59498],[-103.79502,20.59253],[-103.7958,20.58985],[-103.79792,20.58894],[-103.80036,20.58788],[-103.80323,20.58664],[-103.80583,20.58552],[-103.80863,20.58431],[-103.81055,20.58348],[-103.81457,20.58173],[-103.81804,20.58023],[-103.81928,20.5797],[-103.82293,20.57812],[-103.82459,20.57741],[-103.8262,20.57733],[-103.82779,20.57729],[-103.83114,20.57714],[-103.83364,20.57704],[-103.83766,20.57687],[-103.83956,20.57681],[-103.84246,20.57669],[-103.84588,20.57654],[-103.84917,20.57643],[-103.85214,20.5763],[-103.85406,20.57624],[-103.85607,20.57614],[-103.85774,20.57608],[-103.85831,20.57467],[-103.85889,20.57324],[-103.85865,20.57302]]}}
Línea 69.0 kV | LineString | 69.0 kV | 2 |  |  | CFE |  |  |  |  | OpenStreetMap | {"type":"Feature","properties":{},"geometry":{"type":"LineString","coordinates":[[-103.5723,20.72927],[-103.57408,20.72977],[-103.57606,20.73023],[-103.57774,20.73063],[-103.58153,20.73186],[-103.585,20.73306],[-103.58727,20.73386],[-103.59007,20.73481],[-103.59215,20.73551],[-103.59648,20.73701],[-103.59763,20.73739],[-103.60065,20.73844],[-103.60399,20.7396],[-103.60658,20.74048],[-103.60988,20.74161],[-103.61762,20.74428]]}}
Línea 69.0 kV | LineString | 69.0 kV | 2 |  |  | CFE |  |  |  |  | OpenStreetMap | {"type":"Feature","properties":{},"geometry":{"type":"LineString","coordinates":[[-103.49734,20.72573],[-103.49756,20.7258]]}}
Línea 69.0 kV | LineString | 69.0 kV | 2 |  |  | CFE |  |  |  |  | OpenStreetMap | {"type":"Feature","properties":{},"geometry":{"type":"LineString","coordinates":[[-103.49734,20.72573],[-103.49761,20.72469],[-103.49786,20.72377],[-103.49685,20.72345],[-103.49577,20.72308],[-103.49469,20.72271],[-103.49437,20.72213]]}}
Línea 69.0 kV | LineString | 69.0 kV | 1 |  |  | CFE |  |  |  |  | OpenStreetMap | {"type":"Feature","properties":{},"geometry":{"type":"LineString","coordinates":[[-103.50287,20.78615],[-103.50268,20.78602],[-103.50335,20.78513],[-103.50425,20.78397],[-103.50514,20.78279],[-103.5057,20.78205],[-103.50666,20.78081],[-103.50766,20.77992],[-103.5085,20.77836],[-103.50941,20.7772],[-103.51041,20.77589],[-103.51068,20.77434],[-103.51089,20.77305],[-103.51117,20.77144],[-103.51131,20.77062],[-103.51158,20.76909],[-103.51183,20.76765],[-103.51208,20.76622],[-103.51232,20.7648],[-103.51257,20.76339],[-103.51281,20.76197],[-103.51305,20.76054],[-103.51331,20.75904],[-103.5141,20.7546],[-103.5151,20.74867],[-103.51532,20.74738],[-103.51554,20.74615],[-103.51577,20.7449],[-103.51601,20.74348],[-103.51625,20.74194],[-103.51641,20.74099],[-103.51676,20.73896],[-103.51706,20.73721],[-103.51614,20.73661],[-103.51472,20.73569],[-103.51303,20.73459],[-103.51125,20.73343],[-103.50834,20.73155],[-103.50708,20.73073],[-103.50394,20.7287],[-103.50245,20.72773],[-103.50127,20.72695],[-103.50029,20.72633],[-103.49979,20.72616],[-103.4989,20.72611],[-103.49783,20.72573],[-103.49776,20.726],[-103.49753,20.72596]]}}
Línea 69.0 kV | LineString | 69.0 kV | 2 |  |  | CFE |  |  |  |  | OpenStreetMap | {"type":"Feature","properties":{},"geometry":{"type":"LineString","coordinates":[[-103.54031,20.72184],[-103.54183,20.72213],[-103.54447,20.7227],[-103.54717,20.72327],[-103.55063,20.72401],[-103.55428,20.72472],[-103.55719,20.72548],[-103.56104,20.72647],[-103.56327,20.72702],[-103.56658,20.72783],[-103.56879,20.7284]]}}
Línea 69.0 kV | LineString | 69.0 kV | 1 |  |  | CFE |  |  |  |  | OpenStreetMap | {"type":"Feature","properties":{},"geometry":{"type":"LineString","coordinates":[[-103.56943,20.72879],[-103.56946,20.72862],[-103.5723,20.72927]]}}
Línea 69.0 kV | LineString | 69.0 kV | 1 |  |  | CFE |  |  |  |  | OpenStreetMap | {"type":"Feature","properties":{},"geometry":{"type":"LineString","coordinates":[[-103.56879,20.7284],[-103.56946,20.72862],[-103.56937,20.72877]]}}
Línea 69.0 kV | LineString | 69.0 kV | 1 |  |  | CFE |  |  |  |  | OpenStreetMap | {"type":"Feature","properties":{},"geometry":{"type":"LineString","coordinates":[[-103.56879,20.7284],[-103.5723,20.72927]]}}
Línea 69.0 kV | LineString | 69.0 kV | 2 |  |  | CFE |  |  |  |  | OpenStreetMap | {"type":"Feature","properties":{},"geometry":{"type":"LineString","coordinates":[[-103.50177,20.72045],[-103.50756,20.72025],[-103.50989,20.72014],[-103.51373,20.71997],[-103.51636,20.71988],[-103.52195,20.71961],[-103.52435,20.71949],[-103.52858,20.71941],[-103.5325,20.72037],[-103.53755,20.72124],[-103.54031,20.72184]]}}
Línea 69.0 kV | LineString | 69.0 kV | 1 |  |  | CFE |  |  |  |  | OpenStreetMap | {"type":"Feature","properties":{},"geometry":{"type":"LineString","coordinates":[[-103.83782,20.91173],[-103.83741,20.91192]]}}
Línea 69.0 kV | LineString | 69.0 kV | 1 |  |  | CFE |  |  |  |  | OpenStreetMap | {"type":"Feature","properties":{},"geometry":{"type":"LineString","coordinates":[[-103.70665,20.90636],[-103.70662,20.90597],[-103.70923,20.90128],[-103.71149,20.90009],[-103.71447,20.90048],[-103.71793,20.90093],[-103.72624,20.902],[-103.73163,20.90261],[-103.73832,20.90307],[-103.74205,20.90334],[-103.74647,20.90363],[-103.7505,20.90392],[-103.75518,20.90425],[-103.76486,20.90495],[-103.76835,20.90515],[-103.7713,20.90536],[-103.77787,20.90584],[-103.78997,20.90667],[-103.79317,20.90689],[-103.79632,20.90709],[-103.80362,20.90759],[-103.81094,20.9081],[-103.82239,20.9089],[-103.82841,20.90931],[-103.83351,20.90965],[-103.8352,20.90976],[-103.83944,20.91007]]}}
Línea 69.0 kV | LineString | 69.0 kV | 1 |  |  | CFE |  |  |  |  | OpenStreetMap | {"type":"Feature","properties":{},"geometry":{"type":"LineString","coordinates":[[-103.37622,20.73404],[-103.37646,20.73412]]}}
Línea 69.0 kV | LineString | 69.0 kV | 2 |  |  | CFE |  |  |  |  | OpenStreetMap | {"type":"Feature","properties":{},"geometry":{"type":"LineString","coordinates":[[-103.41975,20.68835],[-103.42003,20.68726],[-103.42027,20.68669],[-103.42044,20.68581],[-103.42058,20.68512],[-103.42074,20.6844],[-103.42086,20.6837],[-103.42101,20.68291],[-103.42112,20.6823],[-103.42129,20.68131],[-103.42145,20.68035],[-103.42157,20.67979]]}}
Línea 69.0 kV | LineString | 69.0 kV | 1 |  |  | CFE |  |  |  |  | OpenStreetMap | {"type":"Feature","properties":{},"geometry":{"type":"LineString","coordinates":[[-103.46005,20.70252],[-103.45997,20.70189],[-103.45954,20.70134],[-103.45913,20.70086],[-103.45864,20.7003],[-103.45823,20.69983],[-103.45787,20.69939],[-103.45719,20.69863],[-103.45653,20.69788],[-103.45613,20.69742],[-103.45532,20.69725],[-103.45447,20.69712],[-103.45352,20.69691]]}}
Línea 69.0 kV | LineString | 69.0 kV | 1 |  |  | CFE |  |  |  |  | OpenStreetMap | {"type":"Feature","properties":{},"geometry":{"type":"LineString","coordinates":[[-103.45464,20.71895],[-103.45448,20.71891],[-103.45444,20.7191],[-103.45495,20.71922],[-103.45477,20.71989],[-103.45445,20.72093],[-103.45413,20.72202],[-103.4538,20.72311],[-103.45347,20.72419],[-103.45323,20.72499],[-103.45314,20.72528],[-103.45283,20.72638],[-103.45249,20.72745],[-103.45217,20.72855],[-103.45185,20.72959],[-103.45154,20.73059],[-103.45134,20.73126]]}}
Línea 69.0 kV | LineString | 69.0 kV | 1 |  |  | CFE |  |  |  |  | OpenStreetMap | {"type":"Feature","properties":{},"geometry":{"type":"LineString","coordinates":[[-103.39944,20.74066],[-103.40019,20.74052],[-103.40124,20.74047],[-103.40214,20.74032]]}}
Línea 69.0 kV | LineString | 69.0 kV | 1 |  |  | CFE |  |  |  |  | OpenStreetMap | {"type":"Feature","properties":{},"geometry":{"type":"LineString","coordinates":[[-103.35549,20.6384],[-103.35499,20.6382],[-103.35511,20.6379],[-103.35513,20.63791]]}}
Línea 69.0 kV | LineString | 69.0 kV | 1 |  |  | CFE |  |  |  |  | OpenStreetMap | {"type":"Feature","properties":{},"geometry":{"type":"LineString","coordinates":[[-103.35549,20.6384],[-103.35496,20.63821],[-103.35512,20.63784],[-103.35515,20.63786]]}}
Línea 69.0 kV | LineString | 69.0 kV | 2 |  |  | CFE |  |  |  |  | OpenStreetMap | {"type":"Feature","properties":{},"geometry":{"type":"LineString","coordinates":[[-103.36153,20.58626],[-103.36002,20.58589],[-103.35785,20.58624],[-103.35692,20.58666],[-103.35614,20.58701],[-103.35497,20.58752],[-103.35369,20.58809],[-103.35213,20.58878],[-103.35126,20.58917],[-103.34993,20.58975],[-103.34884,20.59024],[-103.34729,20.59093],[-103.34641,20.59132],[-103.34507,20.59191],[-103.34378,20.59248],[-103.34244,20.59309],[-103.34146,20.59352],[-103.3398,20.59426],[-103.33887,20.59468],[-103.33788,20.59517],[-103.33627,20.59585],[-103.3349,20.59644],[-103.33366,20.597],[-103.33239,20.59756],[-103.33106,20.59815],[-103.33043,20.59842],[-103.32942,20.59889],[-103.32845,20.59931],[-103.32708,20.59993],[-103.3265,20.60018],[-103.32536,20.60069],[-103.32363,20.60146],[-103.3225,20.60294],[-103.32191,20.60425],[-103.3215,20.60517],[-103.321,20.6063],[-103.32041,20.60767],[-103.31973,20.60919],[-103.3195,20.60971],[-103.31908,20.61065],[-103.31864,20.61167],[-103.31838,20.61237],[-103.31783,20.61391],[-103.31757,20.61463],[-103.31697,20.61625],[-103.31673,20.61693],[-103.31625,20.61823],[-103.31563,20.61996],[-103.31504,20.62155],[-103.31444,20.6232],[-103.31399,20.62443],[-103.31357,20.62557],[-103.31369,20.62766]]}}
Línea 69.0 kV | LineString | 69.0 kV | 2 |  |  | CFE |  |  |  |  | OpenStreetMap | {"type":"Feature","properties":{},"geometry":{"type":"LineString","coordinates":[[-103.36153,20.58626],[-103.36161,20.58657],[-103.36164,20.58857],[-103.36171,20.5902],[-103.36174,20.59206],[-103.36178,20.59394],[-103.36178,20.59531],[-103.36184,20.5977],[-103.36216,20.59876],[-103.36279,20.60069],[-103.36306,20.60152],[-103.36378,20.60368],[-103.36364,20.60496],[-103.36348,20.60655],[-103.36334,20.60786],[-103.36321,20.60898],[-103.36321,20.6101],[-103.36319,20.61141],[-103.3632,20.61239],[-103.3632,20.61324],[-103.36319,20.61478],[-103.36225,20.61463],[-103.3614,20.61455],[-103.36126,20.61519],[-103.36138,20.61523]]}}
Línea 69.0 kV | LineString | 69.0 kV | 2 |  |  | CFE |  |  |  |  | OpenStreetMap | {"type":"Feature","properties":{},"geometry":{"type":"LineString","coordinates":[[-103.37265,20.59728],[-103.37095,20.59883],[-103.36898,20.60062],[-103.36772,20.60233],[-103.36663,20.60379],[-103.36583,20.60485],[-103.36561,20.60733],[-103.36544,20.60926],[-103.36528,20.61113],[-103.36503,20.61355],[-103.36484,20.61562],[-103.36467,20.6165],[-103.36447,20.61757],[-103.36426,20.61851],[-103.3641,20.61929],[-103.36395,20.61994],[-103.36381,20.62034],[-103.36344,20.62117],[-103.36309,20.62197],[-103.36282,20.62263],[-103.36034,20.62863],[-103.35805,20.63393],[-103.35727,20.63575],[-103.35712,20.63611],[-103.35606,20.63861],[-103.35549,20.6384]]}}
Línea 69.0 kV | LineString | 69.0 kV | 1 |  |  | CFE |  |  |  |  | OpenStreetMap | {"type":"Feature","properties":{},"geometry":{"type":"LineString","coordinates":[[-103.3771,20.5932],[-103.37512,20.59489],[-103.37374,20.5962],[-103.37265,20.59728]]}}
Línea 69.0 kV | LineString | 69.0 kV | 1 |  |  | CFE |  |  |  |  | OpenStreetMap | {"type":"Feature","properties":{},"geometry":{"type":"LineString","coordinates":[[-103.3771,20.5932],[-103.3752,20.59498],[-103.37379,20.59628],[-103.37265,20.59728]]}}
Línea 69.0 kV | LineString | 69.0 kV | 2 |  |  | CFE |  |  |  |  | OpenStreetMap | {"type":"Feature","properties":{},"geometry":{"type":"LineString","coordinates":[[-103.37973,20.59078],[-103.37954,20.59097],[-103.3771,20.5932]]}}
Línea 69.0 kV | LineString | 69.0 kV | 2 |  |  | CFE |  |  |  |  | OpenStreetMap | {"type":"Feature","properties":{},"geometry":{"type":"LineString","coordinates":[[-103.37973,20.59078],[-103.37812,20.5904],[-103.37543,20.58973],[-103.37331,20.5892],[-103.372,20.58887],[-103.37054,20.58851],[-103.36881,20.58808],[-103.36708,20.58765],[-103.36602,20.58738],[-103.36464,20.58704],[-103.36326,20.58669],[-103.36153,20.58626]]}}
Línea 69.0 kV | LineString | 69.0 kV | 1 |  |  | CFE |  |  |  |  | OpenStreetMap | {"type":"Feature","properties":{},"geometry":{"type":"LineString","coordinates":[[-103.39585,20.59484],[-103.39591,20.59461],[-103.39735,20.595],[-103.39755,20.5945],[-103.39756,20.59442]]}}
Línea 69.0 kV | LineString | 69.0 kV | 2 |  |  | CFE |  |  |  |  | OpenStreetMap | {"type":"Feature","properties":{},"geometry":{"type":"LineString","coordinates":[[-103.42083,20.60375],[-103.42072,20.60427],[-103.41892,20.60473],[-103.41826,20.60425],[-103.41751,20.6038],[-103.41659,20.60289],[-103.41502,20.60204],[-103.4141,20.60155],[-103.41303,20.60096],[-103.41162,20.60021],[-103.41037,20.59953],[-103.40911,20.59885],[-103.40787,20.59818],[-103.40666,20.59753],[-103.40551,20.59724],[-103.40395,20.59684],[-103.40261,20.59652],[-103.4012,20.59614],[-103.39961,20.59576],[-103.39834,20.59545],[-103.39718,20.59516],[-103.39585,20.59484],[-103.39444,20.59449],[-103.39308,20.59413],[-103.39066,20.59354],[-103.38818,20.59286],[-103.38665,20.59253],[-103.38509,20.59214],[-103.38377,20.59181],[-103.38229,20.59144],[-103.38126,20.59117],[-103.37973,20.59078]]}}
Línea 69.0 kV | LineString | 69.0 kV | 1 |  |  | CFE |  |  |  |  | OpenStreetMap | {"type":"Feature","properties":{},"geometry":{"type":"LineString","coordinates":[[-103.42071,20.6033],[-103.42093,20.60337],[-103.42091,20.60355]]}}
Línea 69.0 kV | LineString | 69.0 kV | 1 |  |  | CFE |  |  |  |  | OpenStreetMap | {"type":"Feature","properties":{},"geometry":{"type":"LineString","coordinates":[[-103.42071,20.6033],[-103.4207,20.60351]]}}
Línea 69.0 kV | LineString | 69.0 kV | 2 |  |  | CFE |  |  |  |  | OpenStreetMap | {"type":"Feature","properties":{},"geometry":{"type":"LineString","coordinates":[[-103.42009,20.60292],[-103.42004,20.60318],[-103.42071,20.6033]]}}
Línea 69.0 kV | LineString | 69.0 kV | 2 |  |  | CFE |  |  |  |  | OpenStreetMap | {"type":"Feature","properties":{},"geometry":{"type":"LineString","coordinates":[[-103.43052,20.64042],[-103.43084,20.63962],[-103.43106,20.63908],[-103.4311,20.63901],[-103.43113,20.63893],[-103.43165,20.6377],[-103.43213,20.63651],[-103.43245,20.63574],[-103.43299,20.63444],[-103.4335,20.63322],[-103.43401,20.63197],[-103.43428,20.63122],[-103.43454,20.63049],[-103.43496,20.62932],[-103.4355,20.62844],[-103.43609,20.62698],[-103.43653,20.62589],[-103.43703,20.62467],[-103.43757,20.62336],[-103.43808,20.62212],[-103.43858,20.62092],[-103.43864,20.61996],[-103.43871,20.61875],[-103.43825,20.61768],[-103.43779,20.61666],[-103.43671,20.61592],[-103.43594,20.61537],[-103.43403,20.614],[-103.43313,20.61335],[-103.43257,20.61295],[-103.43124,20.612],[-103.43023,20.61128],[-103.42905,20.61043],[-103.42789,20.60958],[-103.42679,20.60879],[-103.42618,20.60836],[-103.4251,20.60757],[-103.42454,20.60717],[-103.42338,20.60633],[-103.42222,20.60551],[-103.42085,20.60428],[-103.42096,20.60377]]}}
Línea 69.0 kV | LineString | 69.0 kV | 1 |  |  | CFE |  |  |  |  | OpenStreetMap | {"type":"Feature","properties":{},"geometry":{"type":"LineString","coordinates":[[-103.41787,20.64775],[-103.41779,20.64712],[-103.4177,20.64632],[-103.41807,20.64637]]}}
Línea 69.0 kV | LineString | 69.0 kV | 1 |  |  | CFE |  |  |  |  | OpenStreetMap | {"type":"Feature","properties":{},"geometry":{"type":"LineString","coordinates":[[-103.41787,20.64775],[-103.41764,20.64785]]}}
Línea 69.0 kV | LineString | 69.0 kV | 2 |  |  | CFE |  |  |  |  | OpenStreetMap | {"type":"Feature","properties":{},"geometry":{"type":"LineString","coordinates":[[-103.42964,20.64123],[-103.42958,20.64155],[-103.42982,20.64172],[-103.4295,20.64248],[-103.42917,20.64332],[-103.42877,20.64429],[-103.42837,20.64524],[-103.428,20.64616],[-103.42708,20.64601],[-103.42601,20.64583],[-103.42575,20.64596],[-103.42524,20.64692],[-103.42473,20.64783],[-103.42422,20.6488],[-103.4237,20.64976],[-103.42351,20.65011],[-103.42235,20.6501],[-103.4212,20.65016],[-103.42013,20.65022],[-103.41914,20.65028],[-103.41836,20.65033],[-103.41821,20.65017],[-103.4181,20.64947],[-103.41803,20.64889],[-103.41795,20.64836],[-103.41793,20.64819],[-103.41787,20.64775]]}}
Línea 69.0 kV | LineString | 69.0 kV | 2 |  |  | CFE |  |  |  |  | OpenStreetMap | {"type":"Feature","properties":{},"geometry":{"type":"LineString","coordinates":[[-103.41464,20.67807],[-103.41495,20.67767],[-103.41542,20.677],[-103.41555,20.67665],[-103.41571,20.67613],[-103.4167,20.67369],[-103.41778,20.67113],[-103.41885,20.66855],[-103.41937,20.6673],[-103.41987,20.66609],[-103.42089,20.6636],[-103.42125,20.66276],[-103.42143,20.66233],[-103.42195,20.66109],[-103.42302,20.65854],[-103.42404,20.65603],[-103.42509,20.65351],[-103.42614,20.651],[-103.42719,20.64846],[-103.42823,20.64594],[-103.42876,20.64467],[-103.42917,20.64367],[-103.42952,20.64284]]}}
Línea 69.0 kV | LineString | 69.0 kV | 1 |  |  | CFE |  |  |  |  | OpenStreetMap | {"type":"Feature","properties":{},"geometry":{"type":"LineString","coordinates":[[-103.27338,20.50366],[-103.27333,20.50347],[-103.27363,20.50336]]}}
Línea 69.0 kV | LineString | 69.0 kV | 1 |  |  | CFE |  |  |  |  | OpenStreetMap | {"type":"Feature","properties":{},"geometry":{"type":"LineString","coordinates":[[-103.35521,20.63775],[-103.355,20.63767],[-103.35528,20.637],[-103.35555,20.63633],[-103.35583,20.63566],[-103.3558,20.6354],[-103.35527,20.6352],[-103.35467,20.63497],[-103.35496,20.63431],[-103.35527,20.6336],[-103.35556,20.63293],[-103.35586,20.63221],[-103.35603,20.63228]]}}
Línea 69.0 kV | LineString | 69.0 kV | 1 |  |  | CFE |  |  |  |  | OpenStreetMap | {"type":"Feature","properties":{},"geometry":{"type":"LineString","coordinates":[[-103.35517,20.63782],[-103.35498,20.63773],[-103.3547,20.63832],[-103.35367,20.63793],[-103.35271,20.63757],[-103.35167,20.63718],[-103.35121,20.63701],[-103.35113,20.63639],[-103.351,20.63549],[-103.35086,20.63455],[-103.35074,20.63379],[-103.35064,20.63334],[-103.35048,20.6329],[-103.3502,20.63223],[-103.34989,20.63151],[-103.34965,20.63094],[-103.34936,20.63024],[-103.34912,20.62969],[-103.34886,20.62906],[-103.3484,20.62908],[-103.34713,20.62922],[-103.34632,20.6293],[-103.34567,20.62919],[-103.34494,20.62926],[-103.34429,20.62933],[-103.34363,20.6294],[-103.34311,20.62947],[-103.34257,20.62952],[-103.34198,20.62955],[-103.34139,20.62959],[-103.34079,20.62962],[-103.3402,20.62966],[-103.34001,20.62955],[-103.34027,20.62895],[-103.33987,20.6287]]}}
Línea 69.0 kV | LineString | 69.0 kV | 1 |  |  | CFE |  |  |  |  | OpenStreetMap | {"type":"Feature","properties":{},"geometry":{"type":"LineString","coordinates":[[-103.56017,20.41765],[-103.55983,20.41795],[-103.5596,20.41898],[-103.55919,20.42075],[-103.55879,20.42251],[-103.5585,20.42379],[-103.55806,20.42579],[-103.55747,20.42842],[-103.55705,20.43014],[-103.55654,20.4323],[-103.55613,20.43414],[-103.55577,20.4357],[-103.5546,20.436],[-103.5528,20.43647],[-103.55084,20.43698],[-103.54871,20.43753],[-103.54659,20.43808],[-103.54495,20.43848],[-103.54326,20.43893],[-103.54131,20.43943],[-103.53969,20.43985],[-103.53792,20.44031],[-103.53655,20.44195],[-103.53568,20.44299],[-103.53413,20.44486],[-103.53255,20.44677],[-103.53115,20.44846],[-103.52997,20.44987],[-103.52884,20.45123],[-103.5276,20.45273],[-103.52649,20.45407],[-103.52519,20.45564],[-103.5241,20.45694],[-103.52327,20.45794],[-103.52236,20.45905],[-103.52111,20.46013],[-103.51957,20.46146],[-103.51817,20.46268],[-103.51681,20.46384],[-103.51542,20.46504],[-103.51403,20.46625],[-103.51269,20.46741],[-103.51132,20.4686],[-103.50992,20.46981],[-103.50848,20.47105],[-103.50692,20.47238],[-103.50555,20.47358],[-103.50534,20.47456],[-103.50522,20.47511],[-103.50513,20.47553],[-103.50506,20.47647],[-103.50504,20.47729],[-103.50506,20.47815],[-103.50406,20.47838],[-103.50281,20.47807],[-103.50153,20.47776],[-103.50149,20.47886],[-103.50149,20.4796],[-103.50151,20.48114],[-103.50149,20.48232],[-103.50103,20.48369],[-103.50065,20.48509],[-103.50024,20.48646],[-103.5,20.48749]]}}
Línea 69.0 kV | LineString | 69.0 kV | 1 |  |  | CFE |  |  |  |  | OpenStreetMap | {"type":"Feature","properties":{},"geometry":{"type":"LineString","coordinates":[[-103.57362,20.4293],[-103.57671,20.43116],[-103.57773,20.43176],[-103.58013,20.43309]]}}
Línea 69.0 kV | LineString | 69.0 kV | 1 |  |  | CFE |  |  |  |  | OpenStreetMap | {"type":"Feature","properties":{},"geometry":{"type":"LineString","coordinates":[[-103.56031,20.41782],[-103.55999,20.41804],[-103.55995,20.41876],[-103.56055,20.41962],[-103.56178,20.41902],[-103.56332,20.41827],[-103.56469,20.41759],[-103.56614,20.41688],[-103.56921,20.41539],[-103.57073,20.41466],[-103.57303,20.41084],[-103.57548,20.40722],[-103.5782,20.40325],[-103.57892,20.4022],[-103.58073,20.3995],[-103.58177,20.398],[-103.58274,20.39653],[-103.58376,20.39508],[-103.58452,20.39386],[-103.5854,20.39256],[-103.58628,20.39128],[-103.58716,20.38999],[-103.58804,20.38867],[-103.58896,20.38731],[-103.58989,20.38593],[-103.59063,20.38486],[-103.59154,20.38355],[-103.59256,20.38204],[-103.59377,20.38166],[-103.59371,20.3803],[-103.59365,20.37877],[-103.59357,20.37689],[-103.59349,20.375],[-103.59341,20.3731],[-103.59333,20.37121],[-103.59325,20.36932],[-103.59317,20.36743],[-103.59309,20.36571],[-103.59301,20.36382],[-103.59292,20.36192],[-103.59284,20.36004],[-103.59276,20.35815],[-103.59268,20.35625],[-103.5926,20.35436],[-103.59251,20.35246],[-103.59242,20.35056],[-103.59234,20.34868],[-103.59226,20.3468],[-103.59218,20.34491],[-103.59211,20.34324],[-103.59207,20.34189],[-103.59201,20.34015],[-103.59195,20.33833],[-103.59189,20.33627],[-103.59182,20.3344],[-103.59177,20.33262],[-103.5917,20.33072],[-103.59164,20.32884],[-103.59158,20.32694],[-103.59152,20.32503],[-103.59146,20.32324],[-103.5914,20.32143],[-103.59136,20.31978],[-103.59184,20.31823],[-103.59232,20.31655],[-103.59284,20.31491],[-103.5934,20.31308],[-103.59396,20.31131],[-103.59444,20.30976],[-103.59458,20.30942]]}}
Línea 69.0 kV | LineString | 69.0 kV | 1 |  |  | CFE |  |  |  |  | OpenStreetMap | {"type":"Feature","properties":{},"geometry":{"type":"LineString","coordinates":[[-103.56019,20.41769],[-103.55983,20.41795],[-103.5596,20.42044],[-103.56031,20.42164],[-103.56104,20.42283],[-103.56272,20.42353],[-103.56446,20.42427],[-103.56673,20.42528]]}}
Línea 69.0 kV | LineString | 69.0 kV | 2 |  |  | CFE |  |  |  |  | OpenStreetMap | {"type":"Feature","properties":{},"geometry":{"type":"LineString","coordinates":[[-103.56014,20.41761],[-103.55969,20.41792],[-103.55854,20.41962],[-103.55679,20.42218],[-103.55546,20.42418],[-103.5538,20.42663],[-103.55214,20.42906],[-103.54965,20.42972],[-103.54692,20.43046],[-103.54432,20.43115],[-103.54195,20.43181],[-103.53922,20.43254],[-103.53615,20.4334],[-103.53345,20.43412],[-103.53059,20.43489],[-103.52767,20.43568],[-103.52506,20.43638],[-103.52331,20.4386],[-103.52138,20.44104],[-103.51965,20.44324],[-103.51759,20.44584],[-103.51609,20.44771],[-103.51433,20.44994],[-103.5125,20.45226],[-103.51081,20.45439],[-103.5091,20.45657],[-103.50735,20.45877],[-103.5056,20.46098],[-103.50385,20.46317],[-103.50219,20.46528],[-103.50041,20.46753],[-103.49863,20.46984],[-103.49678,20.47218],[-103.49516,20.47424],[-103.49342,20.47642],[-103.49186,20.47839],[-103.49051,20.48011],[-103.4889,20.48212],[-103.48729,20.48418],[-103.4854,20.48655],[-103.48336,20.48914],[-103.48245,20.49027],[-103.48209,20.49033],[-103.48182,20.49109]]}}
Línea 69.0 kV | LineString | 69.0 kV | 2 |  |  | CFE |  |  |  |  | OpenStreetMap | {"type":"Feature","properties":{},"geometry":{"type":"LineString","coordinates":[[-103.48182,20.49109],[-103.4819,20.49114]]}}
Línea 69.0 kV | LineString | 69.0 kV | 2 |  |  | CFE |  |  |  |  | OpenStreetMap | {"type":"Feature","properties":{},"geometry":{"type":"LineString","coordinates":[[-103.45331,20.55528],[-103.45418,20.55298],[-103.4548,20.55048],[-103.45546,20.54777],[-103.45612,20.54512],[-103.45681,20.54229],[-103.45745,20.53967],[-103.45846,20.53562],[-103.45881,20.53417],[-103.45943,20.53302],[-103.46119,20.52971],[-103.46267,20.52695],[-103.46402,20.52443],[-103.46491,20.52276],[-103.46631,20.52012],[-103.46768,20.51755],[-103.46887,20.51533],[-103.46939,20.51434],[-103.47023,20.51277],[-103.47192,20.50963],[-103.47321,20.50721],[-103.47473,20.50437],[-103.47571,20.50254],[-103.47732,20.49949],[-103.47823,20.49779],[-103.47944,20.49553],[-103.48056,20.49344],[-103.48182,20.49109]]}}
Línea 69.0 kV | LineString | 69.0 kV | 1 |  |  | CFE |  |  |  |  | OpenStreetMap | {"type":"Feature","properties":{},"geometry":{"type":"LineString","coordinates":[[-103.45148,20.55646],[-103.45331,20.55528]]}}
Línea 69.0 kV | LineString | 69.0 kV | 1 |  |  | CFE |  |  |  |  | OpenStreetMap | {"type":"Feature","properties":{},"geometry":{"type":"LineString","coordinates":[[-103.45277,20.55567],[-103.45331,20.55528]]}}
Línea 69.0 kV | LineString | 69.0 kV | 2 |  |  | CFE |  |  |  |  | OpenStreetMap | {"type":"Feature","properties":{},"geometry":{"type":"LineString","coordinates":[[-103.45277,20.55567],[-103.45356,20.55595],[-103.45444,20.55516],[-103.45541,20.5556],[-103.45638,20.55604],[-103.45737,20.55649],[-103.45844,20.55698],[-103.45953,20.55748],[-103.46051,20.55792],[-103.46161,20.55843],[-103.46229,20.55874]]}}
Línea 69.0 kV | LineString | 69.0 kV | 1 |  |  | CFE |  |  |  |  | OpenStreetMap | {"type":"Feature","properties":{},"geometry":{"type":"LineString","coordinates":[[-103.45148,20.55646],[-103.45194,20.5562],[-103.45277,20.55567]]}}
Línea 69.0 kV | LineString | 69.0 kV | 1 |  |  | CFE |  |  |  |  | OpenStreetMap | {"type":"Feature","properties":{},"geometry":{"type":"LineString","coordinates":[[-103.42447,20.60115],[-103.42516,20.60054],[-103.42529,20.599],[-103.42539,20.59772],[-103.42548,20.59648],[-103.4256,20.59514],[-103.4257,20.59393],[-103.42581,20.59267],[-103.42593,20.59113],[-103.42607,20.58959],[-103.42619,20.58808],[-103.42619,20.58639]]}}
Línea 69.0 kV | LineString | 69.0 kV | 1 |  |  | CFE |  |  |  |  | OpenStreetMap | {"type":"Feature","properties":{},"geometry":{"type":"LineString","coordinates":[[-103.42447,20.60115],[-103.42489,20.60044],[-103.42499,20.59899],[-103.42512,20.59772],[-103.4252,20.59647],[-103.42532,20.59512],[-103.42542,20.59392],[-103.42552,20.59265],[-103.42565,20.59112],[-103.42578,20.58956],[-103.4259,20.588],[-103.42619,20.58639]]}}
Línea 69.0 kV | LineString | 69.0 kV | 2 |  |  | CFE |  |  |  |  | OpenStreetMap | {"type":"Feature","properties":{},"geometry":{"type":"LineString","coordinates":[[-103.42619,20.58639],[-103.42675,20.58418],[-103.42736,20.58177],[-103.42806,20.57911],[-103.42879,20.57633],[-103.42943,20.57384],[-103.43011,20.57117],[-103.43074,20.56878],[-103.4332,20.56733],[-103.436,20.56567],[-103.43844,20.56421],[-103.4412,20.56256],[-103.44379,20.56102],[-103.44626,20.55955],[-103.44881,20.55804],[-103.45148,20.55646]]}}
Línea 69.0 kV | LineString | 69.0 kV | 1 |  |  | CFE |  |  |  |  | OpenStreetMap | {"type":"Feature","properties":{},"geometry":{"type":"LineString","coordinates":[[-104.04417,20.55831],[-104.04338,20.55842],[-104.04246,20.55852],[-104.0415,20.55865],[-104.04052,20.55855],[-104.03953,20.55868],[-104.03817,20.55885],[-104.03679,20.55903],[-104.0354,20.55922],[-104.03403,20.55941],[-104.03266,20.55959],[-104.03127,20.55978],[-104.02989,20.55996],[-104.02859,20.56013],[-104.02818,20.55886],[-104.02786,20.55782],[-104.02745,20.55661],[-104.02706,20.5553],[-104.02666,20.55404],[-104.02627,20.55277],[-104.02587,20.55149],[-104.02549,20.55022],[-104.02523,20.54949],[-104.02499,20.54909],[-104.02473,20.54873],[-104.02379,20.54784],[-104.02366,20.54702],[-104.02356,20.54618],[-104.02277,20.54491],[-104.01995,20.54418],[-104.01717,20.54343],[-104.01441,20.54268],[-104.01163,20.54194],[-104.00885,20.54119],[-104.00896,20.53847],[-104.00914,20.5348],[-104.00927,20.5321],[-104.00937,20.52939],[-104.01089,20.52691],[-104.01236,20.52447],[-104.01335,20.52283],[-104.01404,20.52169],[-104.01401,20.52077],[-104.01581,20.5187],[-104.01699,20.51731],[-104.01486,20.51511],[-104.01295,20.51312],[-104.01104,20.51115],[-104.00912,20.50919],[-104.00692,20.5069],[-104.00533,20.50524],[-104.00254,20.5024],[-104.00049,20.50029],[-103.99821,20.49792],[-103.99612,20.49577],[-103.99355,20.49309],[-103.99175,20.49127],[-103.99065,20.49054],[-103.98841,20.48825],[-103.98619,20.48595],[-103.98396,20.48366],[-103.98175,20.48135],[-103.9798,20.47935],[-103.97762,20.47711],[-103.97555,20.47497],[-103.9734,20.47277],[-103.97125,20.47055],[-103.96909,20.46832],[-103.96694,20.46611],[-103.9648,20.46388],[-103.96241,20.46142],[-103.96024,20.45919],[-103.95807,20.45696],[-103.95468,20.45703],[-103.9509,20.45711],[-103.94626,20.45722],[-103.94331,20.45729],[-103.94037,20.45734],[-103.9374,20.4574],[-103.93445,20.45746],[-103.9315,20.45753],[-103.92854,20.45759],[-103.92554,20.45765],[-103.92259,20.45718],[-103.92175,20.45689],[-103.92084,20.4567],[-103.91989,20.45653],[-103.91881,20.45635],[-103.9178,20.45616],[-103.91639,20.456],[-103.91595,20.45592],[-103.91531,20.45496],[-103.91398,20.45288],[-103.91225,20.45019],[-103.91094,20.44817],[-103.90964,20.44615],[-103.90814,20.44386],[-103.90613,20.44075],[-103.90619,20.44043],[-103.9064,20.4394],[-103.9066,20.43837],[-103.90592,20.43818],[-103.90518,20.43816],[-103.90472,20.43853],[-103.90412,20.43761],[-103.90225,20.43473],[-103.89992,20.43273],[-103.89744,20.43057],[-103.89531,20.42875],[-103.89231,20.42616],[-103.88982,20.42403],[-103.88746,20.42199],[-103.88555,20.42035],[-103.88383,20.41888],[-103.88154,20.4169],[-103.87924,20.41493],[-103.87693,20.41294],[-103.87463,20.41097],[-103.87234,20.40899],[-103.87004,20.40701],[-103.86734,20.4047],[-103.86486,20.40257],[-103.86253,20.40056],[-103.8602,20.39855],[-103.85786,20.39655],[-103.85495,20.39552],[-103.85215,20.39454],[-103.84931,20.39354],[-103.84644,20.39253],[-103.8466,20.3921]]}}
Línea 69.0 kV | LineString | 69.0 kV | 2 |  |  | CFE |  |  |  |  | OpenStreetMap | {"type":"Feature","properties":{},"geometry":{"type":"LineString","coordinates":[[-103.8466,20.3921],[-103.84795,20.3895],[-103.8494,20.38676],[-103.85085,20.38408],[-103.85127,20.38328]]}}
Línea 69.0 kV | LineString | 69.0 kV | 1 |  |  | CFE |  |  |  |  | OpenStreetMap | {"type":"Feature","properties":{},"geometry":{"type":"LineString","coordinates":[[-103.82709,20.38769],[-103.82796,20.38763],[-103.83036,20.38747],[-103.83354,20.38842],[-103.8367,20.38936],[-103.83985,20.39029],[-103.84303,20.39125],[-103.84595,20.39211],[-103.84657,20.39209]]}}
Línea 69.0 kV | LineString | 69.0 kV | 2 |  |  | CFE |  |  |  |  | OpenStreetMap | {"type":"Feature","properties":{},"geometry":{"type":"LineString","coordinates":[[-103.25465,20.68461],[-103.25542,20.68516],[-103.25623,20.6856],[-103.25693,20.68586],[-103.25837,20.6864],[-103.25844,20.6861],[-103.25831,20.68494],[-103.25818,20.68403],[-103.25803,20.68311],[-103.25798,20.68228],[-103.25791,20.68131],[-103.25783,20.68024],[-103.25812,20.68018]]}}
Línea 69.0 kV | LineString | 69.0 kV | 1 |  |  | CFE |  |  |  |  | OpenStreetMap | {"type":"Feature","properties":{},"geometry":{"type":"LineString","coordinates":[[-103.25465,20.68461],[-103.2539,20.68457],[-103.25306,20.68411],[-103.25222,20.68378],[-103.25161,20.68369]]}}
Línea 69.0 kV | LineString | 69.0 kV | 1 |  |  | CFE |  |  |  |  | OpenStreetMap | {"type":"Feature","properties":{},"geometry":{"type":"LineString","coordinates":[[-103.24455,20.70077],[-103.24403,20.7004],[-103.24382,20.70006],[-103.24533,20.69728],[-103.24749,20.69425],[-103.24864,20.69263],[-103.25037,20.6902],[-103.25224,20.6876],[-103.25465,20.68461]]}}
Línea 69.0 kV | LineString | 69.0 kV | 1 |  |  | CFE |  |  |  |  | OpenStreetMap | {"type":"Feature","properties":{},"geometry":{"type":"LineString","coordinates":[[-103.23601,20.6455],[-103.23643,20.64565],[-103.23657,20.64521],[-103.23671,20.64479],[-103.23638,20.64471],[-103.23635,20.64477],[-103.23645,20.64479]]}}
Línea 69.0 kV | LineString | 69.0 kV | 2 |  |  | CFE |  |  |  |  | OpenStreetMap | {"type":"Feature","properties":{},"geometry":{"type":"LineString","coordinates":[[-103.31158,20.67133],[-103.31155,20.67143],[-103.31221,20.67165],[-103.3129,20.67185],[-103.31326,20.67082],[-103.31362,20.66974],[-103.31399,20.66872],[-103.31423,20.66794],[-103.31375,20.6678]]}}
Línea 69.0 kV | LineString | 69.0 kV | 1 |  |  | CFE |  |  |  |  | OpenStreetMap | {"type":"Feature","properties":{},"geometry":{"type":"LineString","coordinates":[[-103.23591,20.64582],[-103.23651,20.64598],[-103.23636,20.64645],[-103.23617,20.64701],[-103.23582,20.64809],[-103.23549,20.64918],[-103.23514,20.65025],[-103.23479,20.65133],[-103.23445,20.65241],[-103.23411,20.65349],[-103.23376,20.65458],[-103.23341,20.65566],[-103.23307,20.65674],[-103.23273,20.65782],[-103.23248,20.65859],[-103.23222,20.65942],[-103.23198,20.6602],[-103.23186,20.661],[-103.23187,20.66182],[-103.23209,20.66289],[-103.23257,20.66399],[-103.23293,20.66492],[-103.23348,20.66615],[-103.23393,20.66716],[-103.23435,20.66812],[-103.23443,20.6683],[-103.23535,20.67037],[-103.23581,20.67138],[-103.23627,20.67242],[-103.23667,20.6733],[-103.23699,20.67404],[-103.23734,20.67479],[-103.23775,20.67551],[-103.23834,20.67629],[-103.23912,20.67713],[-103.23996,20.678],[-103.24081,20.67887],[-103.24151,20.67957],[-103.24237,20.68046],[-103.24318,20.68129],[-103.24392,20.68206],[-103.24431,20.68245]]}}
Línea 69.0 kV | LineString | 69.0 kV | 1 |  |  | CFE |  |  |  |  | OpenStreetMap | {"type":"Feature","properties":{},"geometry":{"type":"LineString","coordinates":[[-103.23594,20.64572],[-103.23635,20.64589],[-103.23704,20.64609]]}}
Línea 69.0 kV | LineString | 69.0 kV | 1 |  |  | CFE |  |  |  |  | OpenStreetMap | {"type":"Feature","properties":{},"geometry":{"type":"LineString","coordinates":[[-103.236,20.64555],[-103.23639,20.64581],[-103.23704,20.64609]]}}
Línea 69.0 kV | LineString | 69.0 kV | 2 |  |  | CFE |  |  |  |  | OpenStreetMap | {"type":"Feature","properties":{},"geometry":{"type":"LineString","coordinates":[[-103.26203,20.66692],[-103.26222,20.66829],[-103.26218,20.66927],[-103.26214,20.67023],[-103.26216,20.67153],[-103.26189,20.67259],[-103.26461,20.67302],[-103.26922,20.67375],[-103.26993,20.67388],[-103.2709,20.67402],[-103.27162,20.67414],[-103.27219,20.67423],[-103.27261,20.674],[-103.27355,20.67349],[-103.27453,20.67296],[-103.27542,20.67248],[-103.27607,20.67214],[-103.27679,20.67174],[-103.27751,20.67137],[-103.27839,20.67089],[-103.27913,20.67049],[-103.27992,20.67006],[-103.28072,20.66963],[-103.28151,20.66921],[-103.28224,20.66882],[-103.28305,20.66839],[-103.28386,20.66795],[-103.28466,20.66751],[-103.28548,20.66708],[-103.28623,20.66666],[-103.28685,20.66633],[-103.28764,20.66579],[-103.28832,20.6653],[-103.2891,20.66477],[-103.28979,20.66429],[-103.29053,20.66377],[-103.291,20.66344],[-103.29143,20.66314],[-103.29236,20.66327],[-103.29294,20.66334],[-103.29364,20.66345],[-103.29425,20.66354],[-103.29517,20.66367],[-103.29603,20.66378],[-103.29689,20.6639],[-103.29779,20.66403],[-103.29866,20.66415],[-103.29949,20.66426],[-103.30051,20.66441],[-103.30168,20.66451],[-103.3023,20.66456],[-103.30224,20.66542],[-103.30218,20.66612],[-103.30213,20.66678],[-103.30287,20.66688],[-103.30358,20.66698],[-103.30363,20.66675],[-103.30413,20.6669],[-103.30469,20.66707],[-103.3056,20.66735],[-103.30654,20.66764],[-103.30715,20.66783],[-103.30768,20.668],[-103.3083,20.66819],[-103.30891,20.66837],[-103.30926,20.66848],[-103.30987,20.66868],[-103.31041,20.66883],[-103.31097,20.669],[-103.31081,20.6695],[-103.31064,20.66999],[-103.31046,20.67058],[-103.31042,20.67068],[-103.31029,20.67099],[-103.31027,20.67104],[-103.31033,20.67106],[-103.31098,20.67126],[-103.31143,20.6714],[-103.31146,20.6713]]}}
Línea 69.0 kV | LineString | 69.0 kV | 2 |  |  | CFE |  |  |  |  | OpenStreetMap | {"type":"Feature","properties":{},"geometry":{"type":"LineString","coordinates":[[-103.26203,20.66692],[-103.26327,20.66607],[-103.2645,20.66519],[-103.26555,20.66442],[-103.26783,20.66301],[-103.26783,20.66224],[-103.26794,20.6614],[-103.2681,20.66056],[-103.26818,20.65969],[-103.26778,20.65861],[-103.26762,20.65742],[-103.26756,20.65648],[-103.26663,20.65668],[-103.26554,20.65673],[-103.26464,20.65667],[-103.26363,20.65661],[-103.2636,20.65677]]}}
Línea 69.0 kV | LineString | 69.0 kV | 2 |  |  | CFE |  |  |  |  | OpenStreetMap | {"type":"Feature","properties":{},"geometry":{"type":"LineString","coordinates":[[-103.23704,20.64609],[-103.23683,20.6468],[-103.23661,20.64748],[-103.23639,20.64816],[-103.23617,20.64885],[-103.23595,20.64953],[-103.23573,20.65022],[-103.23551,20.65091],[-103.23529,20.65161],[-103.23507,20.65231],[-103.23484,20.65302],[-103.23462,20.65371],[-103.2344,20.65439],[-103.23418,20.65508],[-103.23396,20.65578],[-103.23374,20.65647],[-103.23343,20.65741],[-103.2342,20.65751],[-103.23495,20.65761],[-103.2357,20.65772],[-103.23647,20.65781],[-103.23722,20.65791],[-103.23819,20.65804],[-103.23894,20.65813],[-103.23969,20.65823],[-103.24045,20.65833],[-103.2413,20.65844],[-103.24204,20.65854],[-103.2431,20.65868],[-103.24396,20.65879],[-103.24464,20.65888],[-103.24538,20.65896],[-103.2464,20.65899],[-103.24742,20.65902],[-103.24741,20.65986],[-103.24742,20.66063],[-103.24743,20.66138],[-103.24743,20.66209],[-103.24744,20.66281],[-103.24745,20.66363],[-103.24746,20.66445],[-103.24746,20.66527],[-103.24746,20.66595],[-103.24807,20.666],[-103.24875,20.66604],[-103.24941,20.66608],[-103.25009,20.66613],[-103.25096,20.6662],[-103.25164,20.66626],[-103.25237,20.66632],[-103.25311,20.66638],[-103.25383,20.66645],[-103.25459,20.66652],[-103.25535,20.66659],[-103.25612,20.66667],[-103.25686,20.66673],[-103.25786,20.66683],[-103.25856,20.66684],[-103.25932,20.66686],[-103.26009,20.66688],[-103.26078,20.66689],[-103.26203,20.66692]]}}
Línea 69.0 kV | LineString | 69.0 kV | 1 |  |  | CFE |  |  |  |  | OpenStreetMap | {"type":"Feature","properties":{},"geometry":{"type":"LineString","coordinates":[[-103.33968,20.74001],[-103.33867,20.73986],[-103.3376,20.73972],[-103.335,20.73934],[-103.33286,20.73908],[-103.33183,20.73892],[-103.33101,20.73883],[-103.32988,20.73867],[-103.32851,20.73814],[-103.32732,20.73772],[-103.32392,20.73654],[-103.32278,20.73616],[-103.32185,20.73584],[-103.32145,20.73571],[-103.32019,20.73526],[-103.31893,20.73483],[-103.31776,20.73443],[-103.31684,20.7341],[-103.31544,20.73363],[-103.31379,20.73307],[-103.31331,20.73289],[-103.31147,20.73223],[-103.30978,20.73168],[-103.30875,20.73135],[-103.30827,20.73118],[-103.30786,20.7323],[-103.30696,20.73295],[-103.30477,20.73232],[-103.3048,20.73115],[-103.30489,20.72999],[-103.30275,20.72927],[-103.30049,20.72849],[-103.29776,20.72755],[-103.29481,20.72654],[-103.29333,20.72604],[-103.29252,20.72576]]}}
Línea 69.0 kV | LineString | 69.0 kV | 2 |  |  | CFE |  |  |  |  | OpenStreetMap | {"type":"Feature","properties":{},"geometry":{"type":"LineString","coordinates":[[-103.33968,20.74001],[-103.33988,20.73915],[-103.34008,20.73841],[-103.34023,20.73768],[-103.34078,20.73709],[-103.34099,20.73647],[-103.34122,20.73581],[-103.34189,20.73594],[-103.34216,20.73515],[-103.34242,20.73436],[-103.34267,20.73359],[-103.34293,20.73284],[-103.34319,20.73207],[-103.34345,20.73129],[-103.3437,20.73056],[-103.34388,20.73001],[-103.34409,20.72942],[-103.34433,20.72867],[-103.3446,20.72788],[-103.34482,20.72722],[-103.34505,20.72654],[-103.34522,20.72581],[-103.34531,20.7251],[-103.34533,20.72429],[-103.34533,20.72351],[-103.34534,20.72278],[-103.34534,20.72215],[-103.34534,20.72148],[-103.34534,20.7209],[-103.34535,20.72031],[-103.34536,20.7196],[-103.34539,20.7189],[-103.34543,20.7182],[-103.34552,20.7175],[-103.3456,20.71678],[-103.34544,20.71637],[-103.34473,20.71613],[-103.34384,20.71581],[-103.34306,20.7155],[-103.34256,20.71532],[-103.34173,20.715],[-103.34094,20.7147],[-103.3404,20.71461],[-103.33967,20.71448],[-103.33885,20.71434],[-103.33808,20.7142],[-103.33724,20.71406],[-103.33649,20.71393],[-103.33562,20.71378],[-103.33503,20.71343],[-103.3347,20.71265],[-103.33437,20.71189],[-103.33478,20.71174],[-103.33483,20.71156]]}}
Línea 69.0 kV | LineString | 69.0 kV | 2 |  |  | CFE |  |  |  |  | OpenStreetMap | {"type":"Feature","properties":{},"geometry":{"type":"LineString","coordinates":[[-103.35031,20.77689],[-103.35057,20.77634],[-103.34981,20.77599],[-103.34906,20.77568],[-103.34823,20.77532],[-103.34745,20.77498],[-103.34654,20.77465],[-103.34558,20.77432],[-103.34463,20.77397],[-103.34365,20.77364],[-103.34302,20.77315],[-103.34245,20.77222],[-103.34192,20.77138],[-103.34137,20.7705],[-103.34084,20.76962],[-103.3401,20.76853],[-103.33998,20.76784],[-103.33979,20.76701],[-103.33984,20.76637],[-103.33989,20.7657],[-103.33955,20.76503],[-103.33879,20.76453],[-103.33802,20.76412],[-103.33723,20.76367],[-103.33656,20.7634],[-103.33587,20.76313],[-103.33509,20.76282],[-103.33441,20.76258],[-103.33462,20.76177],[-103.33481,20.76094],[-103.335,20.76005],[-103.33519,20.75917],[-103.33535,20.75832],[-103.33553,20.75726],[-103.33613,20.75568],[-103.33638,20.75458],[-103.33679,20.75272],[-103.3371,20.75148],[-103.33735,20.75037],[-103.33757,20.74926],[-103.33775,20.74845],[-103.33803,20.74738],[-103.33825,20.74637],[-103.33853,20.74512],[-103.33872,20.74407],[-103.339,20.74301],[-103.33958,20.74049],[-103.33968,20.74001]]}}
Línea 69.0 kV | LineString | 69.0 kV | 1 |  |  | CFE |  |  |  |  | OpenStreetMap | {"type":"Feature","properties":{},"geometry":{"type":"LineString","coordinates":[[-103.3635,20.5732],[-103.36354,20.57317],[-103.36339,20.57393],[-103.36388,20.57402],[-103.36345,20.57523],[-103.3632,20.57614],[-103.36287,20.57743],[-103.3624,20.57728],[-103.36175,20.57715],[-103.36125,20.57702],[-103.36026,20.57676],[-103.35966,20.57662],[-103.35892,20.57647],[-103.3583,20.57638],[-103.35772,20.57632],[-103.35739,20.57702],[-103.35704,20.57768],[-103.35665,20.57857],[-103.35625,20.57936],[-103.35579,20.5803],[-103.35538,20.58113],[-103.35496,20.58198],[-103.35455,20.58282],[-103.35439,20.58288],[-103.35386,20.58271],[-103.35331,20.58253],[-103.3528,20.58238],[-103.3527,20.58256],[-103.35186,20.58232],[-103.35117,20.58211],[-103.35069,20.58195],[-103.35017,20.58265],[-103.34972,20.58328],[-103.34925,20.58396],[-103.34876,20.58463],[-103.34827,20.5853],[-103.3478,20.58596],[-103.3473,20.58664],[-103.34683,20.58731],[-103.34634,20.58798],[-103.34592,20.58858],[-103.34543,20.58926],[-103.34518,20.58962]]}}
Línea 69.0 kV | LineString | 69.0 kV | 1 |  |  | CFE |  |  |  |  | OpenStreetMap | {"type":"Feature","properties":{},"geometry":{"type":"LineString","coordinates":[[-103.28773,20.5608],[-103.28844,20.56104],[-103.2899,20.56051],[-103.29198,20.56005],[-103.29385,20.55953],[-103.29532,20.55911],[-103.2946,20.55798]]}}
Línea 69.0 kV | LineString | 69.0 kV | 1 |  |  | CFE |  |  |  |  | OpenStreetMap | {"type":"Feature","properties":{},"geometry":{"type":"LineString","coordinates":[[-103.2877,20.56088],[-103.28841,20.56114],[-103.29018,20.56194],[-103.29205,20.5628],[-103.29371,20.56358],[-103.29546,20.56437],[-103.29707,20.5651],[-103.29918,20.56494],[-103.30048,20.56482],[-103.30251,20.56466],[-103.30443,20.56453],[-103.30636,20.56434],[-103.30753,20.56421],[-103.30868,20.56412],[-103.30969,20.56404],[-103.31084,20.56395],[-103.312,20.56385],[-103.31309,20.56376],[-103.31381,20.5637],[-103.31427,20.56366],[-103.31542,20.56357],[-103.31656,20.56346],[-103.31733,20.56338]]}}
Línea 69.0 kV | LineString | 69.0 kV | 2 |  |  | CFE |  |  |  |  | OpenStreetMap | {"type":"Feature","properties":{},"geometry":{"type":"LineString","coordinates":[[-103.23575,20.47915],[-103.23474,20.47916],[-103.23374,20.47917]]}}
Línea 69.0 kV | LineString | 69.0 kV | 2 |  |  | CFE |  |  |  |  | OpenStreetMap | {"type":"Feature","properties":{},"geometry":{"type":"LineString","coordinates":[[-103.2368,20.47694],[-103.23679,20.47805]]}}
Línea 69.0 kV | LineString | 69.0 kV | 1 |  |  | CFE |  |  |  |  | OpenStreetMap | {"type":"Feature","properties":{},"geometry":{"type":"LineString","coordinates":[[-103.23679,20.47805],[-103.23675,20.47914],[-103.23575,20.47915]]}}
Línea 69.0 kV | LineString | 69.0 kV | 1 |  |  | CFE |  |  |  |  | OpenStreetMap | {"type":"Feature","properties":{},"geometry":{"type":"LineString","coordinates":[[-103.23374,20.47917],[-103.2327,20.47918],[-103.23277,20.47942],[-103.23332,20.48059]]}}
Línea 69.0 kV | LineString | 69.0 kV | 1 |  |  | CFE |  |  |  |  | OpenStreetMap | {"type":"Feature","properties":{},"geometry":{"type":"LineString","coordinates":[[-103.23679,20.47805],[-103.23677,20.47917],[-103.23575,20.47915]]}}
Línea 69.0 kV | LineString | 69.0 kV | 1 |  |  | CFE |  |  |  |  | OpenStreetMap | {"type":"Feature","properties":{},"geometry":{"type":"LineString","coordinates":[[-103.23374,20.47917],[-103.23273,20.4792],[-103.23279,20.47941],[-103.23332,20.48059]]}}
Línea 69.0 kV | LineString | 69.0 kV | 1 |  |  | CFE |  |  |  |  | OpenStreetMap | {"type":"Feature","properties":{},"geometry":{"type":"LineString","coordinates":[[-103.23393,20.48173],[-103.234,20.48172],[-103.23425,20.48179]]}}
Línea 69.0 kV | LineString | 69.0 kV | 2 |  |  | CFE |  |  |  |  | OpenStreetMap | {"type":"Feature","properties":{},"geometry":{"type":"LineString","coordinates":[[-103.2447,20.4964],[-103.24573,20.49609]]}}
Línea 69.0 kV | LineString | 69.0 kV | 1 |  |  | CFE |  |  |  |  | OpenStreetMap | {"type":"Feature","properties":{},"geometry":{"type":"LineString","coordinates":[[-103.24573,20.49609],[-103.24686,20.49573],[-103.24687,20.49537]]}}
Línea 69.0 kV | LineString | 69.0 kV | 1 |  |  | CFE |  |  |  |  | OpenStreetMap | {"type":"Feature","properties":{},"geometry":{"type":"LineString","coordinates":[[-103.24573,20.49609],[-103.24695,20.49578],[-103.24692,20.49536]]}}
Línea 69.0 kV | LineString | 69.0 kV | 1 |  |  | CFE |  |  |  |  | OpenStreetMap | {"type":"Feature","properties":{},"geometry":{"type":"LineString","coordinates":[[-103.24232,20.49585],[-103.24289,20.49575],[-103.2435,20.4968],[-103.2447,20.4964]]}}
Línea 69.0 kV | LineString | 69.0 kV | 1 |  |  | CFE |  |  |  |  | OpenStreetMap | {"type":"Feature","properties":{},"geometry":{"type":"LineString","coordinates":[[-103.24232,20.49585],[-103.24298,20.49568],[-103.24356,20.49672],[-103.2447,20.4964]]}}
Línea 69.0 kV | LineString | 69.0 kV | 2 |  |  | CFE |  |  |  |  | OpenStreetMap | {"type":"Feature","properties":{},"geometry":{"type":"LineString","coordinates":[[-103.23446,20.49748],[-103.23566,20.49709],[-103.23693,20.49682],[-103.2381,20.49661],[-103.23925,20.49639],[-103.24038,20.49618],[-103.24161,20.49598],[-103.24232,20.49585]]}}
Línea 69.0 kV | LineString | 69.0 kV | 1 |  |  | CFE |  |  |  |  | OpenStreetMap | {"type":"Feature","properties":{},"geometry":{"type":"LineString","coordinates":[[-103.23359,20.49778],[-103.23264,20.4981],[-103.23171,20.49843],[-103.23082,20.49875],[-103.23069,20.4988],[-103.23089,20.49929],[-103.23107,20.49977],[-103.23129,20.50031],[-103.23153,20.50094],[-103.23177,20.50154],[-103.23204,20.50221],[-103.23237,20.50305],[-103.23304,20.50472],[-103.23346,20.50577],[-103.23383,20.5067],[-103.23419,20.50761],[-103.23447,20.50822],[-103.23485,20.50879],[-103.23534,20.50938],[-103.23582,20.50999],[-103.23669,20.5111],[-103.23742,20.51205],[-103.2381,20.51293],[-103.23863,20.51361],[-103.23923,20.51439],[-103.23995,20.51529],[-103.24063,20.51616],[-103.24126,20.517],[-103.2416,20.5174],[-103.24212,20.51807],[-103.24261,20.51869],[-103.2431,20.51935],[-103.24362,20.51992],[-103.24453,20.52072],[-103.24536,20.52149],[-103.24607,20.52217],[-103.24639,20.52249],[-103.2471,20.52337],[-103.24772,20.52417],[-103.24833,20.52495],[-103.24894,20.52569],[-103.24957,20.52647],[-103.24986,20.52685]]}}
Línea 69.0 kV | LineString | 69.0 kV | 1 |  |  | CFE |  |  |  |  | OpenStreetMap | {"type":"Feature","properties":{},"geometry":{"type":"LineString","coordinates":[[-103.23359,20.49778],[-103.23446,20.49748]]}}
Línea 69.0 kV | LineString | 69.0 kV | 1 |  |  | CFE |  |  |  |  | OpenStreetMap | {"type":"Feature","properties":{},"geometry":{"type":"LineString","coordinates":[[-103.23302,20.49701],[-103.23361,20.49775],[-103.23446,20.49748]]}}
Línea 69.0 kV | LineString | 69.0 kV | 1 |  |  | CFE |  |  |  |  | OpenStreetMap | {"type":"Feature","properties":{},"geometry":{"type":"LineString","coordinates":[[-103.23302,20.49701],[-103.23359,20.49778]]}}
Línea 69.0 kV | LineString | 69.0 kV | 2 |  |  | CFE |  |  |  |  | OpenStreetMap | {"type":"Feature","properties":{},"geometry":{"type":"LineString","coordinates":[[-103.22766,20.4902],[-103.22903,20.49194],[-103.22982,20.49294],[-103.2306,20.49393],[-103.23141,20.49496],[-103.2322,20.49596],[-103.23302,20.49701]]}}
Línea 69.0 kV | LineString | 69.0 kV | 1 |  |  | CFE |  |  |  |  | OpenStreetMap | {"type":"Feature","properties":{},"geometry":{"type":"LineString","coordinates":[[-103.22583,20.48726],[-103.22567,20.48767],[-103.22614,20.48831],[-103.22664,20.48889],[-103.22704,20.48946],[-103.22766,20.4902]]}}
Línea 69.0 kV | LineString | 69.0 kV | 1 |  |  | CFE |  |  |  |  | OpenStreetMap | {"type":"Feature","properties":{},"geometry":{"type":"LineString","coordinates":[[-103.22664,20.48889],[-103.22644,20.48876]]}}
Línea 69.0 kV | LineString | 69.0 kV | 1 |  |  | CFE |  |  |  |  | OpenStreetMap | {"type":"Feature","properties":{},"geometry":{"type":"LineString","coordinates":[[-103.22583,20.48726],[-103.2257,20.48768],[-103.22616,20.48826],[-103.22667,20.48891],[-103.22707,20.48944],[-103.22766,20.4902]]}}
Línea 69.0 kV | LineString | 69.0 kV | 2 |  |  | CFE |  |  |  |  | OpenStreetMap | {"type":"Feature","properties":{},"geometry":{"type":"LineString","coordinates":[[-103.22898,20.47728],[-103.22871,20.47816],[-103.22843,20.47904],[-103.22816,20.4799],[-103.22788,20.48076],[-103.22761,20.48163],[-103.22733,20.48251],[-103.22706,20.48337],[-103.22676,20.48432],[-103.22645,20.48529],[-103.22615,20.48624],[-103.22583,20.48726]]}}
Línea 69.0 kV | LineString | 69.0 kV | 1 |  |  | CFE |  |  |  |  | OpenStreetMap | {"type":"Feature","properties":{},"geometry":{"type":"LineString","coordinates":[[-103.23263,20.47796],[-103.23191,20.47791],[-103.23121,20.47706],[-103.23033,20.47653],[-103.22929,20.47634],[-103.22898,20.47728]]}}
Línea 69.0 kV | LineString | 69.0 kV | 1 |  |  | CFE |  |  |  |  | OpenStreetMap | {"type":"Feature","properties":{},"geometry":{"type":"LineString","coordinates":[[-103.23263,20.47796],[-103.23189,20.47794],[-103.23118,20.47708],[-103.23031,20.47655],[-103.22931,20.47637],[-103.22898,20.47728]]}}
Línea 69.0 kV | LineString | 69.0 kV | 2 |  |  | CFE |  |  |  |  | OpenStreetMap | {"type":"Feature","properties":{},"geometry":{"type":"LineString","coordinates":[[-103.2356,20.47819],[-103.23476,20.47804],[-103.23369,20.478],[-103.23263,20.47796]]}}
Línea 69.0 kV | LineString | 69.0 kV | 1 |  |  | CFE |  |  |  |  | OpenStreetMap | {"type":"Feature","properties":{},"geometry":{"type":"LineString","coordinates":[[-103.23636,20.477],[-103.23671,20.47704],[-103.23668,20.4776],[-103.23669,20.47811],[-103.2356,20.47819]]}}
Línea 69.0 kV | LineString | 69.0 kV | 1 |  |  | CFE |  |  |  |  | OpenStreetMap | {"type":"Feature","properties":{},"geometry":{"type":"LineString","coordinates":[[-103.23636,20.47709],[-103.23669,20.47709],[-103.23668,20.4776],[-103.23667,20.47808],[-103.2356,20.47819]]}}
Línea 69.0 kV | LineString | 69.0 kV | 1 |  |  | CFE |  |  |  |  | OpenStreetMap | {"type":"Feature","properties":{},"geometry":{"type":"LineString","coordinates":[[-103.23637,20.47688],[-103.23669,20.47685],[-103.2368,20.47694]]}}
Línea 69.0 kV | LineString | 69.0 kV | 1 |  |  | CFE |  |  |  |  | OpenStreetMap | {"type":"Feature","properties":{},"geometry":{"type":"LineString","coordinates":[[-103.23637,20.47679],[-103.23669,20.47675],[-103.2368,20.47694]]}}
Línea 69.0 kV | LineString | 69.0 kV | 1 |  |  | CFE |  |  |  |  | OpenStreetMap | {"type":"Feature","properties":{},"geometry":{"type":"LineString","coordinates":[[-103.25722,20.4699],[-103.25864,20.46938],[-103.25985,20.4714]]}}
Línea 69.0 kV | LineString | 69.0 kV | 1 |  |  | CFE |  |  |  |  | OpenStreetMap | {"type":"Feature","properties":{},"geometry":{"type":"LineString","coordinates":[[-103.25722,20.4699],[-103.25851,20.46915],[-103.25696,20.46679]]}}
Línea 69.0 kV | LineString | 69.0 kV | 1 |  |  | CFE |  |  |  |  | OpenStreetMap | {"type":"Feature","properties":{},"geometry":{"type":"LineString","coordinates":[[-103.23637,20.47668],[-103.23669,20.47675],[-103.23779,20.47654]]}}
Línea 69.0 kV | LineString | 69.0 kV | 1 |  |  | CFE |  |  |  |  | OpenStreetMap | {"type":"Feature","properties":{},"geometry":{"type":"LineString","coordinates":[[-103.23637,20.47656],[-103.23673,20.47655],[-103.23779,20.47654]]}}
Línea 69.0 kV | LineString | 69.0 kV | 1 |  |  | CFE |  |  |  |  | OpenStreetMap | {"type":"Feature","properties":{},"geometry":{"type":"LineString","coordinates":[[-103.23638,20.47632],[-103.2367,20.47632],[-103.23672,20.47575],[-103.23673,20.47512],[-103.2358,20.47509],[-103.23469,20.47507],[-103.23358,20.47504],[-103.2324,20.47502],[-103.23116,20.47501],[-103.23089,20.47423],[-103.23055,20.47347],[-103.23014,20.47275],[-103.22973,20.47214],[-103.22913,20.47232],[-103.22823,20.47257],[-103.22742,20.47272],[-103.22661,20.47288],[-103.22574,20.47311],[-103.22495,20.4733],[-103.22404,20.47353],[-103.22315,20.47375],[-103.22244,20.47392],[-103.22139,20.47366],[-103.22056,20.47345],[-103.22023,20.47243],[-103.21985,20.47129],[-103.21945,20.47015],[-103.21938,20.47017]]}}
Línea 69.0 kV | LineString | 69.0 kV | 2 |  |  | CFE |  |  |  |  | OpenStreetMap | {"type":"Feature","properties":{},"geometry":{"type":"LineString","coordinates":[[-103.14644,20.31835],[-103.14733,20.31796],[-103.14886,20.31725],[-103.14963,20.31696],[-103.15046,20.3166],[-103.15129,20.31623],[-103.1521,20.31588],[-103.15288,20.31549],[-103.15371,20.31513],[-103.15453,20.31477],[-103.15529,20.31445],[-103.15614,20.31408],[-103.15702,20.3137],[-103.15771,20.31339],[-103.15844,20.31306],[-103.15917,20.31274],[-103.15998,20.31239],[-103.16076,20.31204],[-103.16252,20.31126],[-103.16329,20.31093],[-103.16411,20.31057],[-103.16494,20.31021],[-103.16578,20.30986],[-103.1666,20.30951],[-103.16747,20.30912],[-103.16837,20.30872],[-103.16925,20.30833],[-103.17012,20.30794],[-103.17068,20.30891],[-103.17136,20.30984],[-103.17185,20.31062],[-103.17234,20.31139],[-103.17283,20.31218],[-103.17406,20.31238],[-103.17527,20.31259],[-103.17632,20.3126],[-103.17737,20.31261],[-103.17856,20.31262],[-103.17976,20.31263],[-103.18072,20.31271],[-103.18168,20.3128],[-103.18251,20.31287],[-103.18354,20.31295],[-103.18453,20.31304],[-103.18558,20.31288],[-103.18621,20.31275],[-103.18738,20.3127],[-103.18842,20.31263],[-103.18939,20.31257],[-103.19043,20.31267],[-103.19156,20.31278],[-103.19259,20.31286],[-103.19363,20.31294],[-103.19429,20.31315],[-103.19471,20.31379],[-103.19513,20.31446],[-103.19585,20.31493],[-103.19682,20.31438],[-103.19777,20.31396],[-103.19894,20.31344],[-103.20013,20.31292]]}}
Línea 69.0 kV | LineString | 69.0 kV | 1 |  |  | CFE |  |  |  |  | OpenStreetMap | {"type":"Feature","properties":{},"geometry":{"type":"LineString","coordinates":[[-103.14667,20.3187],[-103.14644,20.31835]]}}
Línea 69.0 kV | LineString | 69.0 kV | 1 |  |  | CFE |  |  |  |  | OpenStreetMap | {"type":"Feature","properties":{},"geometry":{"type":"LineString","coordinates":[[-103.14667,20.3187],[-103.14638,20.31837],[-103.14554,20.3174],[-103.14528,20.31704]]}}
Línea 69.0 kV | LineString | 69.0 kV | 1 |  |  | CFE |  |  |  |  | OpenStreetMap | {"type":"Feature","properties":{},"geometry":{"type":"LineString","coordinates":[[-103.14644,20.31835],[-103.14554,20.3174],[-103.14533,20.317]]}}
Línea 69.0 kV | LineString | 69.0 kV | 1 |  |  | CFE |  |  |  |  | OpenStreetMap | {"type":"Feature","properties":{},"geometry":{"type":"LineString","coordinates":[[-103.23637,20.47649],[-103.23665,20.47644]]}}
Línea 69.0 kV | LineString | 69.0 kV | 1 |  |  | CFE |  |  |  |  | OpenStreetMap | {"type":"Feature","properties":{},"geometry":{"type":"LineString","coordinates":[[-103.23638,20.4764],[-103.23665,20.47644]]}}
Línea 69.0 kV | LineString | 69.0 kV | 2 |  |  | CFE |  |  |  |  | OpenStreetMap | {"type":"Feature","properties":{},"geometry":{"type":"LineString","coordinates":[[-103.18865,20.40261],[-103.18866,20.40016],[-103.18662,20.3991],[-103.18581,20.39705],[-103.18451,20.39384],[-103.18335,20.39099],[-103.18229,20.38843],[-103.18095,20.38512],[-103.17979,20.38228],[-103.17813,20.3782],[-103.17636,20.37386],[-103.17513,20.3708],[-103.17415,20.36836],[-103.17316,20.36592],[-103.17208,20.36326],[-103.17181,20.36259],[-103.1692,20.35799],[-103.16663,20.35358],[-103.16501,20.35074],[-103.16351,20.34812],[-103.16227,20.34599],[-103.16017,20.34235],[-103.15662,20.33612],[-103.15535,20.3339],[-103.15259,20.32901],[-103.15105,20.32635],[-103.14937,20.32342],[-103.148,20.32101],[-103.14667,20.3187]]}}
Línea 69.0 kV | LineString | 69.0 kV | 1 |  |  | CFE |  |  |  |  | OpenStreetMap | {"type":"Feature","properties":{},"geometry":{"type":"LineString","coordinates":[[-103.18945,20.40605],[-103.18913,20.40474],[-103.18888,20.40413],[-103.18865,20.40261]]}}
Línea 69.0 kV | LineString | 69.0 kV | 1 |  |  | CFE |  |  |  |  | OpenStreetMap | {"type":"Feature","properties":{},"geometry":{"type":"LineString","coordinates":[[-103.18945,20.40605],[-103.18866,20.40461],[-103.18841,20.404],[-103.18865,20.40261]]}}
Línea 69.0 kV | LineString | 69.0 kV | 1 |  |  | CFE |  |  |  |  | OpenStreetMap | {"type":"Feature","properties":{},"geometry":{"type":"LineString","coordinates":[[-103.21337,20.4344],[-103.21306,20.43465]]}}
Línea 69.0 kV | LineString | 69.0 kV | 1 |  |  | CFE |  |  |  |  | OpenStreetMap | {"type":"Feature","properties":{},"geometry":{"type":"LineString","coordinates":[[-103.21718,20.44094],[-103.21702,20.441],[-103.21711,20.44129]]}}
Línea 69.0 kV | LineString | 69.0 kV | 2 |  |  | CFE |  |  |  |  | OpenStreetMap | {"type":"Feature","properties":{},"geometry":{"type":"LineString","coordinates":[[-103.23779,20.47654],[-103.23945,20.47657],[-103.24207,20.47544],[-103.2449,20.47443],[-103.24794,20.47329],[-103.25015,20.4725],[-103.25243,20.47169],[-103.2551,20.4707],[-103.25722,20.4699]]}}
Línea 69.0 kV | LineString | 69.0 kV | 2 |  |  | CFE |  |  |  |  | OpenStreetMap | {"type":"Feature","properties":{},"geometry":{"type":"LineString","coordinates":[[-103.23665,20.47644],[-103.2378,20.47638],[-103.23898,20.47632],[-103.2387,20.47524],[-103.23838,20.47411],[-103.23678,20.47186],[-103.23529,20.46977],[-103.23336,20.46707],[-103.23154,20.46452],[-103.22977,20.46205],[-103.2279,20.45943],[-103.22613,20.45697],[-103.22463,20.45487],[-103.22292,20.45248],[-103.22111,20.44993],[-103.2198,20.4481],[-103.21834,20.44605],[-103.21785,20.44391],[-103.21718,20.44094],[-103.21623,20.43933],[-103.21488,20.43699],[-103.21337,20.4344],[-103.21081,20.43302],[-103.20795,20.43148],[-103.20625,20.42908],[-103.20436,20.42641],[-103.20244,20.42369],[-103.20081,20.42141],[-103.19923,20.41915],[-103.19717,20.41625],[-103.19437,20.4141],[-103.19198,20.41226],[-103.1911,20.41011],[-103.19023,20.40798],[-103.18945,20.40605]]}}
Línea 69.0 kV | LineString | 69.0 kV | 1 |  |  | CFE |  |  |  |  | OpenStreetMap | {"type":"Feature","properties":{},"geometry":{"type":"LineString","coordinates":[[-103.27132,20.49038],[-103.27201,20.49032],[-103.27173,20.49035]]}}
Línea 69.0 kV | LineString | 69.0 kV | 1 |  |  | CFE |  |  |  |  | OpenStreetMap | {"type":"Feature","properties":{},"geometry":{"type":"LineString","coordinates":[[-103.27132,20.49038],[-103.27173,20.49035]]}}
Línea 69.0 kV | LineString | 69.0 kV | 2 |  |  | CFE |  |  |  |  | OpenStreetMap | {"type":"Feature","properties":{},"geometry":{"type":"LineString","coordinates":[[-103.25104,20.4988],[-103.25199,20.49879],[-103.25292,20.49878],[-103.25418,20.49877],[-103.25531,20.49876],[-103.25655,20.49874],[-103.25737,20.49843],[-103.25843,20.49798],[-103.25957,20.49752],[-103.2607,20.49705],[-103.26187,20.49657],[-103.26301,20.49609],[-103.26415,20.49562],[-103.26529,20.49515],[-103.26641,20.49467],[-103.26755,20.4942],[-103.26869,20.49373],[-103.26958,20.49336],[-103.26938,20.49314],[-103.26849,20.49212],[-103.26824,20.49095],[-103.26926,20.49077],[-103.27028,20.49057],[-103.27132,20.49038]]}}
Línea 69.0 kV | LineString | 69.0 kV | 1 |  |  | CFE |  |  |  |  | OpenStreetMap | {"type":"Feature","properties":{},"geometry":{"type":"LineString","coordinates":[[-103.24713,20.49531],[-103.2472,20.49575],[-103.24739,20.49664],[-103.24853,20.49772],[-103.24969,20.4988],[-103.25104,20.4988]]}}
Línea 69.0 kV | LineString | 69.0 kV | 1 |  |  | CFE |  |  |  |  | OpenStreetMap | {"type":"Feature","properties":{},"geometry":{"type":"LineString","coordinates":[[-103.24706,20.49532],[-103.2472,20.49575],[-103.24736,20.49664],[-103.24853,20.49772],[-103.24968,20.49882],[-103.25104,20.4988]]}}
Línea 69.0 kV | LineString | 69.0 kV | 1 |  |  | CFE |  |  |  |  | OpenStreetMap | {"type":"Feature","properties":{},"geometry":{"type":"LineString","coordinates":[[-103.25278,20.52994],[-103.25299,20.52988],[-103.2529,20.52972],[-103.25226,20.52984],[-103.25146,20.52887],[-103.25118,20.52847],[-103.25191,20.52838],[-103.25257,20.52829],[-103.25198,20.52758],[-103.25117,20.52658],[-103.24941,20.52431],[-103.24804,20.52256],[-103.24789,20.52057],[-103.24777,20.51856],[-103.24762,20.51656],[-103.24749,20.51457],[-103.24735,20.51256],[-103.24731,20.51166],[-103.24716,20.50962],[-103.24702,20.50756],[-103.2469,20.50556],[-103.24676,20.50352],[-103.24664,20.50148],[-103.24649,20.49945],[-103.24637,20.49776],[-103.24733,20.49709],[-103.24721,20.49652],[-103.24706,20.49572],[-103.24698,20.49534]]}}
Línea 69.0 kV | LineString | 69.0 kV | 1 |  |  | CFE |  |  |  |  | OpenStreetMap | {"type":"Feature","properties":{},"geometry":{"type":"LineString","coordinates":[[-103.2543,20.53244],[-103.25394,20.5327],[-103.25326,20.53286],[-103.25247,20.53304],[-103.25223,20.53322]]}}
Línea 69.0 kV | LineString | 69.0 kV | 1 |  |  | CFE |  |  |  |  | OpenStreetMap | {"type":"Feature","properties":{},"geometry":{"type":"LineString","coordinates":[[-103.2543,20.53244],[-103.25472,20.533]]}}
Línea 69.0 kV | LineString | 69.0 kV | 1 |  |  | CFE |  |  |  |  | OpenStreetMap | {"type":"Feature","properties":{},"geometry":{"type":"LineString","coordinates":[[-103.25846,20.53775],[-103.25874,20.53763]]}}
Línea 69.0 kV | LineString | 69.0 kV | 1 |  |  | CFE |  |  |  |  | OpenStreetMap | {"type":"Feature","properties":{},"geometry":{"type":"LineString","coordinates":[[-103.25368,20.53169],[-103.2543,20.53244]]}}
Línea 69.0 kV | LineString | 69.0 kV | 1 |  |  | CFE |  |  |  |  | OpenStreetMap | {"type":"Feature","properties":{},"geometry":{"type":"LineString","coordinates":[[-103.28292,20.56193],[-103.28175,20.56188],[-103.28051,20.56182],[-103.27943,20.56175],[-103.27835,20.5617],[-103.27785,20.56159],[-103.27705,20.56111],[-103.27645,20.56044],[-103.27572,20.55951],[-103.27503,20.55862],[-103.27428,20.55769],[-103.27351,20.55674],[-103.27277,20.55582],[-103.27202,20.55486],[-103.27132,20.55398],[-103.2706,20.55305],[-103.26986,20.55212],[-103.26913,20.5512],[-103.26841,20.55029],[-103.26767,20.54937],[-103.267,20.54852],[-103.26626,20.5476],[-103.26553,20.54667],[-103.26476,20.5457],[-103.26408,20.54485],[-103.26335,20.54392],[-103.26262,20.543],[-103.26205,20.54228],[-103.2617,20.54184]]}}
Línea 69.0 kV | LineString | 69.0 kV | 2 |  |  | CFE |  |  |  |  | OpenStreetMap | {"type":"Feature","properties":{},"geometry":{"type":"LineString","coordinates":[[-103.28933,20.56223],[-103.28833,20.56221],[-103.28719,20.56215],[-103.28647,20.56213]]}}
Línea 69.0 kV | LineString | 69.0 kV | 1 |  |  | CFE |  |  |  |  | OpenStreetMap | {"type":"Feature","properties":{},"geometry":{"type":"LineString","coordinates":[[-103.2895,20.56215],[-103.28953,20.56265]]}}
Línea 69.0 kV | LineString | 69.0 kV | 1 |  |  | CFE |  |  |  |  | OpenStreetMap | {"type":"Feature","properties":{},"geometry":{"type":"LineString","coordinates":[[-103.28953,20.56265],[-103.29026,20.56279]]}}
Línea 69.0 kV | LineString | 69.0 kV | 1 |  |  | CFE |  |  |  |  | OpenStreetMap | {"type":"Feature","properties":{},"geometry":{"type":"LineString","coordinates":[[-103.29064,20.56254],[-103.29026,20.56279]]}}
Línea 69.0 kV | LineString | 69.0 kV | 1 |  |  | CFE |  |  |  |  | OpenStreetMap | {"type":"Feature","properties":{},"geometry":{"type":"LineString","coordinates":[[-103.29064,20.56254],[-103.2895,20.56215]]}}
Línea 69.0 kV | LineString | 69.0 kV | 1 |  |  | CFE |  |  |  |  | OpenStreetMap | {"type":"Feature","properties":{},"geometry":{"type":"LineString","coordinates":[[-103.29534,20.56485],[-103.29438,20.56438],[-103.29326,20.56383],[-103.29247,20.56345],[-103.29129,20.56287],[-103.29064,20.56254]]}}
Línea 69.0 kV | LineString | 69.0 kV | 1 |  |  | CFE |  |  |  |  | OpenStreetMap | {"type":"Feature","properties":{},"geometry":{"type":"LineString","coordinates":[[-103.29026,20.56279],[-103.2902,20.56293]]}}
Línea 69.0 kV | LineString | 69.0 kV | 1 |  |  | CFE |  |  |  |  | OpenStreetMap | {"type":"Feature","properties":{},"geometry":{"type":"LineString","coordinates":[[-103.34378,20.59248],[-103.34381,20.59247],[-103.34392,20.59243]]}}
Línea 69.0 kV | LineString | 69.0 kV | 1 |  |  | CFE |  |  |  |  | OpenStreetMap | {"type":"Feature","properties":{},"geometry":{"type":"LineString","coordinates":[[-103.34518,20.58962],[-103.34497,20.58989],[-103.34473,20.59026],[-103.34451,20.59078],[-103.34425,20.59145],[-103.34408,20.59196],[-103.34392,20.59243],[-103.34378,20.59298],[-103.34359,20.59366],[-103.34337,20.59453],[-103.34316,20.5954],[-103.34295,20.59618],[-103.34319,20.59635],[-103.34282,20.59832],[-103.34261,20.5993],[-103.34319,20.59929]]}}
Línea 69.0 kV | LineString | 69.0 kV | 1 |  |  | CFE |  |  |  |  | OpenStreetMap | {"type":"Feature","properties":{},"geometry":{"type":"LineString","coordinates":[[-103.34518,20.58962],[-103.34439,20.58892],[-103.34364,20.58824],[-103.3429,20.58758],[-103.34189,20.58669],[-103.34098,20.58589],[-103.34021,20.58521],[-103.33944,20.58453],[-103.33866,20.58384],[-103.33794,20.5832],[-103.33704,20.58243],[-103.33708,20.58175],[-103.33709,20.58138]]}}
Línea 69.0 kV | LineString | 69.0 kV | 2 |  |  | CFE |  |  |  |  | OpenStreetMap | {"type":"Feature","properties":{},"geometry":{"type":"LineString","coordinates":[[-103.14759,20.57817],[-103.14782,20.57826],[-103.14896,20.57913],[-103.15106,20.5793],[-103.15373,20.5796],[-103.15715,20.58073],[-103.16077,20.58194],[-103.16439,20.58314],[-103.16804,20.58435],[-103.17161,20.58553],[-103.17486,20.58663],[-103.17886,20.58794],[-103.18246,20.58911],[-103.1861,20.59028],[-103.18984,20.59154],[-103.19292,20.59254],[-103.19595,20.59356],[-103.19715,20.59395],[-103.19828,20.59433],[-103.19936,20.59469],[-103.20027,20.59499],[-103.20133,20.59534],[-103.20243,20.5957],[-103.20351,20.59606],[-103.20459,20.59641],[-103.20568,20.59677],[-103.20676,20.59714],[-103.20783,20.59749],[-103.20885,20.59783],[-103.20989,20.59817],[-103.211,20.59847],[-103.21206,20.59889],[-103.21277,20.59913],[-103.2135,20.59936],[-103.21423,20.59961],[-103.21532,20.59996],[-103.21641,20.60032],[-103.21749,20.60069],[-103.21863,20.60106],[-103.21973,20.60142],[-103.22083,20.60179],[-103.22192,20.60215],[-103.22302,20.60251],[-103.22399,20.60284],[-103.22518,20.60323],[-103.22627,20.60359],[-103.22735,20.60394],[-103.22845,20.6043],[-103.22957,20.60468],[-103.23059,20.60502],[-103.23171,20.60538],[-103.23257,20.60567],[-103.23346,20.60601],[-103.23435,20.60635],[-103.23521,20.60663],[-103.23607,20.60691],[-103.23715,20.60727],[-103.23823,20.60763],[-103.23932,20.60799],[-103.24041,20.60835],[-103.2415,20.60871],[-103.24262,20.60908],[-103.24375,20.60945],[-103.24488,20.60983],[-103.24593,20.61018],[-103.24701,20.61054],[-103.2481,20.61089],[-103.25036,20.61164],[-103.25145,20.612],[-103.25253,20.61237],[-103.25361,20.61273],[-103.25472,20.61309],[-103.25581,20.61345],[-103.25689,20.61381],[-103.25797,20.61416],[-103.25906,20.61453],[-103.2598,20.61477],[-103.26067,20.61509],[-103.2612,20.61529]]}}
Línea 69.0 kV | LineString | 69.0 kV | 1 |  |  | CFE |  |  |  |  | OpenStreetMap | {"type":"Feature","properties":{},"geometry":{"type":"LineString","coordinates":[[-116.52209,32.23202],[-116.522,32.23205],[-116.52084,32.23243]]}}
Línea 69.0 kV | LineString | 69.0 kV | 1 |  |  | CFE |  |  |  |  | OpenStreetMap | {"type":"Feature","properties":{},"geometry":{"type":"LineString","coordinates":[[-116.74842,32.43008],[-116.74876,32.42997],[-116.74857,32.42941],[-116.74838,32.42872],[-116.7482,32.42803],[-116.74802,32.42738],[-116.74781,32.42664],[-116.74763,32.42595],[-116.74744,32.4253],[-116.74725,32.42461],[-116.74706,32.42392],[-116.74688,32.42323],[-116.7467,32.42255],[-116.74648,32.42184],[-116.74616,32.42118],[-116.74569,32.42056],[-116.74511,32.42001],[-116.74451,32.41951],[-116.74391,32.41898],[-116.74332,32.41846],[-116.74272,32.41797],[-116.74215,32.41748],[-116.74166,32.41686],[-116.74129,32.41621],[-116.74107,32.41552],[-116.74099,32.41487],[-116.74097,32.41433],[-116.74101,32.41396],[-116.74138,32.41377],[-116.74213,32.41341],[-116.74206,32.41261],[-116.74204,32.41225],[-116.74199,32.41182],[-116.74188,32.4112],[-116.74175,32.41121]]}}
Línea 69.0 kV | LineString | 69.0 kV | 1 |  |  | CFE |  |  |  |  | OpenStreetMap | {"type":"Feature","properties":{},"geometry":{"type":"LineString","coordinates":[[-116.66511,31.94629],[-116.65811,31.94336],[-116.65077,31.9403],[-116.64516,31.93794],[-116.6399,31.93574],[-116.63744,31.93474],[-116.62817,31.93087],[-116.62571,31.92983],[-116.62068,31.92772],[-116.61776,31.92651],[-116.61503,31.92528],[-116.60985,31.92289],[-116.60277,31.91965],[-116.60036,31.91854],[-116.59505,31.91612],[-116.59053,31.91403],[-116.58826,31.91294],[-116.58301,31.91062],[-116.57904,31.9088],[-116.57135,31.90529],[-116.56913,31.90439],[-116.56316,31.90152],[-116.5577,31.89904],[-116.55522,31.89789],[-116.55069,31.89581],[-116.54372,31.89263],[-116.53981,31.89084],[-116.53864,31.88787],[-116.53852,31.88756],[-116.5372,31.88432],[-116.53579,31.88084],[-116.53419,31.87692],[-116.53351,31.87522],[-116.53181,31.87103]]}}
Línea 69.0 kV | LineString | 69.0 kV | 1 |  |  | CFE |  |  |  |  | OpenStreetMap | {"type":"Feature","properties":{},"geometry":{"type":"LineString","coordinates":[[-116.66511,31.94629],[-116.66648,31.94674],[-116.66584,31.94835],[-116.6655,31.94922],[-116.66496,31.95061],[-116.66447,31.95182],[-116.66409,31.95277],[-116.66377,31.95357],[-116.66271,31.95624],[-116.66218,31.95709],[-116.66154,31.95873],[-116.66092,31.96026],[-116.66039,31.96215],[-116.66002,31.96269],[-116.65881,31.96447],[-116.65814,31.96548],[-116.65725,31.96685],[-116.65651,31.96797],[-116.65558,31.96938],[-116.65511,31.9701],[-116.65411,31.9716],[-116.65305,31.97321],[-116.65249,31.97405],[-116.65149,31.97557],[-116.65052,31.97705],[-116.64987,31.97802],[-116.64881,31.97963],[-116.64745,31.98172],[-116.64619,31.98362],[-116.64469,31.98588],[-116.64381,31.98722],[-116.64224,31.9896],[-116.64066,31.99197],[-116.63983,31.99324],[-116.63904,31.99445],[-116.63822,31.99568],[-116.63732,31.99705],[-116.6365,31.9983],[-116.63568,31.9995],[-116.63514,32.00034],[-116.63459,32.00115],[-116.6341,32.00193],[-116.63366,32.00262],[-116.63276,32.00396],[-116.63193,32.00519],[-116.63107,32.0065],[-116.63023,32.00771],[-116.62928,32.00918],[-116.62821,32.0108],[-116.6275,32.01189],[-116.62691,32.01275],[-116.62623,32.01377],[-116.62486,32.01585],[-116.62439,32.01657],[-116.62339,32.01805],[-116.62244,32.01946],[-116.62183,32.02159],[-116.6214,32.02301],[-116.62097,32.02446],[-116.62053,32.0259],[-116.62027,32.02678],[-116.62009,32.02739],[-116.61959,32.02903],[-116.61902,32.03086],[-116.61867,32.03204],[-116.61837,32.03307],[-116.61809,32.03399],[-116.61774,32.03511],[-116.61708,32.03735],[-116.61667,32.03872],[-116.61623,32.04014],[-116.61581,32.04157],[-116.61534,32.04314],[-116.61494,32.04446],[-116.61451,32.04584],[-116.61415,32.047],[-116.61327,32.04811],[-116.61208,32.04949],[-116.61119,32.05051],[-116.61018,32.05164],[-116.60862,32.05353],[-116.60676,32.05566],[-116.60571,32.05687],[-116.60468,32.05811],[-116.60373,32.05928],[-116.60268,32.0605],[-116.60144,32.06196],[-116.60031,32.06329],[-116.59934,32.06441],[-116.59843,32.06548],[-116.59724,32.06642],[-116.59633,32.06717],[-116.59473,32.0684],[-116.59363,32.06928],[-116.59246,32.07019],[-116.59112,32.07129],[-116.58978,32.07234],[-116.58837,32.07342],[-116.58707,32.07446],[-116.58586,32.07545],[-116.5845,32.07654],[-116.58343,32.07739],[-116.58161,32.07741],[-116.58094,32.07846],[-116.58056,32.07907],[-116.58021,32.07887],[-116.58005,32.07916]]}}
Línea 69.0 kV | LineString | 69.0 kV | 2 |  |  | CFE |  |  |  |  | OpenStreetMap | {"type":"Feature","properties":{},"geometry":{"type":"LineString","coordinates":[[-116.56043,31.87529],[-116.56034,31.875],[-116.56008,31.87511]]}}
Línea 69.0 kV | LineString | 69.0 kV | 1 |  |  | CFE |  |  |  |  | OpenStreetMap | {"type":"Feature","properties":{},"geometry":{"type":"LineString","coordinates":[[-102.07009,19.35654],[-102.06806,19.35593],[-102.06654,19.35594],[-102.06507,19.35603],[-102.06064,19.35579],[-102.05787,19.35561],[-102.05298,19.35533],[-102.04965,19.35513],[-102.04612,19.35489],[-102.04126,19.35463],[-102.03879,19.35421],[-102.03732,19.35392],[-102.03488,19.35348],[-102.03363,19.35321],[-102.0311,19.35272],[-102.02824,19.35215],[-102.02689,19.35189],[-102.0261,19.35172],[-102.02453,19.35143],[-102.02327,19.35118],[-102.0214,19.35078],[-102.0201,19.35055],[-102.01869,19.35028],[-102.0171,19.34996],[-102.01489,19.34935],[-102.0124,19.34904],[-102.00699,19.34797],[-102.00448,19.34748],[-102.00402,19.34739],[-102.00288,19.34717],[-102.00126,19.34685],[-101.99916,19.34644],[-101.99759,19.34612],[-101.9959,19.34579],[-101.99218,19.34506],[-101.99137,19.3449],[-101.9911,19.34486],[-101.98756,19.34415],[-101.98429,19.34352],[-101.98236,19.34314],[-101.97834,19.34234],[-101.97712,19.3421],[-101.97233,19.34115],[-101.97011,19.34071],[-101.96811,19.34031],[-101.9649,19.33967],[-101.96256,19.33921],[-101.9589,19.33848],[-101.95723,19.33816],[-101.95475,19.33766],[-101.95275,19.33732],[-101.95091,19.33696],[-101.94797,19.33637],[-101.94657,19.33609],[-101.94514,19.33581],[-101.94246,19.33527],[-101.93998,19.33479],[-101.93659,19.33412],[-101.93525,19.33387],[-101.93069,19.33297],[-101.92699,19.33222],[-101.9211,19.33138]]}}
Línea 85.0 kV | LineString | 85.0 kV | 2 |  |  | CFE |  |  |  |  | OpenStreetMap | {"type":"Feature","properties":{},"geometry":{"type":"LineString","coordinates":[[-98.6866,20.09801],[-98.6864,20.09751],[-98.68555,20.09581],[-98.68448,20.09364],[-98.6835,20.09171],[-98.68268,20.08989],[-98.68211,20.08879],[-98.68105,20.08649],[-98.6803,20.08501],[-98.67881,20.08229],[-98.6766,20.07979],[-98.67539,20.07873],[-98.67363,20.07739],[-98.67174,20.07633],[-98.66955,20.07532],[-98.66764,20.07457],[-98.66548,20.07368],[-98.66405,20.07312],[-98.6609,20.07183],[-98.65871,20.07098],[-98.65656,20.07007],[-98.65465,20.06926],[-98.65341,20.06878],[-98.65061,20.06765],[-98.64873,20.06689],[-98.64661,20.06604],[-98.64466,20.06525],[-98.64274,20.06446],[-98.64073,20.06365],[-98.63869,20.06283],[-98.637,20.06184],[-98.63502,20.06067],[-98.63286,20.05938],[-98.62958,20.05733],[-98.62801,20.05645],[-98.62638,20.05548],[-98.62457,20.05443],[-98.62277,20.05336],[-98.61529,20.04882],[-98.61345,20.04772],[-98.6116,20.04659],[-98.60969,20.04546],[-98.6079,20.04437],[-98.60606,20.04328],[-98.60419,20.04215],[-98.60215,20.04099],[-98.59931,20.03931],[-98.59635,20.03746],[-98.59494,20.03664],[-98.59297,20.03548],[-98.5911,20.03432],[-98.58909,20.03314],[-98.58701,20.0319],[-98.58492,20.0306],[-98.58255,20.02919],[-98.57667,20.02643],[-98.57453,20.0256],[-98.57235,20.02478],[-98.57033,20.02404],[-98.56817,20.02338],[-98.56621,20.023],[-98.56327,20.02289],[-98.55981,20.02333]]}}
Línea 69.0 kV | LineString | 69.0 kV | 1 |  |  | CFE |  |  |  |  | OpenStreetMap | {"type":"Feature","properties":{},"geometry":{"type":"LineString","coordinates":[[-100.30072,18.30193],[-100.30061,18.30292],[-100.30037,18.30537],[-100.30023,18.30685],[-100.3,18.30914],[-100.29974,18.31194],[-100.29952,18.31436],[-100.2994,18.31564],[-100.29903,18.31963],[-100.29884,18.3217],[-100.29866,18.32356],[-100.29852,18.32516],[-100.29832,18.32723],[-100.29738,18.32819],[-100.2965,18.32914],[-100.29509,18.33061],[-100.29395,18.33182],[-100.29299,18.33283],[-100.29117,18.3354],[-100.2903,18.3372],[-100.28965,18.3385],[-100.28845,18.34092],[-100.2876,18.34261],[-100.28655,18.34477],[-100.2855,18.34689],[-100.28467,18.34855],[-100.28396,18.34999],[-100.28341,18.35108],[-100.2826,18.3527],[-100.28172,18.35446],[-100.28123,18.35543],[-100.28072,18.35643],[-100.28022,18.35747],[-100.2795,18.35893],[-100.27906,18.3598],[-100.27833,18.3612],[-100.27681,18.36421]]}}
Línea 69.0 kV | LineString | 69.0 kV | 1 |  |  | CFE |  |  |  |  | OpenStreetMap | {"type":"Feature","properties":{},"geometry":{"type":"LineString","coordinates":[[-100.89268,18.61624],[-100.89292,18.61608],[-100.89717,18.61594],[-100.89938,18.61564],[-100.90131,18.61401],[-100.90333,18.61335],[-100.90516,18.61275],[-100.90741,18.61199],[-100.90937,18.61135],[-100.91142,18.6108],[-100.91381,18.61017],[-100.91775,18.60913],[-100.92011,18.60851],[-100.92282,18.6078],[-100.92508,18.6072],[-100.92654,18.60537],[-100.92794,18.60359],[-100.92925,18.60192],[-100.9306,18.60019],[-100.9323,18.59803],[-100.93359,18.59638],[-100.93559,18.59386],[-100.93706,18.59199],[-100.93849,18.59017],[-100.93995,18.58832],[-100.94174,18.58605],[-100.94291,18.58461],[-100.94433,18.58279],[-100.9458,18.58092],[-100.9468,18.57961],[-100.948,18.57784],[-100.94903,18.57633],[-100.95048,18.57417],[-100.95191,18.57204],[-100.95304,18.57035],[-100.95437,18.56836],[-100.95733,18.56398],[-100.95801,18.56298],[-100.95917,18.56122],[-100.96025,18.55962],[-100.96131,18.55806],[-100.96233,18.55656],[-100.96344,18.55486],[-100.96236,18.55285],[-100.96125,18.55081],[-100.96005,18.54857],[-100.95875,18.54618],[-100.95766,18.54414],[-100.95643,18.54187],[-100.95524,18.53967],[-100.95402,18.5374],[-100.95302,18.53554],[-100.9517,18.53311],[-100.95069,18.53118],[-100.95159,18.52941],[-100.95267,18.52728],[-100.95371,18.52525],[-100.95464,18.52342],[-100.95576,18.52121],[-100.95695,18.51885],[-100.95815,18.51653],[-100.96007,18.51445],[-100.96022,18.5142]]}}
Línea 85.0 kV | LineString | 85.0 kV |  |  |  | CFE |  |  |  |  | OpenStreetMap | {"type":"Feature","properties":{},"geometry":{"type":"LineString","coordinates":[[-99.07822,19.6718],[-99.0783,19.6719]]}}
Línea 85.0 kV | LineString | 85.0 kV |  |  |  | CFE |  |  |  |  | OpenStreetMap | {"type":"Feature","properties":{},"geometry":{"type":"LineString","coordinates":[[-99.07831,19.67182],[-99.0783,19.6719]]}}
Línea 85.0 kV | LineString | 85.0 kV | 2 |  |  | CFE |  |  |  |  | OpenStreetMap | {"type":"Feature","properties":{},"geometry":{"type":"LineString","coordinates":[[-99.08392,19.56144],[-99.08207,19.56068],[-99.08164,19.56051],[-99.07925,19.55943],[-99.07694,19.5586],[-99.07421,19.55802],[-99.07178,19.55751],[-99.06795,19.55672],[-99.06701,19.55652],[-99.06504,19.5561],[-99.0641,19.55589],[-99.06238,19.55555],[-99.06123,19.55518],[-99.06034,19.55489]]}}
Línea 85.0 kV | LineString | 85.0 kV | 1 |  |  | CFE |  |  |  |  | OpenStreetMap | {"type":"Feature","properties":{},"geometry":{"type":"LineString","coordinates":[[-99.08596,19.56227],[-99.08502,19.56186],[-99.08441,19.56162],[-99.08392,19.56144]]}}
Línea 85.0 kV | LineString | 85.0 kV | 1 |  |  | CFE |  |  |  |  | OpenStreetMap | {"type":"Feature","properties":{},"geometry":{"type":"LineString","coordinates":[[-99.08596,19.56227],[-99.08508,19.56194],[-99.08445,19.56168],[-99.08392,19.56144]]}}
Línea 85.0 kV | LineString | 85.0 kV | 2 |  |  | CFE |  |  |  |  | OpenStreetMap | {"type":"Feature","properties":{},"geometry":{"type":"LineString","coordinates":[[-99.18115,19.61277],[-99.1793,19.61165],[-99.17742,19.6105],[-99.17555,19.60937],[-99.17305,19.60784],[-99.17055,19.60631],[-99.16849,19.60504],[-99.16642,19.60377],[-99.16432,19.60253],[-99.16107,19.60056],[-99.15855,19.59899],[-99.15615,19.59755],[-99.15361,19.59598],[-99.15025,19.5939],[-99.14707,19.59193],[-99.14485,19.59062],[-99.14363,19.5899],[-99.14013,19.58777],[-99.13765,19.58627],[-99.13481,19.58449],[-99.13251,19.58349],[-99.1299,19.58236],[-99.12636,19.58082],[-99.12258,19.57852],[-99.11159,19.57021],[-99.1037,19.56947],[-99.0966,19.56661],[-99.09479,19.56584],[-99.09303,19.56514],[-99.0896,19.56374],[-99.087,19.56271],[-99.08596,19.56227]]}}
Línea 85.0 kV | LineString | 85.0 kV | 2 |  |  | CFE |  |  |  |  | OpenStreetMap | {"type":"Feature","properties":{},"geometry":{"type":"LineString","coordinates":[[-99.12239,19.51938],[-99.12281,19.51988],[-99.12153,19.52025],[-99.11984,19.52066],[-99.1185,19.52097],[-99.11658,19.52152],[-99.11474,19.52189],[-99.1143,19.52188],[-99.11335,19.52172],[-99.11217,19.52107],[-99.11094,19.52042],[-99.10854,19.51906],[-99.10735,19.51851],[-99.10637,19.5179],[-99.10521,19.51726],[-99.1042,19.51668],[-99.10326,19.51621],[-99.10211,19.51558],[-99.10143,19.51522],[-99.10061,19.51503],[-99.10025,19.5149],[-99.09912,19.51456],[-99.099,19.51449],[-99.09896,19.51444]]}}
Línea 85.0 kV | LineString | 85.0 kV | 1 |  |  | CFE |  |  |  |  | OpenStreetMap | {"type":"Feature","properties":{},"geometry":{"type":"LineString","coordinates":[[-99.17457,19.51548],[-99.17491,19.51549]]}}
Línea 85.0 kV | LineString | 85.0 kV | 1 |  |  | CFE |  |  |  |  | OpenStreetMap | {"type":"Feature","properties":{},"geometry":{"type":"LineString","coordinates":[[-99.17485,19.51562],[-99.17457,19.51548]]}}
Línea 85.0 kV | LineString | 85.0 kV | 2 |  |  | CFE |  |  |  |  | OpenStreetMap | {"type":"Feature","properties":{},"geometry":{"type":"LineString","coordinates":[[-99.1554,19.5153],[-99.15675,19.51481],[-99.15894,19.51402],[-99.16067,19.51337],[-99.16162,19.51305],[-99.16572,19.51353],[-99.1667,19.51361],[-99.17245,19.51546],[-99.17457,19.51548]]}}
Línea 85.0 kV | LineString | 85.0 kV | 1 |  |  | CFE |  |  |  |  | OpenStreetMap | {"type":"Feature","properties":{},"geometry":{"type":"LineString","coordinates":[[-99.1554,19.5153],[-99.15522,19.51522]]}}
Línea 85.0 kV | LineString | 85.0 kV | 1 |  |  | CFE |  |  |  |  | OpenStreetMap | {"type":"Feature","properties":{},"geometry":{"type":"LineString","coordinates":[[-99.15522,19.51522],[-99.15533,19.51521]]}}
Línea 85.0 kV | LineString | 85.0 kV | 1 |  |  | CFE |  |  |  |  | OpenStreetMap | {"type":"Feature","properties":{},"geometry":{"type":"LineString","coordinates":[[-99.15533,19.51521],[-99.1554,19.5153]]}}
Línea 85.0 kV | LineString | 85.0 kV | 2 |  |  | CFE |  |  |  |  | OpenStreetMap | {"type":"Feature","properties":{},"geometry":{"type":"LineString","coordinates":[[-99.15533,19.51521],[-99.15509,19.5146],[-99.15479,19.51442],[-99.15411,19.51233],[-99.15353,19.5108],[-99.15293,19.50931],[-99.15226,19.50768],[-99.15175,19.50641],[-99.15124,19.50501],[-99.15237,19.50458],[-99.15351,19.50415]]}}
Línea 85.0 kV | LineString | 85.0 kV | 2 |  |  | CFE |  |  |  |  | OpenStreetMap | {"type":"Feature","properties":{},"geometry":{"type":"LineString","coordinates":[[-99.12477,19.51776],[-99.12541,19.51852],[-99.1256,19.51891],[-99.12564,19.51937]]}}
Línea 85.0 kV | LineString | 85.0 kV | 1 |  |  | CFE |  |  |  |  | OpenStreetMap | {"type":"Feature","properties":{},"geometry":{"type":"LineString","coordinates":[[-99.12564,19.51937],[-99.12411,19.5197]]}}
Línea 85.0 kV | LineString | 85.0 kV | 1 |  |  | CFE |  |  |  |  | OpenStreetMap | {"type":"Feature","properties":{},"geometry":{"type":"LineString","coordinates":[[-99.12499,19.51749],[-99.12477,19.51776]]}}
Línea 85.0 kV | LineString | 85.0 kV | 1 |  |  | CFE |  |  |  |  | OpenStreetMap | {"type":"Feature","properties":{},"geometry":{"type":"LineString","coordinates":[[-99.12477,19.51776],[-99.12492,19.51743]]}}
Línea 85.0 kV | LineString | 85.0 kV | 2 |  |  | CFE |  |  |  |  | OpenStreetMap | {"type":"Feature","properties":{},"geometry":{"type":"LineString","coordinates":[[-99.2035,19.56379],[-99.20471,19.56467],[-99.2064,19.56594],[-99.20827,19.56736],[-99.2093,19.56812],[-99.21033,19.5689],[-99.21225,19.57035],[-99.21378,19.5715],[-99.21475,19.57219],[-99.2157,19.57233],[-99.21629,19.57001],[-99.21712,19.56685],[-99.21779,19.56441],[-99.21842,19.562],[-99.21894,19.56006],[-99.21951,19.55785],[-99.22009,19.55565],[-99.22098,19.55254],[-99.22153,19.55043],[-99.22239,19.54909],[-99.22309,19.54797],[-99.22443,19.54618],[-99.22531,19.54447],[-99.22679,19.54213],[-99.22765,19.54076],[-99.22895,19.53873]]}}
Línea 85.0 kV | LineString | 85.0 kV | 2 |  |  | CFE |  |  |  |  | OpenStreetMap | {"type":"Feature","properties":{},"geometry":{"type":"LineString","coordinates":[[-99.20783,19.5817],[-99.20747,19.58212],[-99.20526,19.58433],[-99.20397,19.58676],[-99.20225,19.5892],[-99.20124,19.59066],[-99.20062,19.59158],[-99.19956,19.5937],[-99.19864,19.59549],[-99.19843,19.59605],[-99.19783,19.59707],[-99.19741,19.59785],[-99.19668,19.59926],[-99.19616,19.60046],[-99.1961,19.60201],[-99.19592,19.60455],[-99.19572,19.60639],[-99.19552,19.60875],[-99.19536,19.60984],[-99.19535,19.61079],[-99.19526,19.61274],[-99.19498,19.61475],[-99.19484,19.61647],[-99.1936,19.61727],[-99.19264,19.61705],[-99.19159,19.6168],[-99.19053,19.61655],[-99.18965,19.61633],[-99.18811,19.61597],[-99.18724,19.61576],[-99.18645,19.61556]]}}
Línea 85.0 kV | LineString | 85.0 kV | 2 |  |  | CFE |  |  |  |  | OpenStreetMap | {"type":"Feature","properties":{},"geometry":{"type":"LineString","coordinates":[[-99.19832,19.56074],[-99.19743,19.56069],[-99.19486,19.5598],[-99.19496,19.55809],[-99.1952,19.5564],[-99.19547,19.5545],[-99.19406,19.55417]]}}
Línea 85.0 kV | LineString | 85.0 kV | 1 |  |  | CFE |  |  |  |  | OpenStreetMap | {"type":"Feature","properties":{},"geometry":{"type":"LineString","coordinates":[[-99.19917,19.56095],[-99.19832,19.56074]]}}
Línea 85.0 kV | LineString | 85.0 kV | 1 |  |  | CFE |  |  |  |  | OpenStreetMap | {"type":"Feature","properties":{},"geometry":{"type":"LineString","coordinates":[[-99.19917,19.56095],[-99.19866,19.561],[-99.19874,19.56145]]}}
Línea 85.0 kV | LineString | 85.0 kV | 1 |  |  | CFE |  |  |  |  | OpenStreetMap | {"type":"Feature","properties":{},"geometry":{"type":"LineString","coordinates":[[-99.19832,19.56074],[-99.19866,19.561],[-99.19866,19.56146]]}}
Línea 85.0 kV | LineString | 85.0 kV | 2 |  |  | CFE |  |  |  |  | OpenStreetMap | {"type":"Feature","properties":{},"geometry":{"type":"LineString","coordinates":[[-99.20196,19.56273],[-99.20008,19.56145],[-99.19917,19.56095]]}}
Línea 85.0 kV | LineString | 85.0 kV | 1 |  |  | CFE |  |  |  |  | OpenStreetMap | {"type":"Feature","properties":{},"geometry":{"type":"LineString","coordinates":[[-99.20791,19.46705],[-99.20752,19.467]]}}
Línea 85.0 kV | LineString | 85.0 kV | 1 |  |  | CFE |  |  |  |  | OpenStreetMap | {"type":"Feature","properties":{},"geometry":{"type":"LineString","coordinates":[[-99.20754,19.46691],[-99.20791,19.46705]]}}
Línea 85.0 kV | LineString | 85.0 kV | 2 |  |  | CFE |  |  |  |  | OpenStreetMap | {"type":"Feature","properties":{},"geometry":{"type":"LineString","coordinates":[[-99.20661,19.47141],[-99.2071,19.46983],[-99.2075,19.46844],[-99.20791,19.46705]]}}
Línea 85.0 kV | LineString | 85.0 kV | 2 |  |  | CFE |  |  |  |  | OpenStreetMap | {"type":"Feature","properties":{},"geometry":{"type":"LineString","coordinates":[[-99.21006,19.53246],[-99.21022,19.53253],[-99.2118,19.53295],[-99.21575,19.53422],[-99.21778,19.53484],[-99.22001,19.53562],[-99.22216,19.5363],[-99.22639,19.53766],[-99.22831,19.53827]]}}
Línea 85.0 kV | LineString | 85.0 kV | 2 |  |  | CFE |  |  |  |  | OpenStreetMap | {"type":"Feature","properties":{},"geometry":{"type":"LineString","coordinates":[[-99.22903,19.53863],[-99.22971,19.53757],[-99.23349,19.53165],[-99.23377,19.53123],[-99.23497,19.52935],[-99.23555,19.52846],[-99.23607,19.52753],[-99.2368,19.5259],[-99.23721,19.52493],[-99.23768,19.52393],[-99.2382,19.52276],[-99.23857,19.52195],[-99.2389,19.52161],[-99.2399,19.52128],[-99.2409,19.52096],[-99.24185,19.52064],[-99.24217,19.52032],[-99.2428,19.51922],[-99.2434,19.51809],[-99.24393,19.5171],[-99.24433,19.51621],[-99.24486,19.51521],[-99.24527,19.51443],[-99.24582,19.51333],[-99.24639,19.51223],[-99.247,19.51102],[-99.24744,19.51035],[-99.24799,19.50983],[-99.24902,19.50906],[-99.25006,19.50827],[-99.25108,19.50748],[-99.25155,19.50682],[-99.2516,19.506],[-99.25121,19.50477],[-99.25084,19.5036],[-99.25051,19.50256],[-99.25018,19.50148],[-99.24984,19.50043],[-99.24928,19.49892],[-99.24985,19.49832],[-99.25052,19.49729],[-99.25096,19.49667],[-99.25147,19.49595],[-99.25232,19.49474],[-99.25329,19.49338],[-99.25441,19.49183],[-99.25522,19.49069],[-99.25596,19.48966],[-99.25673,19.48858],[-99.25749,19.48749],[-99.25741,19.48717],[-99.25661,19.48681],[-99.2561,19.48675]]}}
Línea 85.0 kV | LineString | 85.0 kV | 1 |  |  | CFE |  |  |  |  | OpenStreetMap | {"type":"Feature","properties":{},"geometry":{"type":"LineString","coordinates":[[-99.22831,19.53827],[-99.22903,19.53863]]}}
Línea 85.0 kV | LineString | 85.0 kV | 1 |  |  | CFE |  |  |  |  | OpenStreetMap | {"type":"Feature","properties":{},"geometry":{"type":"LineString","coordinates":[[-99.22903,19.53863],[-99.22895,19.53873]]}}
Línea 85.0 kV | LineString | 85.0 kV | 1 |  |  | CFE |  |  |  |  | OpenStreetMap | {"type":"Feature","properties":{},"geometry":{"type":"LineString","coordinates":[[-99.22831,19.53827],[-99.22895,19.53873]]}}
Línea 85.0 kV | LineString | 85.0 kV | 2 |  |  | CFE |  |  |  |  | OpenStreetMap | {"type":"Feature","properties":{},"geometry":{"type":"LineString","coordinates":[[-99.18816,19.68213],[-99.18822,19.68394]]}}
Línea 85.0 kV | LineString | 85.0 kV | 1 |  |  | CFE |  |  |  |  | OpenStreetMap | {"type":"Feature","properties":{},"geometry":{"type":"LineString","coordinates":[[-99.18767,19.68212],[-99.18816,19.68213]]}}
Línea 85.0 kV | LineString | 85.0 kV | 1 |  |  | CFE |  |  |  |  | OpenStreetMap | {"type":"Feature","properties":{},"geometry":{"type":"LineString","coordinates":[[-99.18812,19.68188],[-99.18767,19.68185]]}}
Línea 85.0 kV | LineString | 85.0 kV | 1 |  |  | CFE |  |  |  |  | OpenStreetMap | {"type":"Feature","properties":{},"geometry":{"type":"LineString","coordinates":[[-99.18812,19.68188],[-99.18767,19.68194]]}}
Línea 85.0 kV | LineString | 85.0 kV | 1 |  |  | CFE |  |  |  |  | OpenStreetMap | {"type":"Feature","properties":{},"geometry":{"type":"LineString","coordinates":[[-99.18767,19.68203],[-99.18816,19.68213]]}}
Línea 85.0 kV | LineString | 85.0 kV | 2 |  |  | CFE |  |  |  |  | OpenStreetMap | {"type":"Feature","properties":{},"geometry":{"type":"LineString","coordinates":[[-99.18808,19.68003],[-99.18812,19.68188]]}}
Línea 85.0 kV | LineString | 85.0 kV | 1 |  |  | CFE |  |  |  |  | OpenStreetMap | {"type":"Feature","properties":{},"geometry":{"type":"LineString","coordinates":[[-99.18624,19.63773],[-99.18608,19.63802]]}}
Línea 85.0 kV | LineString | 85.0 kV | 1 |  |  | CFE |  |  |  |  | OpenStreetMap | {"type":"Feature","properties":{},"geometry":{"type":"LineString","coordinates":[[-99.18608,19.63802],[-99.18598,19.63773]]}}
Línea 85.0 kV | LineString | 85.0 kV | 2 |  |  | CFE |  |  |  |  | OpenStreetMap | {"type":"Feature","properties":{},"geometry":{"type":"LineString","coordinates":[[-99.18608,19.63802],[-99.18597,19.63874],[-99.18595,19.63908]]}}
Línea 85.0 kV | LineString | 85.0 kV | 1 |  |  | CFE |  |  |  |  | OpenStreetMap | {"type":"Feature","properties":{},"geometry":{"type":"LineString","coordinates":[[-99.11314,19.81017],[-99.11313,19.80973]]}}
Línea 85.0 kV | LineString | 85.0 kV | 1 |  |  | CFE |  |  |  |  | OpenStreetMap | {"type":"Feature","properties":{},"geometry":{"type":"LineString","coordinates":[[-99.11314,19.81017],[-99.11304,19.80973]]}}
Línea 85.0 kV | LineString | 85.0 kV | 2 |  |  | CFE |  |  |  |  | OpenStreetMap | {"type":"Feature","properties":{},"geometry":{"type":"LineString","coordinates":[[-99.2029,19.99214],[-99.20249,19.99256]]}}
Línea 85.0 kV | LineString | 85.0 kV | 1 |  |  | CFE |  |  |  |  | OpenStreetMap | {"type":"Feature","properties":{},"geometry":{"type":"LineString","coordinates":[[-99.00279,19.41725],[-99.00302,19.41691]]}}
Línea 85.0 kV | LineString | 85.0 kV | 1 |  |  | CFE |  |  |  |  | OpenStreetMap | {"type":"Feature","properties":{},"geometry":{"type":"LineString","coordinates":[[-99.00279,19.41725],[-99.00294,19.41687]]}}
Línea 85.0 kV | LineString | 85.0 kV | 1 |  |  | CFE |  |  |  |  | OpenStreetMap | {"type":"Feature","properties":{},"geometry":{"type":"LineString","coordinates":[[-99.20091,19.65828],[-99.20061,19.65694]]}}
Línea 85.0 kV | LineString | 85.0 kV | 1 |  |  | CFE |  |  |  |  | OpenStreetMap | {"type":"Feature","properties":{},"geometry":{"type":"LineString","coordinates":[[-99.20226,19.65817],[-99.20246,19.6575]]}}
Línea 85.0 kV | LineString | 85.0 kV | 1 |  |  | CFE |  |  |  |  | OpenStreetMap | {"type":"Feature","properties":{},"geometry":{"type":"LineString","coordinates":[[-99.20246,19.6575],[-99.2024,19.65818]]}}
Línea 69.0 kV | LineString | 69.0 kV | 1 |  |  | CFE |  |  |  |  | OpenStreetMap | {"type":"Feature","properties":{},"geometry":{"type":"LineString","coordinates":[[-97.17487,19.66426],[-97.17137,19.66718],[-97.16537,19.67226],[-97.15762,19.67872],[-97.15609,19.68005],[-97.15279,19.68303],[-97.15004,19.68463],[-97.14803,19.68558],[-97.1476,19.68581]]}}
Línea 69.0 kV | LineString | 69.0 kV | 1 |  |  | CFE |  |  |  |  | OpenStreetMap | {"type":"Feature","properties":{},"geometry":{"type":"LineString","coordinates":[[-97.326,19.77605],[-97.36627,19.80087]]}}
Línea 85.0 kV | LineString | 85.0 kV |  |  |  | CFE |  |  |  |  | OpenStreetMap | {"type":"Feature","properties":{},"geometry":{"type":"LineString","coordinates":[[-99.20682,20.1641],[-99.20658,20.16465],[-99.20589,20.16628],[-99.20526,20.16789],[-99.20463,20.16954],[-99.20395,20.1712],[-99.20327,20.17287],[-99.20262,20.17454]]}}
Línea 85.0 kV | LineString | 85.0 kV |  |  |  | CFE |  |  |  |  | OpenStreetMap | {"type":"Feature","properties":{},"geometry":{"type":"LineString","coordinates":[[-99.21669,20.14173],[-99.21586,20.14352],[-99.2151,20.14513],[-99.21456,20.14652],[-99.21375,20.14834],[-99.21296,20.15015],[-99.21235,20.15148],[-99.21163,20.15314],[-99.21089,20.15486],[-99.21035,20.15602],[-99.20964,20.15771],[-99.20881,20.15958],[-99.20817,20.16106],[-99.20733,20.16294],[-99.20707,20.16353],[-99.20682,20.1641]]}}
Línea 85.0 kV | LineString | 85.0 kV | 1 |  |  | CFE |  |  |  |  | OpenStreetMap | {"type":"Feature","properties":{},"geometry":{"type":"LineString","coordinates":[[-99.18948,20.15354],[-99.18887,20.15321]]}}
Línea 85.0 kV | LineString | 85.0 kV | 1 |  |  | CFE |  |  |  |  | OpenStreetMap | {"type":"Feature","properties":{},"geometry":{"type":"LineString","coordinates":[[-99.18948,20.15354],[-99.18894,20.15315]]}}
Línea 85.0 kV | LineString | 85.0 kV |  |  |  | CFE |  |  |  |  | OpenStreetMap | {"type":"Feature","properties":{},"geometry":{"type":"LineString","coordinates":[[-99.20682,20.1641],[-99.20512,20.16307],[-99.20288,20.1617],[-99.20063,20.16034],[-99.19825,20.15889],[-99.19587,20.15744],[-99.19348,20.15597],[-99.19191,20.15501],[-99.18948,20.15354]]}}
Línea 69.0 kV | LineString | 69.0 kV | 2 |  |  | CFE |  |  |  |  | OpenStreetMap | {"type":"Feature","properties":{},"geometry":{"type":"LineString","coordinates":[[-99.83378,16.9108],[-99.83348,16.91127],[-99.83195,16.91151],[-99.82986,16.90964],[-99.82976,16.90907],[-99.83315,16.90495],[-99.83577,16.90178],[-99.83737,16.8998],[-99.83943,16.89733],[-99.8413,16.89511],[-99.84015,16.89354],[-99.83867,16.8916],[-99.83822,16.89132],[-99.838,16.89119]]}}
Línea 69.0 kV | LineString | 69.0 kV | 2 |  |  | CFE |  |  |  |  | OpenStreetMap | {"type":"Feature","properties":{},"geometry":{"type":"LineString","coordinates":[[-99.83388,16.91085],[-99.8335,16.91146],[-99.83166,16.91186],[-99.82705,16.91231],[-99.82065,16.92009],[-99.81881,16.92114],[-99.81788,16.92161],[-99.81508,16.92313],[-99.81467,16.92335]]}}
Línea 69.0 kV | LineString | 69.0 kV | 2 |  |  | CFE |  |  |  |  | OpenStreetMap | {"type":"Feature","properties":{},"geometry":{"type":"LineString","coordinates":[[-99.81161,16.92503],[-99.8104,16.92567],[-99.80978,16.926],[-99.8079,16.92702]]}}
Línea 69.0 kV | LineString | 69.0 kV | 1 |  |  | CFE |  |  |  |  | OpenStreetMap | {"type":"Feature","properties":{},"geometry":{"type":"LineString","coordinates":[[-99.81467,16.92335],[-99.8135,16.92402],[-99.81333,16.9241],[-99.81261,16.92452],[-99.81161,16.92503]]}}
Línea 69.0 kV | LineString | 69.0 kV | 1 |  |  | CFE |  |  |  |  | OpenStreetMap | {"type":"Feature","properties":{},"geometry":{"type":"LineString","coordinates":[[-99.81467,16.92335],[-99.81288,16.92428],[-99.81161,16.92503]]}}
Línea 69.0 kV | LineString | 69.0 kV | 2 |  |  | CFE |  |  |  |  | OpenStreetMap | {"type":"Feature","properties":{},"geometry":{"type":"LineString","coordinates":[[-99.80536,16.92843],[-99.80402,16.92917],[-99.80042,16.93112],[-99.79674,16.93312],[-99.79294,16.93519],[-99.78394,16.9401],[-99.78289,16.94065],[-99.77764,16.94351],[-99.77308,16.94597],[-99.77234,16.94637],[-99.76957,16.94786],[-99.76814,16.94865],[-99.76691,16.94953],[-99.76642,16.95031],[-99.76524,16.95212],[-99.76469,16.95305],[-99.76277,16.95342],[-99.7612,16.95373],[-99.75764,16.95634],[-99.75493,16.95835],[-99.75373,16.95923],[-99.75237,16.96022],[-99.75045,16.96161],[-99.7489,16.96275],[-99.74635,16.96467],[-99.74376,16.96655],[-99.74132,16.9683],[-99.73758,16.97109],[-99.73736,16.97125],[-99.73539,16.97269],[-99.73374,16.97386],[-99.72976,16.97684],[-99.72724,16.97868],[-99.72427,16.98086],[-99.7228,16.98193],[-99.71972,16.98421],[-99.71593,16.98699],[-99.71514,16.98785],[-99.71086,16.99264],[-99.70874,16.99497],[-99.70509,16.99591],[-99.70168,16.99676],[-99.69698,16.99802],[-99.69466,16.99861],[-99.68954,16.99993],[-99.68305,17.00161],[-99.67933,17.00255],[-99.67568,17.00352],[-99.67202,17.00447],[-99.67095,17.00472],[-99.6701,17.00536],[-99.66715,17.00756],[-99.66347,17.01019],[-99.65951,17.01572],[-99.65785,17.01805],[-99.65752,17.01846],[-99.65507,17.02004],[-99.64701,17.02521],[-99.64222,17.0275],[-99.64069,17.02819],[-99.63822,17.02935],[-99.63661,17.03008],[-99.63304,17.03174],[-99.62329,17.03683],[-99.61799,17.04004],[-99.61216,17.04356],[-99.59949,17.04759],[-99.59147,17.05102],[-99.5896,17.05184],[-99.58785,17.05264],[-99.58529,17.0537],[-99.58078,17.05568],[-99.57918,17.05975],[-99.57818,17.06223],[-99.57623,17.06743],[-99.57391,17.07344],[-99.57191,17.07855],[-99.56942,17.08495],[-99.56865,17.08923],[-99.56755,17.09397],[-99.56699,17.09782],[-99.56656,17.10072],[-99.56622,17.10305],[-99.56535,17.10906],[-99.56467,17.1115]]}}
Línea 85.0 kV | LineString | 85.0 kV | 2 |  |  | CFE |  |  |  |  | OpenStreetMap | {"type":"Feature","properties":{},"geometry":{"type":"LineString","coordinates":[[-98.83073,19.14316],[-98.83022,19.14302],[-98.82815,19.14228],[-98.82582,19.14156],[-98.82352,19.14083],[-98.82108,19.14002],[-98.81895,19.13941],[-98.81663,19.13868],[-98.81431,19.13796],[-98.81193,19.13716],[-98.80968,19.1365],[-98.8074,19.13574],[-98.80507,19.13503],[-98.80271,19.13428],[-98.80036,19.13342],[-98.79809,19.13265],[-98.79588,19.13181],[-98.79404,19.13325],[-98.79222,19.13475],[-98.79035,19.13627],[-98.78865,19.1378],[-98.78693,19.13929],[-98.78521,19.14073],[-98.78382,19.14191],[-98.78245,19.14306],[-98.78078,19.14448],[-98.77871,19.14583],[-98.77661,19.14714],[-98.77454,19.14818],[-98.77272,19.1492],[-98.77063,19.15027],[-98.76909,19.15106]]}}
Línea 85.0 kV | LineString | 85.0 kV | 1 |  |  | CFE |  |  |  |  | OpenStreetMap | {"type":"Feature","properties":{},"geometry":{"type":"LineString","coordinates":[[-98.83507,19.13636],[-98.83515,19.13545]]}}
Línea 85.0 kV | LineString | 85.0 kV | 1 |  |  | CFE |  |  |  |  | OpenStreetMap | {"type":"Feature","properties":{},"geometry":{"type":"LineString","coordinates":[[-98.83526,19.13546],[-98.83507,19.13636]]}}
Línea 85.0 kV | LineString | 85.0 kV | 2 |  |  | CFE |  |  |  |  | OpenStreetMap | {"type":"Feature","properties":{},"geometry":{"type":"LineString","coordinates":[[-98.83507,19.13636],[-98.83319,19.13765],[-98.83233,19.13934],[-98.83149,19.14102],[-98.83073,19.14316]]}}
Línea 85.0 kV | LineString | 85.0 kV | 2 |  |  | CFE |  |  |  |  | OpenStreetMap | {"type":"Feature","properties":{},"geometry":{"type":"LineString","coordinates":[[-98.37865,20.11858],[-98.38004,20.11866],[-98.38174,20.1176],[-98.38367,20.11641],[-98.38559,20.11523],[-98.38752,20.11408],[-98.38847,20.11322],[-98.3895,20.11239],[-98.39077,20.11171],[-98.39185,20.11124],[-98.39316,20.11069],[-98.39447,20.11014],[-98.39552,20.1097],[-98.39648,20.1093],[-98.39779,20.10875],[-98.399,20.1082],[-98.40133,20.10716],[-98.40246,20.10669],[-98.40421,20.10596],[-98.40526,20.10551],[-98.4063,20.10507],[-98.40735,20.10463],[-98.40882,20.10401],[-98.41013,20.10346],[-98.41144,20.10291],[-98.41274,20.10235],[-98.41404,20.1018],[-98.41536,20.10125],[-98.41667,20.1007],[-98.41798,20.10015],[-98.41928,20.09959],[-98.42057,20.09903],[-98.42163,20.09848],[-98.4228,20.09771],[-98.42367,20.097],[-98.42456,20.09612],[-98.42523,20.09536],[-98.42615,20.09432],[-98.427,20.09336],[-98.42785,20.09241],[-98.42869,20.09145],[-98.42972,20.09028],[-98.43064,20.08926],[-98.43146,20.08833],[-98.43231,20.08737],[-98.4332,20.0863],[-98.43403,20.0852],[-98.43481,20.08407],[-98.43553,20.08292],[-98.43623,20.08185],[-98.43705,20.08056],[-98.43787,20.07928],[-98.43862,20.07811],[-98.43917,20.07725],[-98.4399,20.0761],[-98.44085,20.07462],[-98.4417,20.07329],[-98.44253,20.07197],[-98.44332,20.07082],[-98.44421,20.06943],[-98.44514,20.06798],[-98.44585,20.06679],[-98.44648,20.06558],[-98.44706,20.06429],[-98.44749,20.06321],[-98.44797,20.06201],[-98.44844,20.06083],[-98.4488,20.05992],[-98.44855,20.05963],[-98.44758,20.06003],[-98.44541,20.06093],[-98.44436,20.06136],[-98.44348,20.06173],[-98.44233,20.06221],[-98.44106,20.06274],[-98.4403,20.06276],[-98.43891,20.06334],[-98.43757,20.0639],[-98.43624,20.06445],[-98.43479,20.06505],[-98.43349,20.06548],[-98.43209,20.06576],[-98.43065,20.06593],[-98.42918,20.06611],[-98.42769,20.06628],[-98.42617,20.06643],[-98.42374,20.06672],[-98.42259,20.06684],[-98.4211,20.06702],[-98.41949,20.06724],[-98.41914,20.06644],[-98.41931,20.0661]]}}
Línea 85.0 kV | LineString | 85.0 kV | 1 |  |  | CFE |  |  |  |  | OpenStreetMap | {"type":"Feature","properties":{},"geometry":{"type":"LineString","coordinates":[[-98.41972,20.06647],[-98.41931,20.0661]]}}
Línea 85.0 kV | LineString | 85.0 kV | 2 |  |  | CFE |  |  |  |  | OpenStreetMap | {"type":"Feature","properties":{},"geometry":{"type":"LineString","coordinates":[[-98.41931,20.0661],[-98.41836,20.06547],[-98.41667,20.06434],[-98.41482,20.06312],[-98.41343,20.0622],[-98.41175,20.06109],[-98.41042,20.06022],[-98.40894,20.05924],[-98.40742,20.05822],[-98.40776,20.05681],[-98.40824,20.05471],[-98.40866,20.05297],[-98.40907,20.05114],[-98.40954,20.04913],[-98.41002,20.04706],[-98.41046,20.04517],[-98.41091,20.04321],[-98.41137,20.04124],[-98.41183,20.0392],[-98.41228,20.03723],[-98.4127,20.03542],[-98.41272,20.03532]]}}
Línea 85.0 kV | LineString | 85.0 kV | 1 |  |  | CFE |  |  |  |  | OpenStreetMap | {"type":"Feature","properties":{},"geometry":{"type":"LineString","coordinates":[[-98.37865,20.11858],[-98.37808,20.11844]]}}
Línea 85.0 kV | LineString | 85.0 kV | 1 |  |  | CFE |  |  |  |  | OpenStreetMap | {"type":"Feature","properties":{},"geometry":{"type":"LineString","coordinates":[[-98.37865,20.11858],[-98.37806,20.11856]]}}
Línea 85.0 kV | LineString | 85.0 kV | 2 |  |  | CFE |  |  |  |  | OpenStreetMap | {"type":"Feature","properties":{},"geometry":{"type":"LineString","coordinates":[[-98.6866,20.09801],[-98.6867,20.09796]]}}
Línea 85.0 kV | LineString | 85.0 kV | 1 |  |  | CFE |  |  |  |  | OpenStreetMap | {"type":"Feature","properties":{},"geometry":{"type":"LineString","coordinates":[[-98.95858,20.2644],[-98.95879,20.26468],[-98.95911,20.26454],[-98.96009,20.26414],[-98.96026,20.2643],[-98.96134,20.26423],[-98.96227,20.26394],[-98.96312,20.26368],[-98.96394,20.26378],[-98.96495,20.26378],[-98.96603,20.26356],[-98.96719,20.26313],[-98.96838,20.26322],[-98.96919,20.26375],[-98.96995,20.2646],[-98.9707,20.26553],[-98.97155,20.2662],[-98.97247,20.26674],[-98.97357,20.26732],[-98.97426,20.26813],[-98.97467,20.26869],[-98.97392,20.26971],[-98.9733,20.27054],[-98.97263,20.27143],[-98.97408,20.27278],[-98.97435,20.27348],[-98.97431,20.27418],[-98.97467,20.27462],[-98.97531,20.27535],[-98.97531,20.27611],[-98.97528,20.27701],[-98.97594,20.27808],[-98.97613,20.27924],[-98.97562,20.28019],[-98.97534,20.28075],[-98.97526,20.28195],[-98.97546,20.28301],[-98.97564,20.28371],[-98.9762,20.28418],[-98.97632,20.28504],[-98.97645,20.28605],[-98.97654,20.28686],[-98.97649,20.28795],[-98.97633,20.28902],[-98.97598,20.29042],[-98.97694,20.29113],[-98.97791,20.2919],[-98.97891,20.29264],[-98.97992,20.29338],[-98.9809,20.2941],[-98.98199,20.29487],[-98.9829,20.29554],[-98.98387,20.29629],[-98.98483,20.29699],[-98.98589,20.29778],[-98.98687,20.29849],[-98.98787,20.29924],[-98.9889,20.29998],[-98.98989,20.30073],[-98.9909,20.3015],[-98.9919,20.30225],[-98.99288,20.30296],[-98.99387,20.30368],[-98.99481,20.30442],[-98.99595,20.3052],[-98.99687,20.30588],[-98.99787,20.30663],[-98.99888,20.30736],[-98.99985,20.30808],[-99.00093,20.3089],[-99.00191,20.30959],[-99.00295,20.31036],[-99.004,20.31111],[-99.00492,20.31181],[-99.00601,20.31263],[-99.00686,20.31326],[-99.00783,20.31395],[-99.00873,20.31465],[-99.00975,20.31537],[-99.0106,20.31603],[-99.01158,20.31675],[-99.01243,20.31737],[-99.01338,20.31802],[-99.01451,20.31889],[-99.01555,20.31962],[-99.01656,20.32037],[-99.0176,20.32113],[-99.01868,20.32186],[-99.0197,20.32263],[-99.02085,20.32342],[-99.02172,20.32408],[-99.0227,20.32483],[-99.02345,20.3257],[-99.02384,20.32676],[-99.02421,20.32785],[-99.02464,20.32909],[-99.02499,20.3301],[-99.02535,20.33121],[-99.02574,20.33234],[-99.02614,20.33347],[-99.02654,20.33461],[-99.02691,20.33572],[-99.0273,20.33686],[-99.02768,20.33798],[-99.02808,20.33913],[-99.02842,20.3403],[-99.02855,20.34128],[-99.02868,20.34251],[-99.02882,20.34377],[-99.0289,20.34436],[-99.0291,20.34482],[-99.02963,20.34547],[-99.03038,20.34622],[-99.03124,20.34706],[-99.03211,20.34791],[-99.033,20.34876],[-99.03382,20.34957],[-99.03466,20.35038],[-99.03555,20.35124],[-99.03625,20.35218],[-99.0365,20.35302],[-99.03658,20.35423],[-99.03665,20.355],[-99.03674,20.35628],[-99.03681,20.3573],[-99.03687,20.35836],[-99.03708,20.35948],[-99.03738,20.36026],[-99.03769,20.36067],[-99.038,20.36097],[-99.03884,20.36149],[-99.04009,20.36198],[-99.04124,20.36235],[-99.04216,20.36295],[-99.04292,20.3638],[-99.04354,20.36485],[-99.04405,20.3659],[-99.04481,20.367],[-99.04551,20.36766],[-99.04642,20.36843],[-99.04736,20.36945],[-99.04859,20.37085],[-99.04949,20.37178],[-99.0499,20.37222],[-99.04977,20.37263],[-99.05023,20.3731],[-99.05357,20.37679],[-99.05443,20.37756],[-99.05523,20.37811],[-99.05632,20.37873],[-99.05728,20.37933],[-99.05823,20.38009],[-99.05903,20.38092],[-99.05979,20.38178],[-99.05947,20.38207],[-99.0585,20.38246],[-99.05743,20.38309],[-99.05673,20.38348],[-99.05632,20.38361],[-99.05564,20.38381],[-99.05463,20.38425],[-99.0537,20.38476],[-99.05279,20.38528],[-99.05191,20.38607],[-99.051,20.38666],[-99.05007,20.3872],[-99.04902,20.38762],[-99.0477,20.38799],[-99.0463,20.38839],[-99.0454,20.38873],[-99.04485,20.38966],[-99.04428,20.39056],[-99.04356,20.39116],[-99.04358,20.39226],[-99.0436,20.39338],[-99.04186,20.39416],[-99.04142,20.39436],[-99.04032,20.39486],[-99.03787,20.39587],[-99.03595,20.39769],[-99.03463,20.39886],[-99.03269,20.39884],[-99.02996,20.39884],[-99.02714,20.39891],[-99.02609,20.39929],[-99.02516,20.40006],[-99.02437,20.40097],[-99.02399,20.40217],[-99.0237,20.40323],[-99.0229,20.40409],[-99.02257,20.40507],[-99.02215,20.40607],[-99.02177,20.40718],[-99.02176,20.40839],[-99.02178,20.40946],[-99.02179,20.41068],[-99.02181,20.41186],[-99.02219,20.41295],[-99.02253,20.41394],[-99.02296,20.41487],[-99.02345,20.41576],[-99.02395,20.41663],[-99.02353,20.41729]]}}
Línea 85.0 kV | LineString | 85.0 kV | 2 |  |  | CFE |  |  |  |  | OpenStreetMap | {"type":"Feature","properties":{},"geometry":{"type":"LineString","coordinates":[[-98.30331,19.98096],[-98.30184,19.98173],[-98.30356,19.98304]]}}
Línea 69.0 kV | LineString | 69.0 kV | 1 |  |  | CFE |  |  |  |  | OpenStreetMap | {"type":"Feature","properties":{},"geometry":{"type":"LineString","coordinates":[[-97.09285,18.1669],[-97.09303,18.16696],[-97.09287,18.16719],[-97.09214,18.16723],[-97.09118,18.16755],[-97.08914,18.16837],[-97.08816,18.16842],[-97.08716,18.16849],[-97.08571,18.16859],[-97.08437,18.16869],[-97.08299,18.16878],[-97.08177,18.16887],[-97.08038,18.16897],[-97.0789,18.16907],[-97.07784,18.16915],[-97.07623,18.16928],[-97.07222,18.16957],[-97.06814,18.16986],[-97.05787,18.17058],[-97.05376,18.17088],[-97.05285,18.17095],[-97.048,18.17128],[-97.04749,18.17132],[-97.03814,18.17199],[-97.01755,18.1734],[-97.00217,18.16816],[-97.00009,18.16741],[-96.99846,18.16536],[-96.99729,18.16389],[-96.98594,18.15947],[-96.98377,18.16005],[-96.9713,18.15755],[-96.96872,18.15697],[-96.96394,18.15207],[-96.95572,18.14532],[-96.95177,18.14815],[-96.94947,18.15295],[-96.94755,18.15694],[-96.94701,18.15807],[-96.94571,18.16065],[-96.9453,18.16146],[-96.94409,18.16232],[-96.94075,18.16485],[-96.93847,18.16641],[-96.93509,18.16885],[-96.93416,18.16834],[-96.92874,18.16543],[-96.91923,18.16858],[-96.91816,18.16877],[-96.91552,18.16643],[-96.91419,18.16543],[-96.91255,18.16383],[-96.9102,18.16236],[-96.89927,18.16118],[-96.89916,18.15693],[-96.89838,18.15483],[-96.89699,18.15384],[-96.89267,18.1508],[-96.8892,18.15081],[-96.88415,18.15104],[-96.88111,18.15127],[-96.87827,18.15146],[-96.87545,18.15475],[-96.87002,18.1601],[-96.86768,18.16167],[-96.86593,18.16206],[-96.86114,18.16],[-96.86031,18.15935],[-96.85656,18.15628],[-96.85388,18.15535],[-96.85252,18.15513],[-96.85215,18.15348]]}}
Línea 69.0 kV | LineString | 69.0 kV | 1 |  |  | CFE |  |  |  |  | OpenStreetMap | {"type":"Feature","properties":{},"geometry":{"type":"LineString","coordinates":[[-97.24807,18.35815],[-97.24814,18.35777],[-97.24718,18.35656],[-97.24615,18.35481],[-97.2452,18.35323],[-97.24432,18.35174],[-97.24342,18.35023],[-97.24241,18.34855],[-97.24139,18.34682],[-97.2386,18.34214],[-97.23764,18.34054],[-97.23656,18.33878],[-97.2356,18.33713],[-97.23462,18.33554],[-97.23357,18.33378],[-97.23245,18.3319],[-97.23126,18.3299],[-97.23005,18.32788],[-97.2289,18.32597],[-97.22787,18.32424],[-97.22642,18.32271],[-97.22496,18.32125],[-97.22356,18.31983],[-97.22212,18.31836],[-97.22059,18.3168],[-97.21919,18.31537],[-97.21767,18.31382],[-97.2162,18.31233],[-97.21476,18.31079],[-97.21356,18.30956],[-97.21212,18.3081],[-97.21057,18.30651],[-97.20918,18.30511],[-97.20778,18.30368],[-97.20633,18.30218],[-97.20494,18.30077],[-97.20356,18.29937],[-97.20101,18.29677],[-97.19968,18.29542],[-97.19848,18.29421],[-97.19673,18.29301],[-97.19139,18.28926],[-97.18957,18.28798],[-97.18811,18.28698],[-97.18637,18.28578],[-97.18323,18.28359],[-97.18163,18.28246],[-97.17935,18.28087],[-97.1777,18.27973],[-97.17608,18.2786],[-97.17438,18.27742],[-97.1716,18.27548],[-97.1694,18.27395],[-97.16787,18.27286],[-97.16639,18.27185],[-97.16454,18.27057],[-97.16299,18.26832],[-97.16188,18.26668],[-97.16056,18.26472],[-97.15973,18.2635],[-97.1585,18.26165],[-97.15859,18.25882],[-97.15865,18.25682],[-97.15871,18.25501],[-97.15878,18.25288],[-97.15885,18.25106],[-97.15893,18.24865],[-97.15897,18.24686],[-97.15906,18.24504],[-97.15914,18.24231],[-97.15921,18.24031],[-97.15929,18.23772],[-97.15939,18.23493],[-97.15945,18.23321],[-97.15953,18.23045],[-97.15961,18.22878],[-97.15966,18.2268],[-97.15974,18.22449],[-97.15951,18.2224],[-97.15926,18.22018],[-97.15903,18.21794],[-97.15879,18.21573],[-97.15852,18.21322],[-97.15814,18.20986],[-97.15788,18.20735],[-97.15766,18.20538],[-97.15747,18.20365],[-97.15731,18.20212],[-97.15708,18.2001],[-97.15671,18.19672],[-97.1565,18.1949],[-97.15632,18.19324],[-97.15609,18.19112],[-97.15499,18.19051],[-97.15365,18.18956],[-97.14834,18.18584],[-97.14664,18.18463],[-97.14349,18.18242],[-97.14065,18.18044],[-97.13921,18.17944],[-97.13753,18.17824],[-97.1361,18.17724],[-97.13444,18.17606],[-97.1309,18.17355],[-97.12737,18.17101],[-97.12656,18.17049],[-97.12465,18.16912],[-97.12352,18.16833],[-97.12243,18.16816],[-97.11879,18.16761],[-97.11667,18.16728],[-97.1143,18.16688],[-97.11152,18.16664],[-97.11028,18.16664],[-97.10791,18.1669],[-97.1027,18.16751],[-97.09786,18.16861],[-97.09617,18.16802],[-97.09369,18.16711],[-97.09311,18.1669],[-97.09287,18.16685]]}}
Línea 85.0 kV | LineString | 85.0 kV | 1 |  |  | CFE |  |  |  |  | OpenStreetMap | {"type":"Feature","properties":{},"geometry":{"type":"LineString","coordinates":[[-98.98096,19.62077],[-98.98064,19.62042]]}}
Línea 85.0 kV | LineString | 85.0 kV | 1 |  |  | CFE |  |  |  |  | OpenStreetMap | {"type":"Feature","properties":{},"geometry":{"type":"LineString","coordinates":[[-98.98096,19.62077],[-98.98078,19.62036]]}}
Línea 69.0 kV | LineString | 69.0 kV |  |  |  | CFE |  |  |  |  | OpenStreetMap | {"type":"Feature","properties":{},"geometry":{"type":"LineString","coordinates":[[-116.00474,32.58716],[-116.00401,32.5891]]}}
Línea 69.0 kV | LineString | 69.0 kV |  |  |  | CFE |  |  |  |  | OpenStreetMap | {"type":"Feature","properties":{},"geometry":{"type":"LineString","coordinates":[[-116.00474,32.58716],[-116.01179,32.58573],[-116.01488,32.58516],[-116.01521,32.58521]]}}
Línea 85.0 kV | LineString | 85.0 kV |  |  |  | CFE |  |  |  |  | OpenStreetMap | {"type":"Feature","properties":{},"geometry":{"type":"LineString","coordinates":[[-99.62104,19.29282],[-99.62033,19.29269],[-99.61954,19.29266],[-99.61863,19.29263],[-99.61773,19.29261],[-99.61683,19.29258],[-99.61593,19.29256],[-99.61504,19.29254]]}}
Línea 85.0 kV | LineString | 85.0 kV |  |  |  | CFE |  |  |  |  | OpenStreetMap | {"type":"Feature","properties":{},"geometry":{"type":"LineString","coordinates":[[-99.61863,19.30209],[-99.61654,19.30204],[-99.61455,19.30197],[-99.61457,19.30082],[-99.61461,19.29966],[-99.61468,19.29745],[-99.61476,19.29492],[-99.61478,19.29354],[-99.61483,19.29238]]}}
Línea 85.0 kV | LineString | 85.0 kV |  |  |  | CFE |  |  |  |  | OpenStreetMap | {"type":"Feature","properties":{},"geometry":{"type":"LineString","coordinates":[[-99.61863,19.30209],[-99.61865,19.30176]]}}
Línea 85.0 kV | LineString | 85.0 kV | 1 |  |  | CFE |  |  |  |  | OpenStreetMap | {"type":"Feature","properties":{},"geometry":{"type":"LineString","coordinates":[[-99.6326,19.29518],[-99.63263,19.29681],[-99.63263,19.29877],[-99.63264,19.30061],[-99.63265,19.3024],[-99.63255,19.3029],[-99.63254,19.30359],[-99.63255,19.30463],[-99.63231,19.3056],[-99.63206,19.3066],[-99.6318,19.30763],[-99.63164,19.30833],[-99.63149,19.30909],[-99.63131,19.30986],[-99.63102,19.31093],[-99.63002,19.31516],[-99.62973,19.31633],[-99.62943,19.31766],[-99.62897,19.31953],[-99.6287,19.32065],[-99.62842,19.32184],[-99.62799,19.32372],[-99.62773,19.32477],[-99.62747,19.3258],[-99.62721,19.32684],[-99.62696,19.32788],[-99.62672,19.32895],[-99.62639,19.32995],[-99.62608,19.33093],[-99.62577,19.33196],[-99.62548,19.3329],[-99.62516,19.33396],[-99.62484,19.33496],[-99.62453,19.33598],[-99.62422,19.33699],[-99.62392,19.33798],[-99.62361,19.33894],[-99.62328,19.33993],[-99.62301,19.34092],[-99.6227,19.34192],[-99.62238,19.34292],[-99.62108,19.34566],[-99.62065,19.34658],[-99.62021,19.34745],[-99.61965,19.3486],[-99.61909,19.34983],[-99.61855,19.35084],[-99.61805,19.35183],[-99.61702,19.35363],[-99.61653,19.35454],[-99.61604,19.35536],[-99.61554,19.3563],[-99.61508,19.35713],[-99.61454,19.35801],[-99.61403,19.35902],[-99.61321,19.36058],[-99.6124,19.36208],[-99.61188,19.36305],[-99.61135,19.36404],[-99.61082,19.36505],[-99.61031,19.36604],[-99.60975,19.36707],[-99.60926,19.36806],[-99.60903,19.36843],[-99.6081,19.37022],[-99.60763,19.37114],[-99.60702,19.37228],[-99.60658,19.37317],[-99.60611,19.37411],[-99.60576,19.37521],[-99.60542,19.37632],[-99.60513,19.3774],[-99.60483,19.37848],[-99.60453,19.37957],[-99.60423,19.38065],[-99.60406,19.38131],[-99.60372,19.38245],[-99.60342,19.38355],[-99.60311,19.38466],[-99.6028,19.38574],[-99.60248,19.38697],[-99.60223,19.38795],[-99.6019,19.38898],[-99.60159,19.39009],[-99.60129,19.39101],[-99.601,19.39213],[-99.6007,19.39321],[-99.60042,19.3942],[-99.60016,19.39508],[-99.59969,19.3959],[-99.59917,19.39675],[-99.59863,19.39765],[-99.59813,19.3985],[-99.59761,19.39937],[-99.59706,19.40025],[-99.5965,19.40112],[-99.59603,19.40202],[-99.59548,19.40287],[-99.595,19.40368],[-99.59425,19.40585],[-99.59407,19.40677],[-99.59391,19.4077],[-99.59347,19.40993],[-99.59335,19.41082],[-99.59186,19.41325],[-99.59113,19.41462],[-99.59055,19.41558],[-99.58982,19.41671],[-99.58938,19.41757],[-99.58878,19.41856],[-99.58828,19.4195],[-99.58767,19.42048],[-99.58713,19.42126],[-99.58664,19.42229],[-99.58618,19.42309],[-99.58556,19.42418],[-99.585,19.42508],[-99.5845,19.42598],[-99.58409,19.42669],[-99.58355,19.42764],[-99.583,19.42859],[-99.58246,19.42951],[-99.58196,19.4304],[-99.58144,19.43129],[-99.58087,19.43225],[-99.58044,19.433],[-99.57998,19.43377],[-99.57947,19.43466],[-99.5789,19.43568],[-99.57851,19.4363],[-99.57805,19.43711],[-99.5775,19.43805],[-99.57693,19.43898],[-99.57638,19.43998],[-99.57576,19.44108],[-99.57535,19.44181],[-99.57477,19.44275],[-99.57425,19.44366],[-99.57368,19.44467],[-99.57305,19.44557],[-99.57252,19.44646],[-99.57195,19.44734],[-99.57138,19.44818],[-99.57085,19.44895],[-99.57044,19.44957]]}}
Línea 85.0 kV | LineString | 85.0 kV |  |  |  | CFE |  |  |  |  | OpenStreetMap | {"type":"Feature","properties":{},"geometry":{"type":"LineString","coordinates":[[-99.61863,19.30209],[-99.62041,19.30213],[-99.62272,19.30219],[-99.6251,19.30225],[-99.62711,19.3023],[-99.62888,19.30231],[-99.63066,19.30237],[-99.63253,19.30242],[-99.63254,19.30061],[-99.63253,19.29877],[-99.63251,19.29695],[-99.63244,19.29518]]}}
Línea 85.0 kV | LineString | 85.0 kV |  |  |  | CFE |  |  |  |  | OpenStreetMap | {"type":"Feature","properties":{},"geometry":{"type":"LineString","coordinates":[[-99.61012,19.29099],[-99.61064,19.29103],[-99.61163,19.29105],[-99.61264,19.29109],[-99.61366,19.29111],[-99.6147,19.29113]]}}
Línea 85.0 kV | LineString | 85.0 kV |  |  |  | CFE |  |  |  |  | OpenStreetMap | {"type":"Feature","properties":{},"geometry":{"type":"LineString","coordinates":[[-99.61682,19.29088],[-99.61672,19.29117],[-99.61561,19.29114],[-99.61494,19.29114]]}}
Línea 85.0 kV | LineString | 85.0 kV |  |  |  | CFE |  |  |  |  | OpenStreetMap | {"type":"Feature","properties":{},"geometry":{"type":"LineString","coordinates":[[-99.56911,19.28077],[-99.56913,19.28134],[-99.56912,19.28379],[-99.56912,19.28623],[-99.55925,19.28598],[-99.53092,19.28527],[-99.52974,19.28522],[-99.52863,19.28507],[-99.52716,19.28466],[-99.52622,19.28438],[-99.52475,19.28399],[-99.52282,19.28346],[-99.52081,19.28293],[-99.51889,19.28241],[-99.51386,19.28103],[-99.5117,19.28043],[-99.51108,19.28043],[-99.51034,19.28066],[-99.51015,19.28077],[-99.51005,19.28083],[-99.50967,19.28104],[-99.50964,19.28106],[-99.50904,19.2817],[-99.50852,19.28231],[-99.50802,19.28288],[-99.50758,19.28325],[-99.50673,19.28359],[-99.50384,19.28382],[-99.49854,19.28415]]}}
Línea 85.0 kV | LineString | 85.0 kV |  |  |  | CFE |  |  |  |  | OpenStreetMap | {"type":"Feature","properties":{},"geometry":{"type":"LineString","coordinates":[[-99.56925,19.28077],[-99.56925,19.28134],[-99.56924,19.28375],[-99.56924,19.28624],[-99.57218,19.28629],[-99.57215,19.2874]]}}
Línea 85.0 kV | LineString | 85.0 kV |  |  |  | CFE |  |  |  |  | OpenStreetMap | {"type":"Feature","properties":{},"geometry":{"type":"LineString","coordinates":[[-99.57279,19.28222],[-99.57095,19.28216],[-99.56965,19.2815],[-99.56961,19.28077]]}}
Línea 85.0 kV | LineString | 85.0 kV |  |  |  | CFE |  |  |  |  | OpenStreetMap | {"type":"Feature","properties":{},"geometry":{"type":"LineString","coordinates":[[-99.63291,19.27247],[-99.63247,19.2712],[-99.63226,19.27023],[-99.6314,19.26637],[-99.63073,19.26275],[-99.63049,19.26144],[-99.62989,19.25818],[-99.62952,19.25622],[-99.62924,19.2547],[-99.62854,19.25114],[-99.62788,19.24735],[-99.62515,19.2329],[-99.62443,19.22914],[-99.62382,19.22582],[-99.6231,19.22191],[-99.62018,19.20631],[-99.61855,19.19752],[-99.6176,19.19235],[-99.6173,19.19081],[-99.617,19.18916],[-99.61682,19.18829],[-99.61667,19.18742],[-99.61598,19.1837],[-99.61563,19.1818],[-99.61528,19.17988],[-99.6149,19.17788],[-99.61464,19.17641],[-99.61429,19.17445],[-99.61408,19.17317],[-99.61381,19.17165],[-99.61352,19.17029],[-99.61316,19.16855],[-99.61282,19.16671],[-99.61252,19.16502],[-99.61159,19.16002],[-99.61099,19.15702],[-99.61084,19.15603],[-99.61022,19.15241],[-99.60954,19.14902],[-99.6082,19.14201],[-99.60686,19.13489],[-99.60623,19.13148],[-99.60536,19.12667],[-99.605,19.12477],[-99.60468,19.12308],[-99.60433,19.12131],[-99.60419,19.12047],[-99.60406,19.11975],[-99.60381,19.11841],[-99.60357,19.11712],[-99.60328,19.11563],[-99.60165,19.10691],[-99.60019,19.09837],[-99.60007,19.09754],[-99.59933,19.09324],[-99.59857,19.08862],[-99.59792,19.08487],[-99.5961,19.07404],[-99.59517,19.0685],[-99.59373,19.05993],[-99.59274,19.05412],[-99.58316,19.04638],[-99.57953,19.04345],[-99.57813,19.04232],[-99.57677,19.04121],[-99.57432,19.03901],[-99.57315,19.03792],[-99.57169,19.03656],[-99.57022,19.0352],[-99.56817,19.03329],[-99.56681,19.03201],[-99.56546,19.03075],[-99.56437,19.02973],[-99.56495,19.02915]]}}
Línea 69.0 kV | LineString | 69.0 kV |  |  |  | CFE |  |  |  |  | OpenStreetMap | {"type":"Feature","properties":{},"geometry":{"type":"LineString","coordinates":[[-103.23742,20.48872],[-103.23765,20.48933],[-103.23816,20.48874]]}}
Línea 69.0 kV | LineString | 69.0 kV |  |  |  | CFE |  |  |  |  | OpenStreetMap | {"type":"Feature","properties":{},"geometry":{"type":"LineString","coordinates":[[-103.23397,20.48978],[-103.23436,20.48965],[-103.23525,20.48936],[-103.23645,20.48899],[-103.23742,20.48872],[-103.23712,20.48812]]}}
Línea 85.0 kV | LineString | 85.0 kV | 2 |  |  | CFE |  |  |  |  | OpenStreetMap | {"type":"Feature","properties":{},"geometry":{"type":"LineString","coordinates":[[-99.31516,20.0163],[-99.31296,20.01594],[-99.31057,20.01462],[-99.30806,20.01326],[-99.30575,20.01199],[-99.30329,20.01062],[-99.30099,20.00938],[-99.2986,20.00806],[-99.29653,20.0078],[-99.29445,20.00759],[-99.29232,20.00739],[-99.29083,20.00707],[-99.28812,20.00654],[-99.28625,20.00626],[-99.28385,20.00595],[-99.28121,20.00556],[-99.27835,20.00516],[-99.27597,20.00486],[-99.27376,20.00448],[-99.27122,20.00406],[-99.26878,20.00372],[-99.26598,20.00338],[-99.26345,20.00292],[-99.26159,20.00169],[-99.25872,20.0013],[-99.25657,20.00103],[-99.25398,20.00065],[-99.25113,20.00027],[-99.24829,19.99987],[-99.24632,19.99959],[-99.24409,19.99926],[-99.24268,19.99908],[-99.24128,19.99888],[-99.23989,19.99877],[-99.23859,19.99853],[-99.23722,19.99831],[-99.23603,19.99816],[-99.2332,19.99778],[-99.23033,19.99736],[-99.22752,19.99699],[-99.22528,19.99529],[-99.2237,19.99408],[-99.22084,19.99193],[-99.21812,19.99295],[-99.21537,19.99402],[-99.21293,19.99363],[-99.21156,19.99341],[-99.2106,19.99326],[-99.20813,19.99288],[-99.20555,19.99247],[-99.2029,19.99214],[-99.203,19.99114],[-99.20158,19.98853],[-99.20015,19.98616],[-99.19836,19.98422],[-99.19798,19.98235],[-99.19677,19.97937],[-99.19607,19.97767],[-99.19409,19.97266],[-99.1932,19.9704],[-99.19216,19.9678],[-99.19131,19.96554],[-99.19037,19.96331],[-99.18907,19.96318],[-99.18734,19.96304],[-99.18502,19.96282],[-99.18138,19.96251],[-99.17847,19.96223]]}}
Línea 69.0 kV | LineString | 69.0 kV | 1 |  |  | CFE |  |  |  |  | OpenStreetMap | {"type":"Feature","properties":{},"geometry":{"type":"LineString","coordinates":[[-92.22638,15.02414],[-92.22635,15.02365],[-92.22679,15.02338]]}}
Línea 85.0 kV | LineString | 85.0 kV | 2 |  |  | CFE |  |  |  |  | OpenStreetMap | {"type":"Feature","properties":{},"geometry":{"type":"LineString","coordinates":[[-98.95123,19.30384],[-98.9509,19.3041],[-98.95142,19.30469],[-98.95341,19.30692],[-98.96229,19.31692],[-98.96422,19.31909],[-98.96588,19.32094],[-98.96784,19.32322],[-98.96923,19.3247],[-98.97126,19.32698],[-98.97267,19.32854],[-98.9738,19.32982],[-98.97473,19.33086],[-98.97678,19.33317],[-98.97621,19.33521],[-98.97558,19.33785],[-98.97532,19.3391],[-98.975,19.3408],[-98.97433,19.34366],[-98.97385,19.34572],[-98.97323,19.34848],[-98.9725,19.35119],[-98.97232,19.35189]]}}
Línea 69.0 kV | LineString | 69.0 kV | 1 |  |  | CFE |  |  |  |  | OpenStreetMap | {"type":"Feature","properties":{},"geometry":{"type":"LineString","coordinates":[[-103.45134,20.73126],[-103.45122,20.73166],[-103.45088,20.73279],[-103.45053,20.73393],[-103.45019,20.73508],[-103.44984,20.73623],[-103.44949,20.73738],[-103.44914,20.73854],[-103.44879,20.73969],[-103.44844,20.74087],[-103.44831,20.74084]]}}
Línea 65.0 kV | LineString | 65.0 kV | 1 |  |  | CFE |  |  |  |  | OpenStreetMap | {"type":"Feature","properties":{},"geometry":{"type":"LineString","coordinates":[[-99.04482,19.56595],[-99.04379,19.56721]]}}
Línea 65.0 kV | LineString | 65.0 kV | 1 |  |  | CFE |  |  |  |  | OpenStreetMap | {"type":"Feature","properties":{},"geometry":{"type":"LineString","coordinates":[[-99.04498,19.56565],[-99.04482,19.56595]]}}
Línea 65.0 kV | LineString | 65.0 kV | 1 |  |  | CFE |  |  |  |  | OpenStreetMap | {"type":"Feature","properties":{},"geometry":{"type":"LineString","coordinates":[[-99.04498,19.56565],[-99.04505,19.56565]]}}
Línea 85.0 kV | LineString | 85.0 kV | 1 |  |  | CFE |  |  |  |  | OpenStreetMap | {"type":"Feature","properties":{},"geometry":{"type":"LineString","coordinates":[[-99.03378,19.58048],[-99.03319,19.57998]]}}
Línea 85.0 kV | LineString | 85.0 kV | 1 |  |  | CFE |  |  |  |  | OpenStreetMap | {"type":"Feature","properties":{},"geometry":{"type":"LineString","coordinates":[[-99.06429,19.55107],[-99.06332,19.5515],[-99.06093,19.55291]]}}
Línea 85.0 kV | LineString | 85.0 kV | 2 |  |  | CFE |  |  |  |  | OpenStreetMap | {"type":"Feature","properties":{},"geometry":{"type":"LineString","coordinates":[[-99.06093,19.55291],[-99.05979,19.55484]]}}
Línea 85.0 kV | LineString | 85.0 kV | 1 |  |  | CFE |  |  |  |  | OpenStreetMap | {"type":"Feature","properties":{},"geometry":{"type":"LineString","coordinates":[[-99.06429,19.55107],[-99.06335,19.55153],[-99.06093,19.55291]]}}
Línea 85.0 kV | LineString | 85.0 kV | 1 |  |  | CFE |  |  |  |  | OpenStreetMap | {"type":"Feature","properties":{},"geometry":{"type":"LineString","coordinates":[[-99.12328,19.52247],[-99.12296,19.52243]]}}
Línea 85.0 kV | LineString | 85.0 kV | 1 |  |  | CFE |  |  |  |  | OpenStreetMap | {"type":"Feature","properties":{},"geometry":{"type":"LineString","coordinates":[[-99.12306,19.52243],[-99.12328,19.52247]]}}
Línea 85.0 kV | LineString | 85.0 kV | 1 |  |  | CFE |  |  |  |  | OpenStreetMap | {"type":"Feature","properties":{},"geometry":{"type":"LineString","coordinates":[[-99.12435,19.51977],[-99.12564,19.51937]]}}
Línea 85.0 kV | LineString | 85.0 kV | 1 |  |  | CFE |  |  |  |  | OpenStreetMap | {"type":"Feature","properties":{},"geometry":{"type":"LineString","coordinates":[[-99.12411,19.5197],[-99.12435,19.51977]]}}
Línea 85.0 kV | LineString | 85.0 kV | 2 |  |  | CFE |  |  |  |  | OpenStreetMap | {"type":"Feature","properties":{},"geometry":{"type":"LineString","coordinates":[[-99.12411,19.5197],[-99.12281,19.51988]]}}
Línea 85.0 kV | LineString | 85.0 kV | 2 |  |  | CFE |  |  |  |  | OpenStreetMap | {"type":"Feature","properties":{},"geometry":{"type":"LineString","coordinates":[[-99.12328,19.52247],[-99.12368,19.52204],[-99.12426,19.52152],[-99.12425,19.52099],[-99.12435,19.51977]]}}
Línea 85.0 kV | LineString | 85.0 kV | 2 |  |  | CFE |  |  |  |  | OpenStreetMap | {"type":"Feature","properties":{},"geometry":{"type":"LineString","coordinates":[[-99.32253,20.00668],[-99.32377,20.00813],[-99.32556,20.01015],[-99.32826,20.01343],[-99.33012,20.01556],[-99.33162,20.01726],[-99.33425,20.02067],[-99.33607,20.02286],[-99.33747,20.0245],[-99.3399,20.02729],[-99.33971,20.02909],[-99.33936,20.03128]]}}
Línea 85.0 kV | LineString | 85.0 kV | 2 |  |  | CFE |  |  |  |  | OpenStreetMap | {"type":"Feature","properties":{},"geometry":{"type":"LineString","coordinates":[[-99.32988,19.98919],[-99.33067,19.99093],[-99.33145,19.99207],[-99.33106,19.99351],[-99.33057,19.99559],[-99.33004,19.99771],[-99.32958,19.99967],[-99.32911,20.00162],[-99.3269,20.00332],[-99.32381,20.00562],[-99.32253,20.00668]]}}
Línea 85.0 kV | LineString | 85.0 kV | 1 |  |  | CFE |  |  |  |  | OpenStreetMap | {"type":"Feature","properties":{},"geometry":{"type":"LineString","coordinates":[[-99.19406,19.55417],[-99.19398,19.55387]]}}
Línea 85.0 kV | LineString | 85.0 kV | 1 |  |  | CFE |  |  |  |  | OpenStreetMap | {"type":"Feature","properties":{},"geometry":{"type":"LineString","coordinates":[[-99.19406,19.55417],[-99.19408,19.55388]]}}
Línea 85.0 kV | LineString | 85.0 kV | 2 |  |  | CFE |  |  |  |  | OpenStreetMap | {"type":"Feature","properties":{},"geometry":{"type":"LineString","coordinates":[[-97.91645,20.22941],[-97.91639,20.22924],[-97.91593,20.22793],[-97.91794,20.22481],[-97.91847,20.22482],[-97.91874,20.22522]]}}
Línea 85.0 kV | LineString | 85.0 kV | 1 |  |  | CFE |  |  |  |  | OpenStreetMap | {"type":"Feature","properties":{},"geometry":{"type":"LineString","coordinates":[[-99.11701,19.49617],[-99.11735,19.49625]]}}
Línea 85.0 kV | LineString | 85.0 kV | 1 |  |  | CFE |  |  |  |  | OpenStreetMap | {"type":"Feature","properties":{},"geometry":{"type":"LineString","coordinates":[[-99.13031,19.48014],[-99.1306,19.48033]]}}
Línea 85.0 kV | LineString | 85.0 kV | 1 |  |  | CFE |  |  |  |  | OpenStreetMap | {"type":"Feature","properties":{},"geometry":{"type":"LineString","coordinates":[[-99.05863,19.55379],[-99.05886,19.55299]]}}
Línea 85.0 kV | LineString | 85.0 kV | 1 |  |  | CFE |  |  |  |  | OpenStreetMap | {"type":"Feature","properties":{},"geometry":{"type":"LineString","coordinates":[[-99.05886,19.55299],[-99.05871,19.55392]]}}
Línea 85.0 kV | LineString | 85.0 kV | 1 |  |  | CFE |  |  |  |  | OpenStreetMap | {"type":"Feature","properties":{},"geometry":{"type":"LineString","coordinates":[[-99.05099,19.54658],[-99.05113,19.54621]]}}
Línea 85.0 kV | LineString | 85.0 kV | 1 |  |  | CFE |  |  |  |  | OpenStreetMap | {"type":"Feature","properties":{},"geometry":{"type":"LineString","coordinates":[[-99.05099,19.54658],[-99.05108,19.54617]]}}
Línea 85.0 kV | LineString | 85.0 kV | 2 |  |  | CFE |  |  |  |  | OpenStreetMap | {"type":"Feature","properties":{},"geometry":{"type":"LineString","coordinates":[[-99.05886,19.55299],[-99.05889,19.55193],[-99.05739,19.55112],[-99.0555,19.55015],[-99.05392,19.54925],[-99.05296,19.54836],[-99.05181,19.5473],[-99.05099,19.54658]]}}
Línea 69.0 kV | LineString | 69.0 kV | 1 |  |  | CFE |  |  |  |  | OpenStreetMap | {"type":"Feature","properties":{},"geometry":{"type":"LineString","coordinates":[[-103.29252,20.72576],[-103.29199,20.72554],[-103.29197,20.72537],[-103.29216,20.72469],[-103.29262,20.72378],[-103.29334,20.72296],[-103.29381,20.72239],[-103.29467,20.72142],[-103.29527,20.7207],[-103.29595,20.71995],[-103.29628,20.71901],[-103.29665,20.71797],[-103.29698,20.71701],[-103.29735,20.71589],[-103.29844,20.71539],[-103.2996,20.71484],[-103.30065,20.71432],[-103.30152,20.7139],[-103.30222,20.7138],[-103.30317,20.71425],[-103.30411,20.7147],[-103.30507,20.71515],[-103.30599,20.71562],[-103.30691,20.71605],[-103.30773,20.71645],[-103.30859,20.71687],[-103.30935,20.71722]]}}
Línea 69.0 kV | LineString | 69.0 kV | 1 |  |  | CFE |  |  |  |  | OpenStreetMap | {"type":"Feature","properties":{},"geometry":{"type":"LineString","coordinates":[[-103.31375,20.6678],[-103.31382,20.66748]]}}
Línea 69.0 kV | LineString | 69.0 kV | 1 |  |  | CFE |  |  |  |  | OpenStreetMap | {"type":"Feature","properties":{},"geometry":{"type":"LineString","coordinates":[[-103.31375,20.6678],[-103.3139,20.6675]]}}
Línea 69.0 kV | LineString | 69.0 kV | 1 |  |  | CFE |  |  |  |  | OpenStreetMap | {"type":"Feature","properties":{},"geometry":{"type":"LineString","coordinates":[[-103.37681,20.65541],[-103.37727,20.65567],[-103.37781,20.65595],[-103.37917,20.65668],[-103.38164,20.65806],[-103.38184,20.65835],[-103.38253,20.65872],[-103.38461,20.65984],[-103.38553,20.66032],[-103.38616,20.66068],[-103.38723,20.66125],[-103.38816,20.66176],[-103.3892,20.66234]]}}
Línea 69.0 kV | LineString | 69.0 kV | 1 |  |  | CFE |  |  |  |  | OpenStreetMap | {"type":"Feature","properties":{},"geometry":{"type":"LineString","coordinates":[[-103.37454,20.66205],[-103.37497,20.66102],[-103.3754,20.66002],[-103.37583,20.65896],[-103.37636,20.65773],[-103.37688,20.6565],[-103.37727,20.65567]]}}
Línea 85.0 kV | LineString | 85.0 kV | 2 |  |  | CFE |  |  |  |  | OpenStreetMap | {"type":"Feature","properties":{},"geometry":{"type":"LineString","coordinates":[[-99.31548,20.0161],[-99.31529,20.01499],[-99.31519,20.01309],[-99.31672,20.01179],[-99.31956,20.00926],[-99.32253,20.00668]]}}
Línea 85.0 kV | LineString | 85.0 kV | 1 |  |  | CFE |  |  |  |  | OpenStreetMap | {"type":"Feature","properties":{},"geometry":{"type":"LineString","coordinates":[[-99.67692,19.49325],[-99.67686,19.49336],[-99.67681,19.49345],[-99.67444,19.49761]]}}
Línea 85.0 kV | LineString | 85.0 kV | 1 |  |  | CFE |  |  |  |  | OpenStreetMap | {"type":"Feature","properties":{},"geometry":{"type":"LineString","coordinates":[[-99.63172,19.29283],[-99.63186,19.29302]]}}
Línea 85.0 kV | LineString | 85.0 kV | 1 |  |  | CFE |  |  |  |  | OpenStreetMap | {"type":"Feature","properties":{},"geometry":{"type":"LineString","coordinates":[[-99.63172,19.29283],[-99.6318,19.2931],[-99.63185,19.29313]]}}
Línea 85.0 kV | LineString | 85.0 kV | 2 |  |  | CFE |  |  |  |  | OpenStreetMap | {"type":"Feature","properties":{},"geometry":{"type":"LineString","coordinates":[[-99.63294,19.27369],[-99.63286,19.27428],[-99.63262,19.27622],[-99.63237,19.27818],[-99.63235,19.27957],[-99.63234,19.2809],[-99.63218,19.28271],[-99.6321,19.2843],[-99.63194,19.28561],[-99.63174,19.28796],[-99.6317,19.28944],[-99.63173,19.29134],[-99.63172,19.29283]]}}
Línea 69.0 kV | LineString | 69.0 kV | 1 |  |  | CFE |  |  |  |  | OpenStreetMap | {"type":"Feature","properties":{},"geometry":{"type":"LineString","coordinates":[[-99.46331,17.49392],[-99.45492,17.49099],[-99.45349,17.49005],[-99.45153,17.48883],[-99.44889,17.48714],[-99.44664,17.48572],[-99.4413,17.48555],[-99.43568,17.4854],[-99.42693,17.48513],[-99.42572,17.48507],[-99.42154,17.48497],[-99.41378,17.48443],[-99.41145,17.48418],[-99.4092,17.48393],[-99.40699,17.4837],[-99.4045,17.48343],[-99.40274,17.4829],[-99.40101,17.48239],[-99.39923,17.48187],[-99.39699,17.4812],[-99.39472,17.48053],[-99.3925,17.47986],[-99.39028,17.47921],[-99.38806,17.47855],[-99.38605,17.47795],[-99.38288,17.47701],[-99.37983,17.47609],[-99.37768,17.47547],[-99.37578,17.47664],[-99.37291,17.4784],[-99.37139,17.47849],[-99.36115,17.47793],[-99.35909,17.47782],[-99.35687,17.47769],[-99.35477,17.47758],[-99.35275,17.47747],[-99.35051,17.47736],[-99.34826,17.47723],[-99.34598,17.4771],[-99.34388,17.47699],[-99.34192,17.47627],[-99.33949,17.47674],[-99.33777,17.47665],[-99.33532,17.47652],[-99.32773,17.46975],[-99.31918,17.46244],[-99.31764,17.46114],[-99.31619,17.46013],[-99.31462,17.45905],[-99.30902,17.45501],[-99.30704,17.45355],[-99.30347,17.45085],[-99.28622,17.4386],[-99.27536,17.43187],[-99.27121,17.42932],[-99.2671,17.42679],[-99.26345,17.42453],[-99.25946,17.42209],[-99.20136,17.41809],[-99.19859,17.41723],[-99.1953,17.41621],[-99.19365,17.4157],[-99.19197,17.41512],[-99.18837,17.41403],[-99.1866,17.4135],[-99.18328,17.41247],[-99.18129,17.41184],[-99.17832,17.41091],[-99.17701,17.41051],[-99.17411,17.4096],[-99.17198,17.40908],[-99.16303,17.40863],[-99.16282,17.40863]]}}
Línea 85.0 kV | LineString | 85.0 kV | 2 |  |  | CFE |  |  |  |  | OpenStreetMap | {"type":"Feature","properties":{},"geometry":{"type":"LineString","coordinates":[[-97.89409,20.23673],[-97.89806,20.23522],[-97.90728,20.23149],[-97.90978,20.23097],[-97.91313,20.2304],[-97.91645,20.22941]]}}
Línea 85.0 kV | LineString | 85.0 kV | 2 |  |  | CFE |  |  |  |  | OpenStreetMap | {"type":"Feature","properties":{},"geometry":{"type":"LineString","coordinates":[[-97.99438,20.21224],[-97.99447,20.21148],[-97.99262,20.21078],[-97.99062,20.21085],[-97.98537,20.21116],[-97.98399,20.21124],[-97.98215,20.21135],[-97.9764,20.21175],[-97.9751,20.21178],[-97.97384,20.21188],[-97.97165,20.21197],[-97.97033,20.212],[-97.9678,20.21224],[-97.96652,20.21222],[-97.95964,20.21095],[-97.95836,20.21081],[-97.95556,20.21061],[-97.95188,20.21006],[-97.94952,20.20992],[-97.94743,20.20985]]}}
Línea 69.0 kV | LineString | 69.0 kV |  |  |  | CFE |  |  |  |  | OpenStreetMap | {"type":"Feature","properties":{},"geometry":{"type":"LineString","coordinates":[[-115.68784,32.64675],[-115.688,32.64695],[-115.6898,32.6476],[-115.69154,32.64817],[-115.69174,32.64831]]}}
Línea 69.0 kV | LineString | 69.0 kV |  |  |  | CFE |  |  |  |  | OpenStreetMap | {"type":"Feature","properties":{},"geometry":{"type":"LineString","coordinates":[[-115.94242,32.58933],[-115.9444,32.59296]]}}
Línea 69.0 kV | LineString | 69.0 kV |  |  |  | CFE |  |  |  |  | OpenStreetMap | {"type":"Feature","properties":{},"geometry":{"type":"LineString","coordinates":[[-115.9444,32.59296],[-115.94503,32.59398],[-115.94584,32.59505],[-115.94586,32.59524]]}}
Línea 69.0 kV | LineString | 69.0 kV |  |  |  | CFE |  |  |  |  | OpenStreetMap | {"type":"Feature","properties":{},"geometry":{"type":"LineString","coordinates":[[-115.9444,32.59296],[-115.94491,32.59404],[-115.94565,32.59504],[-115.94578,32.59523]]}}
Línea 69.0 kV | LineString | 69.0 kV |  |  |  | CFE |  |  |  |  | OpenStreetMap | {"type":"Feature","properties":{},"geometry":{"type":"LineString","coordinates":[[-115.94116,32.58723],[-115.94141,32.58726],[-115.94242,32.58933]]}}
Línea 69.0 kV | LineString | 69.0 kV |  |  |  | CFE |  |  |  |  | OpenStreetMap | {"type":"Feature","properties":{},"geometry":{"type":"LineString","coordinates":[[-115.94116,32.58723],[-115.9413,32.5874],[-115.94242,32.58933]]}}
Línea 85.0 kV | LineString | 85.0 kV | 2 |  |  | CFE |  |  |  |  | OpenStreetMap | {"type":"Feature","properties":{},"geometry":{"type":"LineString","coordinates":[[-98.93934,20.13141],[-98.92626,20.13107],[-98.91274,20.13002],[-98.89848,20.12881],[-98.88678,20.12803],[-98.86949,20.1266],[-98.86454,20.1262],[-98.86197,20.12598],[-98.85814,20.12569],[-98.85461,20.12542],[-98.85158,20.12516],[-98.84774,20.12484],[-98.84403,20.12455],[-98.83852,20.12396],[-98.83463,20.12371],[-98.83343,20.12363],[-98.83268,20.12361],[-98.82964,20.12332],[-98.8248,20.12289],[-98.81973,20.12263],[-98.81817,20.12263],[-98.81706,20.12268],[-98.81362,20.12275],[-98.81005,20.12283],[-98.80704,20.12278],[-98.80281,20.12266],[-98.79964,20.12253],[-98.79739,20.12247],[-98.7943,20.12238],[-98.79244,20.12234],[-98.7905,20.12223],[-98.78887,20.12208],[-98.78704,20.12203],[-98.78622,20.12198],[-98.78548,20.12195],[-98.7848,20.12194],[-98.78419,20.1219],[-98.7837,20.12188],[-98.78309,20.12185],[-98.78258,20.12183],[-98.78203,20.12181],[-98.78155,20.1218],[-98.78119,20.12178],[-98.78052,20.12176],[-98.77995,20.12174],[-98.77928,20.12171],[-98.77879,20.12169],[-98.77815,20.12166],[-98.77767,20.12164],[-98.77701,20.12161],[-98.77654,20.1216],[-98.77607,20.12158],[-98.77555,20.12143],[-98.77498,20.12126],[-98.77438,20.12109],[-98.77375,20.12092],[-98.77317,20.12075],[-98.77242,20.12055],[-98.77202,20.12043],[-98.77132,20.12023],[-98.77063,20.12003],[-98.77023,20.11992],[-98.76972,20.11978],[-98.76905,20.11959],[-98.76867,20.11948],[-98.768,20.1193],[-98.76733,20.11912],[-98.76683,20.11898],[-98.7663,20.11883],[-98.76475,20.11841],[-98.76308,20.11791],[-98.76184,20.11782],[-98.76055,20.11736]]}}
Línea 85.0 kV | LineString | 85.0 kV | 2 |  |  | CFE |  |  |  |  | OpenStreetMap | {"type":"Feature","properties":{},"geometry":{"type":"LineString","coordinates":[[-98.93949,20.13328],[-98.93934,20.13141]]}}
Línea 85.0 kV | LineString | 85.0 kV |  |  |  | CFE |  |  |  |  | OpenStreetMap | {"type":"Feature","properties":{},"geometry":{"type":"LineString","coordinates":[[-98.9398,20.13598],[-98.93949,20.13328]]}}
Línea 85.0 kV | LineString | 85.0 kV |  |  |  | CFE |  |  |  |  | OpenStreetMap | {"type":"Feature","properties":{},"geometry":{"type":"LineString","coordinates":[[-98.94003,20.13813],[-98.9398,20.13598]]}}
Línea 85.0 kV | LineString | 85.0 kV |  |  |  | CFE |  |  |  |  | OpenStreetMap | {"type":"Feature","properties":{},"geometry":{"type":"LineString","coordinates":[[-98.94031,20.14082],[-98.94003,20.13813]]}}
Línea 85.0 kV | LineString | 85.0 kV |  |  |  | CFE |  |  |  |  | OpenStreetMap | {"type":"Feature","properties":{},"geometry":{"type":"LineString","coordinates":[[-98.9406,20.14351],[-98.94031,20.14082]]}}
Línea 85.0 kV | LineString | 85.0 kV |  |  |  | CFE |  |  |  |  | OpenStreetMap | {"type":"Feature","properties":{},"geometry":{"type":"LineString","coordinates":[[-98.94084,20.14593],[-98.9406,20.14351]]}}
Línea 85.0 kV | LineString | 85.0 kV |  |  |  | CFE |  |  |  |  | OpenStreetMap | {"type":"Feature","properties":{},"geometry":{"type":"LineString","coordinates":[[-98.94112,20.14864],[-98.94084,20.14593]]}}
Línea 85.0 kV | LineString | 85.0 kV |  |  |  | CFE |  |  |  |  | OpenStreetMap | {"type":"Feature","properties":{},"geometry":{"type":"LineString","coordinates":[[-98.94143,20.15137],[-98.94112,20.14864]]}}
Línea 85.0 kV | LineString | 85.0 kV |  |  |  | CFE |  |  |  |  | OpenStreetMap | {"type":"Feature","properties":{},"geometry":{"type":"LineString","coordinates":[[-98.94168,20.15407],[-98.94143,20.15137]]}}
Línea 85.0 kV | LineString | 85.0 kV |  |  |  | CFE |  |  |  |  | OpenStreetMap | {"type":"Feature","properties":{},"geometry":{"type":"LineString","coordinates":[[-98.94198,20.15682],[-98.94168,20.15407]]}}
Línea 85.0 kV | LineString | 85.0 kV |  |  |  | CFE |  |  |  |  | OpenStreetMap | {"type":"Feature","properties":{},"geometry":{"type":"LineString","coordinates":[[-98.94222,20.15907],[-98.94198,20.15682]]}}
Línea 85.0 kV | LineString | 85.0 kV |  |  |  | CFE |  |  |  |  | OpenStreetMap | {"type":"Feature","properties":{},"geometry":{"type":"LineString","coordinates":[[-98.94246,20.16138],[-98.94222,20.15907]]}}
Línea 85.0 kV | LineString | 85.0 kV |  |  |  | CFE |  |  |  |  | OpenStreetMap | {"type":"Feature","properties":{},"geometry":{"type":"LineString","coordinates":[[-98.94302,20.16658],[-98.94246,20.16138]]}}
Línea 85.0 kV | LineString | 85.0 kV |  |  |  | CFE |  |  |  |  | OpenStreetMap | {"type":"Feature","properties":{},"geometry":{"type":"LineString","coordinates":[[-98.94326,20.16909],[-98.94302,20.16658]]}}
Línea 85.0 kV | LineString | 85.0 kV |  |  |  | CFE |  |  |  |  | OpenStreetMap | {"type":"Feature","properties":{},"geometry":{"type":"LineString","coordinates":[[-98.94356,20.17179],[-98.94326,20.16909]]}}
Línea 85.0 kV | LineString | 85.0 kV |  |  |  | CFE |  |  |  |  | OpenStreetMap | {"type":"Feature","properties":{},"geometry":{"type":"LineString","coordinates":[[-98.94383,20.17449],[-98.94356,20.17179]]}}
Línea 85.0 kV | LineString | 85.0 kV |  |  |  | CFE |  |  |  |  | OpenStreetMap | {"type":"Feature","properties":{},"geometry":{"type":"LineString","coordinates":[[-98.94407,20.17695],[-98.94383,20.17449]]}}
Línea 85.0 kV | LineString | 85.0 kV |  |  |  | CFE |  |  |  |  | OpenStreetMap | {"type":"Feature","properties":{},"geometry":{"type":"LineString","coordinates":[[-98.94474,20.1823],[-98.94407,20.17695]]}}
Línea 85.0 kV | LineString | 85.0 kV |  |  |  | CFE |  |  |  |  | OpenStreetMap | {"type":"Feature","properties":{},"geometry":{"type":"LineString","coordinates":[[-98.94521,20.18496],[-98.94474,20.1823]]}}
Línea 85.0 kV | LineString | 85.0 kV |  |  |  | CFE |  |  |  |  | OpenStreetMap | {"type":"Feature","properties":{},"geometry":{"type":"LineString","coordinates":[[-98.94563,20.1873],[-98.94521,20.18496]]}}
Línea 85.0 kV | LineString | 85.0 kV |  |  |  | CFE |  |  |  |  | OpenStreetMap | {"type":"Feature","properties":{},"geometry":{"type":"LineString","coordinates":[[-98.94607,20.18999],[-98.94563,20.1873]]}}
Línea 85.0 kV | LineString | 85.0 kV |  |  |  | CFE |  |  |  |  | OpenStreetMap | {"type":"Feature","properties":{},"geometry":{"type":"LineString","coordinates":[[-98.94644,20.19185],[-98.94607,20.18999]]}}
Línea 85.0 kV | LineString | 85.0 kV |  |  |  | CFE |  |  |  |  | OpenStreetMap | {"type":"Feature","properties":{},"geometry":{"type":"LineString","coordinates":[[-98.94822,20.20188],[-98.94644,20.19185]]}}
Línea 85.0 kV | LineString | 85.0 kV |  |  |  | CFE |  |  |  |  | OpenStreetMap | {"type":"Feature","properties":{},"geometry":{"type":"LineString","coordinates":[[-98.94868,20.20444],[-98.94822,20.20188]]}}
Línea 85.0 kV | LineString | 85.0 kV |  |  |  | CFE |  |  |  |  | OpenStreetMap | {"type":"Feature","properties":{},"geometry":{"type":"LineString","coordinates":[[-98.94914,20.20706],[-98.94868,20.20444]]}}
Línea 85.0 kV | LineString | 85.0 kV |  |  |  | CFE |  |  |  |  | OpenStreetMap | {"type":"Feature","properties":{},"geometry":{"type":"LineString","coordinates":[[-98.94961,20.20967],[-98.94914,20.20706]]}}
Línea 85.0 kV | LineString | 85.0 kV |  |  |  | CFE |  |  |  |  | OpenStreetMap | {"type":"Feature","properties":{},"geometry":{"type":"LineString","coordinates":[[-98.95,20.2118],[-98.94961,20.20967]]}}
Línea 85.0 kV | LineString | 85.0 kV |  |  |  | CFE |  |  |  |  | OpenStreetMap | {"type":"Feature","properties":{},"geometry":{"type":"LineString","coordinates":[[-98.95046,20.21446],[-98.95,20.2118]]}}
Línea 85.0 kV | LineString | 85.0 kV |  |  |  | CFE |  |  |  |  | OpenStreetMap | {"type":"Feature","properties":{},"geometry":{"type":"LineString","coordinates":[[-98.9509,20.2171],[-98.95046,20.21446]]}}
Línea 85.0 kV | LineString | 85.0 kV |  |  |  | CFE |  |  |  |  | OpenStreetMap | {"type":"Feature","properties":{},"geometry":{"type":"LineString","coordinates":[[-98.9512,20.21855],[-98.9509,20.2171]]}}
Línea 85.0 kV | LineString | 85.0 kV |  |  |  | CFE |  |  |  |  | OpenStreetMap | {"type":"Feature","properties":{},"geometry":{"type":"LineString","coordinates":[[-98.95167,20.22121],[-98.9512,20.21855]]}}
Línea 85.0 kV | LineString | 85.0 kV |  |  |  | CFE |  |  |  |  | OpenStreetMap | {"type":"Feature","properties":{},"geometry":{"type":"LineString","coordinates":[[-98.95208,20.22348],[-98.95167,20.22121]]}}
Línea 85.0 kV | LineString | 85.0 kV |  |  |  | CFE |  |  |  |  | OpenStreetMap | {"type":"Feature","properties":{},"geometry":{"type":"LineString","coordinates":[[-98.95253,20.22608],[-98.95208,20.22348]]}}
Línea 85.0 kV | LineString | 85.0 kV |  |  |  | CFE |  |  |  |  | OpenStreetMap | {"type":"Feature","properties":{},"geometry":{"type":"LineString","coordinates":[[-98.95301,20.22879],[-98.95253,20.22608]]}}
Línea 85.0 kV | LineString | 85.0 kV |  |  |  | CFE |  |  |  |  | OpenStreetMap | {"type":"Feature","properties":{},"geometry":{"type":"LineString","coordinates":[[-98.95343,20.23111],[-98.95301,20.22879]]}}
Línea 85.0 kV | LineString | 85.0 kV |  |  |  | CFE |  |  |  |  | OpenStreetMap | {"type":"Feature","properties":{},"geometry":{"type":"LineString","coordinates":[[-98.95387,20.23366],[-98.95343,20.23111]]}}
Línea 85.0 kV | LineString | 85.0 kV |  |  |  | CFE |  |  |  |  | OpenStreetMap | {"type":"Feature","properties":{},"geometry":{"type":"LineString","coordinates":[[-98.95425,20.23582],[-98.95387,20.23366]]}}
Línea 85.0 kV | LineString | 85.0 kV |  |  |  | CFE |  |  |  |  | OpenStreetMap | {"type":"Feature","properties":{},"geometry":{"type":"LineString","coordinates":[[-98.9546,20.2377],[-98.95425,20.23582]]}}
Línea 85.0 kV | LineString | 85.0 kV |  |  |  | CFE |  |  |  |  | OpenStreetMap | {"type":"Feature","properties":{},"geometry":{"type":"LineString","coordinates":[[-98.95528,20.24137],[-98.9546,20.2377]]}}
Línea 85.0 kV | LineString | 85.0 kV |  |  |  | CFE |  |  |  |  | OpenStreetMap | {"type":"Feature","properties":{},"geometry":{"type":"LineString","coordinates":[[-98.95564,20.24357],[-98.95528,20.24137]]}}
Línea 85.0 kV | LineString | 85.0 kV |  |  |  | CFE |  |  |  |  | OpenStreetMap | {"type":"Feature","properties":{},"geometry":{"type":"LineString","coordinates":[[-98.95609,20.24607],[-98.95564,20.24357]]}}
Línea 85.0 kV | LineString | 85.0 kV |  |  |  | CFE |  |  |  |  | OpenStreetMap | {"type":"Feature","properties":{},"geometry":{"type":"LineString","coordinates":[[-98.95654,20.24861],[-98.95609,20.24607]]}}
Línea 85.0 kV | LineString | 85.0 kV |  |  |  | CFE |  |  |  |  | OpenStreetMap | {"type":"Feature","properties":{},"geometry":{"type":"LineString","coordinates":[[-98.95701,20.25122],[-98.95654,20.24861]]}}
Línea 85.0 kV | LineString | 85.0 kV |  |  |  | CFE |  |  |  |  | OpenStreetMap | {"type":"Feature","properties":{},"geometry":{"type":"LineString","coordinates":[[-98.95748,20.25385],[-98.95701,20.25122]]}}
Línea 85.0 kV | LineString | 85.0 kV |  |  |  | CFE |  |  |  |  | OpenStreetMap | {"type":"Feature","properties":{},"geometry":{"type":"LineString","coordinates":[[-98.9579,20.25622],[-98.95748,20.25385]]}}
Línea 85.0 kV | LineString | 85.0 kV |  |  |  | CFE |  |  |  |  | OpenStreetMap | {"type":"Feature","properties":{},"geometry":{"type":"LineString","coordinates":[[-98.95826,20.25826],[-98.9579,20.25622]]}}
Línea 85.0 kV | LineString | 85.0 kV |  |  |  | CFE |  |  |  |  | OpenStreetMap | {"type":"Feature","properties":{},"geometry":{"type":"LineString","coordinates":[[-98.95859,20.26011],[-98.95826,20.25826]]}}
Línea 85.0 kV | LineString | 85.0 kV |  |  |  | CFE |  |  |  |  | OpenStreetMap | {"type":"Feature","properties":{},"geometry":{"type":"LineString","coordinates":[[-98.95837,20.26248],[-98.95859,20.26011]]}}
Línea 69.0 kV | LineString | 69.0 kV | 1 |  |  | CFE |  |  |  |  | OpenStreetMap | {"type":"Feature","properties":{},"geometry":{"type":"LineString","coordinates":[[-101.97371,18.54204],[-101.97452,18.55003]]}}
Línea 69.0 kV | LineString | 69.0 kV | 2 |  |  | CFE |  |  |  |  | OpenStreetMap | {"type":"Feature","properties":{},"geometry":{"type":"LineString","coordinates":[[-101.97561,18.54223],[-101.97371,18.54204]]}}
Línea 69.0 kV | LineString | 69.0 kV | 1 |  |  | CFE |  |  |  |  | OpenStreetMap | {"type":"Feature","properties":{},"geometry":{"type":"LineString","coordinates":[[-101.97371,18.54204],[-101.97365,18.54147],[-101.97214,18.52682],[-101.97476,18.51593],[-101.97544,18.51275]]}}
Línea 69.0 kV | LineString | 69.0 kV | 1 |  |  | CFE |  |  |  |  | OpenStreetMap | {"type":"Feature","properties":{},"geometry":{"type":"LineString","coordinates":[[-101.97561,18.54223],[-101.97564,18.53897],[-101.97567,18.53239],[-101.97567,18.52911],[-101.97568,18.52766],[-101.97566,18.52657],[-101.97567,18.52531],[-101.97587,18.52387],[-101.97619,18.52168],[-101.97682,18.51725],[-101.97707,18.51545],[-101.97862,18.51354],[-102.00421,18.49795]]}}
Línea 69.0 kV | LineString | 69.0 kV | 3 |  |  | CFE |  |  |  |  | OpenStreetMap | {"type":"Feature","properties":{},"geometry":{"type":"LineString","coordinates":[[-101.97606,18.54237],[-101.97561,18.54223]]}}
Línea 85.0 kV | LineString | 85.0 kV | 1 |  |  | Comisión Federal de Electricidad |  |  |  |  | OpenStreetMap | {"type":"Feature","properties":{},"geometry":{"type":"LineString","coordinates":[[-99.18558,19.63696],[-99.18489,19.63821],[-99.18489,19.63887],[-99.18487,19.63957],[-99.18487,19.6403],[-99.18485,19.64093],[-99.18483,19.64167],[-99.1845,19.6423],[-99.18443,19.64288],[-99.18439,19.64353],[-99.18434,19.64417],[-99.18432,19.64484],[-99.18432,19.64531],[-99.18426,19.646],[-99.18417,19.64665],[-99.18406,19.64733],[-99.18401,19.64774],[-99.18393,19.64844],[-99.18384,19.64911],[-99.18373,19.64978],[-99.18363,19.6505],[-99.18352,19.65126],[-99.18343,19.65189],[-99.18335,19.6525],[-99.18324,19.65319],[-99.18316,19.65387],[-99.18307,19.65455],[-99.18298,19.65522],[-99.18286,19.65532]]}}
Línea 85.0 kV | LineString | 85.0 kV | 2 |  |  | CFE |  |  |  |  | OpenStreetMap | {"type":"Feature","properties":{},"geometry":{"type":"LineString","coordinates":[[-98.54367,20.029],[-98.54033,20.02998],[-98.53923,20.03024],[-98.53738,20.03049],[-98.53531,20.03072],[-98.5333,20.03092],[-98.53211,20.03106],[-98.52962,20.03131],[-98.52768,20.03153],[-98.52537,20.03177],[-98.52345,20.032],[-98.52123,20.03222],[-98.51954,20.03241],[-98.51783,20.03259],[-98.51739,20.03264],[-98.51645,20.03273],[-98.51309,20.03309],[-98.51107,20.03331],[-98.50803,20.03369],[-98.50623,20.03411],[-98.50396,20.03483],[-98.50191,20.0355],[-98.49959,20.03626],[-98.49776,20.03689],[-98.49566,20.03759],[-98.49373,20.03823],[-98.49176,20.03888],[-98.48992,20.03948],[-98.48783,20.04018],[-98.48542,20.04095],[-98.48356,20.04151],[-98.48146,20.04221],[-98.47934,20.0429],[-98.4772,20.0436],[-98.47513,20.04428],[-98.47297,20.04496],[-98.47098,20.04536],[-98.46916,20.04543],[-98.46679,20.04536],[-98.46455,20.04528],[-98.4627,20.04522],[-98.46051,20.04514],[-98.45613,20.04497],[-98.45381,20.04491],[-98.45128,20.04482],[-98.44848,20.04471],[-98.44603,20.04464],[-98.44425,20.04461],[-98.44203,20.0445],[-98.44019,20.04422],[-98.43857,20.04338],[-98.43714,20.0423],[-98.43514,20.04137],[-98.43309,20.04082],[-98.431,20.04026],[-98.42866,20.03963],[-98.42659,20.03908],[-98.42495,20.03862],[-98.42241,20.03796],[-98.42032,20.03737],[-98.41893,20.03699],[-98.41705,20.03649],[-98.41486,20.0359],[-98.41272,20.03532],[-98.4101,20.03469]]}}
Línea 85.0 kV | LineString | 85.0 kV | 1 |  |  | CFE |  |  |  |  | OpenStreetMap | {"type":"Feature","properties":{},"geometry":{"type":"LineString","coordinates":[[-99.2516,19.48597],[-99.25121,19.48549]]}}
Línea 85.0 kV | LineString | 85.0 kV | 1 |  |  | CFE |  |  |  |  | OpenStreetMap | {"type":"Feature","properties":{},"geometry":{"type":"LineString","coordinates":[[-99.25121,19.48549],[-99.2516,19.48588]]}}
Línea 85.0 kV | LineString | 85.0 kV | 1 |  |  | CFE |  |  |  |  | OpenStreetMap | {"type":"Feature","properties":{},"geometry":{"type":"LineString","coordinates":[[-99.25156,19.48642],[-99.25081,19.48562]]}}
Línea 85.0 kV | LineString | 85.0 kV | 1 |  |  | CFE |  |  |  |  | OpenStreetMap | {"type":"Feature","properties":{},"geometry":{"type":"LineString","coordinates":[[-99.25095,19.48555],[-99.25158,19.48624]]}}
Línea 85.0 kV | LineString | 85.0 kV | 1 |  |  | CFE |  |  |  |  | OpenStreetMap | {"type":"Feature","properties":{},"geometry":{"type":"LineString","coordinates":[[-99.25108,19.48552],[-99.25159,19.48606]]}}
Línea 85.0 kV | LineString | 85.0 kV | 1 |  |  | CFE |  |  |  |  | OpenStreetMap | {"type":"Feature","properties":{},"geometry":{"type":"LineString","coordinates":[[-99.25081,19.48562],[-99.25156,19.48651]]}}
Línea 85.0 kV | LineString | 85.0 kV | 1 |  |  | CFE |  |  |  |  | OpenStreetMap | {"type":"Feature","properties":{},"geometry":{"type":"LineString","coordinates":[[-99.25095,19.48555],[-99.25157,19.48633]]}}
Línea 85.0 kV | LineString | 85.0 kV | 1 |  |  | CFE |  |  |  |  | OpenStreetMap | {"type":"Feature","properties":{},"geometry":{"type":"LineString","coordinates":[[-99.25108,19.48552],[-99.25158,19.48615]]}}
Línea 85.0 kV | LineString | 85.0 kV | 2 |  |  | CFE |  |  |  |  | OpenStreetMap | {"type":"Feature","properties":{},"geometry":{"type":"LineString","coordinates":[[-99.21733,19.76141],[-99.21756,19.76149]]}}
Línea 85.0 kV | LineString | 85.0 kV | 2 |  |  | CFE |  |  |  |  | OpenStreetMap | {"type":"Feature","properties":{},"geometry":{"type":"LineString","coordinates":[[-99.06034,19.55489],[-99.05926,19.55418]]}}
Línea 85.0 kV | LineString | 85.0 kV |  |  |  | CFE |  |  |  |  | OpenStreetMap | {"type":"Feature","properties":{},"geometry":{"type":"LineString","coordinates":[[-99.06034,19.55489],[-99.06006,19.55529],[-99.05932,19.55618],[-99.05847,19.55686],[-99.05759,19.55629]]}}
Línea 85.0 kV | LineString | 85.0 kV | 4 |  |  | CFE |  |  |  |  | OpenStreetMap | {"type":"Feature","properties":{},"geometry":{"type":"LineString","coordinates":[[-99.12959,19.37678],[-99.12963,19.37507]]}}
Línea 85.0 kV | LineString | 85.0 kV | 1 |  |  | CFE |  |  |  |  | OpenStreetMap | {"type":"Feature","properties":{},"geometry":{"type":"LineString","coordinates":[[-99.12963,19.37507],[-99.12935,19.37518]]}}
Línea 85.0 kV | LineString | 85.0 kV | 1 |  |  | CFE |  |  |  |  | OpenStreetMap | {"type":"Feature","properties":{},"geometry":{"type":"LineString","coordinates":[[-99.12963,19.37507],[-99.12938,19.37507]]}}
Línea 85.0 kV | LineString | 85.0 kV | 1 |  |  | CFE |  |  |  |  | OpenStreetMap | {"type":"Feature","properties":{},"geometry":{"type":"LineString","coordinates":[[-98.76055,20.11736],[-98.75984,20.11738]]}}
Línea 85.0 kV | LineString | 85.0 kV | 1 |  |  | CFE |  |  |  |  | OpenStreetMap | {"type":"Feature","properties":{},"geometry":{"type":"LineString","coordinates":[[-98.75981,20.11719],[-98.76052,20.11719]]}}
Línea 85.0 kV | LineString | 85.0 kV | 1 |  |  | CFE |  |  |  |  | OpenStreetMap | {"type":"Feature","properties":{},"geometry":{"type":"LineString","coordinates":[[-98.76052,20.11719],[-98.75983,20.11728]]}}
Línea 85.0 kV | LineString | 85.0 kV | 1 |  |  | CFE |  |  |  |  | OpenStreetMap | {"type":"Feature","properties":{},"geometry":{"type":"LineString","coordinates":[[-98.76055,20.11736],[-98.75985,20.11747]]}}
Línea 85.0 kV | LineString | 85.0 kV | 2 |  |  | CFE |  |  |  |  | OpenStreetMap | {"type":"Feature","properties":{},"geometry":{"type":"LineString","coordinates":[[-98.75973,20.1173],[-98.75927,20.11736]]}}
Línea 85.0 kV | LineString | 85.0 kV | 1 |  |  | CFE |  |  |  |  | OpenStreetMap | {"type":"Feature","properties":{},"geometry":{"type":"LineString","coordinates":[[-99.18406,19.61453],[-99.18542,19.61497]]}}
Línea 85.0 kV | LineString | 85.0 kV | 1 |  |  | CFE |  |  |  |  | OpenStreetMap | {"type":"Feature","properties":{},"geometry":{"type":"LineString","coordinates":[[-99.18542,19.61488],[-99.18406,19.61453]]}}
Línea 85.0 kV | LineString | 85.0 kV | 1 |  |  | CFE |  |  |  |  | OpenStreetMap | {"type":"Feature","properties":{},"geometry":{"type":"LineString","coordinates":[[-99.18644,19.61565],[-99.18552,19.61558]]}}
Línea 85.0 kV | LineString | 85.0 kV | 1 |  |  | CFE |  |  |  |  | OpenStreetMap | {"type":"Feature","properties":{},"geometry":{"type":"LineString","coordinates":[[-99.18645,19.61556],[-99.18552,19.61549]]}}
Línea 85.0 kV | LineString | 85.0 kV | 1 |  |  | CFE |  |  |  |  | OpenStreetMap | {"type":"Feature","properties":{},"geometry":{"type":"LineString","coordinates":[[-99.18645,19.61556],[-99.18553,19.6154]]}}
Línea 85.0 kV | LineString | 85.0 kV | 1 |  |  | CFE |  |  |  |  | OpenStreetMap | {"type":"Feature","properties":{},"geometry":{"type":"LineString","coordinates":[[-99.18644,19.61565],[-99.18551,19.61567]]}}
Línea 85.0 kV | LineString | 85.0 kV | 2 |  |  | CFE |  |  |  |  | OpenStreetMap | {"type":"Feature","properties":{},"geometry":{"type":"LineString","coordinates":[[-99.20196,19.56273],[-99.20193,19.5634]]}}
Línea 85.0 kV | LineString | 85.0 kV | 2 |  |  | CFE |  |  |  |  | OpenStreetMap | {"type":"Feature","properties":{},"geometry":{"type":"LineString","coordinates":[[-99.2035,19.56379],[-99.20193,19.5634]]}}
Línea 85.0 kV | LineString | 85.0 kV | 2 |  |  | CFE |  |  |  |  | OpenStreetMap | {"type":"Feature","properties":{},"geometry":{"type":"LineString","coordinates":[[-99.20344,19.56387],[-99.20193,19.5634]]}}
Línea 85.0 kV | LineString | 85.0 kV | 1 |  |  | CFE |  |  |  |  | OpenStreetMap | {"type":"Feature","properties":{},"geometry":{"type":"LineString","coordinates":[[-99.20556,19.57868],[-99.20537,19.57811]]}}
Línea 85.0 kV | LineString | 85.0 kV | 1 |  |  | CFE |  |  |  |  | OpenStreetMap | {"type":"Feature","properties":{},"geometry":{"type":"LineString","coordinates":[[-99.20556,19.57868],[-99.20545,19.57807]]}}
Línea 85.0 kV | LineString | 85.0 kV | 2 |  |  | CFE |  |  |  |  | OpenStreetMap | {"type":"Feature","properties":{},"geometry":{"type":"LineString","coordinates":[[-99.20783,19.5817],[-99.20689,19.58127],[-99.20594,19.58078],[-99.20571,19.57987],[-99.20556,19.57868]]}}
Línea 85.0 kV | LineString | 85.0 kV | 2 |  |  | CFE |  |  |  |  | OpenStreetMap | {"type":"Feature","properties":{},"geometry":{"type":"LineString","coordinates":[[-99.20344,19.56387],[-99.20448,19.5647],[-99.20636,19.56606],[-99.20822,19.56743],[-99.20924,19.56819],[-99.21028,19.56896],[-99.2122,19.57041],[-99.21373,19.57157],[-99.21469,19.57227],[-99.21519,19.57264],[-99.21477,19.57328],[-99.21229,19.57626],[-99.21042,19.57866],[-99.20853,19.58086],[-99.20783,19.5817]]}}
Línea 85.0 kV | LineString | 85.0 kV | 1 |  |  | CFE |  |  |  |  | OpenStreetMap | {"type":"Feature","properties":{},"geometry":{"type":"LineString","coordinates":[[-99.17512,19.47121],[-99.17501,19.47084]]}}
Línea 69.0 kV | LineString | 69.0 kV | 1 |  |  | CFE |  |  |  |  | OpenStreetMap | {"type":"Feature","properties":{},"geometry":{"type":"LineString","coordinates":[[-103.5,20.48749],[-103.4997,20.48829],[-103.49924,20.49],[-103.49873,20.49171],[-103.49804,20.49399],[-103.49763,20.49539],[-103.49714,20.49706],[-103.49663,20.4988],[-103.49609,20.50063],[-103.49549,20.50264],[-103.49483,20.50489],[-103.49427,20.50675],[-103.49398,20.50774],[-103.49335,20.50895],[-103.49204,20.51146],[-103.49065,20.51412],[-103.4899,20.51556],[-103.48859,20.51804],[-103.48753,20.52007],[-103.48672,20.52164],[-103.48511,20.52473],[-103.48481,20.5253],[-103.4842,20.52647],[-103.48348,20.52784],[-103.48295,20.52884],[-103.48183,20.53109],[-103.48117,20.53228],[-103.48058,20.53346],[-103.47993,20.53462],[-103.47918,20.53606],[-103.47851,20.53732],[-103.47768,20.53894],[-103.47681,20.54059],[-103.47586,20.54241],[-103.47513,20.54382],[-103.47419,20.54528],[-103.47324,20.54673],[-103.47285,20.54735],[-103.47226,20.54828],[-103.47168,20.54917],[-103.47112,20.55006]]}}
Línea 69.0 kV | LineString | 69.0 kV | 1 |  |  | CFE |  |  |  |  | OpenStreetMap | {"type":"Feature","properties":{},"geometry":{"type":"LineString","coordinates":[[-103.49927,20.48768],[-103.5,20.48749]]}}
Línea 69.0 kV | LineString | 69.0 kV | 1 |  |  | CFE |  |  |  |  | OpenStreetMap | {"type":"Feature","properties":{},"geometry":{"type":"LineString","coordinates":[[-103.56132,20.49026],[-103.5612,20.49071],[-103.5617,20.49094],[-103.56279,20.49148],[-103.56391,20.49203],[-103.56498,20.49256],[-103.56612,20.49313],[-103.5672,20.49367],[-103.56739,20.49423],[-103.56737,20.49524],[-103.56734,20.4963],[-103.56727,20.49742],[-103.56722,20.49852],[-103.56696,20.49851]]}}
Línea 69.0 kV | LineString | 69.0 kV | 1 |  |  | CFE |  |  |  |  | OpenStreetMap | {"type":"Feature","properties":{},"geometry":{"type":"LineString","coordinates":[[-103.5,20.48749],[-103.50046,20.4873],[-103.50169,20.487],[-103.50268,20.48672],[-103.50386,20.48646],[-103.50503,20.48616],[-103.50624,20.48586],[-103.50749,20.48555],[-103.50867,20.48526],[-103.5098,20.48497],[-103.51101,20.48466],[-103.51226,20.48435],[-103.51345,20.48406],[-103.51463,20.48376],[-103.51586,20.48344],[-103.51704,20.48316],[-103.51824,20.48286],[-103.51944,20.48256],[-103.52059,20.4824],[-103.52154,20.48239],[-103.52269,20.4824],[-103.52354,20.4824],[-103.52457,20.48241],[-103.52559,20.48242],[-103.52665,20.48241],[-103.5277,20.48241],[-103.52875,20.48242],[-103.53004,20.48241],[-103.53121,20.48242],[-103.53249,20.48241],[-103.53376,20.4824],[-103.53489,20.48242],[-103.53619,20.48243],[-103.53754,20.48244],[-103.53852,20.48246],[-103.53976,20.48242],[-103.54078,20.48243],[-103.54198,20.48243],[-103.54311,20.48245],[-103.54394,20.48254],[-103.5451,20.48293],[-103.54628,20.48333],[-103.54738,20.48383],[-103.54853,20.48436],[-103.54962,20.48491],[-103.55075,20.48545],[-103.55183,20.48601],[-103.55293,20.48656],[-103.55404,20.48713],[-103.55514,20.48768],[-103.55622,20.48821],[-103.55734,20.48877],[-103.55845,20.48932],[-103.55949,20.48984],[-103.56059,20.49038],[-103.5612,20.49071],[-103.56126,20.49024]]}}
Línea 85.0 kV | LineString | 85.0 kV | 2 |  |  | CFE |  |  |  |  | OpenStreetMap | {"type":"Feature","properties":{},"geometry":{"type":"LineString","coordinates":[[-99.21021,19.71479],[-99.21008,19.7148]]}}
Línea 85.0 kV | LineString | 85.0 kV | 1 |  |  | CFE |  |  |  |  | OpenStreetMap | {"type":"Feature","properties":{},"geometry":{"type":"LineString","coordinates":[[-99.21008,19.7148],[-99.21,19.7148]]}}
Línea 85.0 kV | LineString | 85.0 kV | 1 |  |  | CFE |  |  |  |  | OpenStreetMap | {"type":"Feature","properties":{},"geometry":{"type":"LineString","coordinates":[[-99.21008,19.7148],[-99.21001,19.71472]]}}
Distribución MT | LineString | 50.0 kV |  |  |  | Tren Maya |  |  |  |  | OpenStreetMap | {"type":"Feature","properties":{},"geometry":{"type":"LineString","coordinates":[[-89.51421,20.93025],[-89.5141,20.93047],[-89.514,20.93063],[-89.51391,20.93079],[-89.5138,20.93099],[-89.51368,20.93119],[-89.51356,20.93144],[-89.51347,20.93162],[-89.51336,20.93188],[-89.51326,20.93212],[-89.51313,20.93245],[-89.513,20.93278],[-89.51286,20.93316],[-89.51274,20.93345],[-89.51265,20.93377],[-89.51257,20.93406],[-89.51249,20.93437],[-89.51243,20.93467],[-89.51236,20.93498],[-89.5123,20.93529],[-89.51226,20.93553],[-89.51221,20.93578],[-89.51217,20.93602],[-89.51212,20.93625],[-89.51208,20.93648],[-89.51204,20.93672],[-89.51199,20.93694],[-89.51194,20.93724],[-89.51189,20.93747]]}}
Distribución MT | LineString | 50.0 kV |  |  |  | Tren Maya |  |  |  |  | OpenStreetMap | {"type":"Feature","properties":{},"geometry":{"type":"LineString","coordinates":[[-89.52056,20.91982],[-89.52026,20.92002],[-89.52006,20.92015],[-89.51985,20.9203],[-89.51965,20.92044],[-89.51944,20.92059],[-89.51915,20.92078],[-89.51881,20.92101],[-89.51855,20.92118],[-89.51833,20.92134],[-89.51814,20.92148],[-89.51796,20.92164],[-89.51786,20.92174],[-89.51775,20.92184],[-89.51763,20.92198],[-89.51747,20.92216],[-89.51733,20.92235],[-89.5172,20.92254],[-89.51708,20.92274],[-89.51697,20.92295],[-89.51685,20.9232],[-89.51677,20.92356],[-89.51668,20.92382],[-89.51653,20.92407],[-89.5164,20.92434],[-89.51627,20.92465],[-89.51617,20.9249],[-89.51607,20.92514],[-89.51601,20.92529],[-89.51595,20.92548],[-89.51588,20.92563],[-89.51582,20.92578],[-89.51574,20.92598],[-89.51565,20.92619],[-89.51556,20.92645],[-89.5155,20.92664],[-89.51536,20.92712],[-89.51531,20.92734],[-89.51526,20.92752],[-89.51521,20.92771],[-89.51514,20.92793]]}}
Subestación | Point | 69.0 kV |  |  |  | n/d | industrial |  |  |  | OpenStreetMap | {"type":"Feature","properties":{},"geometry":{"type":"Point","coordinates":[-115.66742,32.65102]}}
Subestación Pachuca Poniente | Point | 85.0 kV |  |  |  | Comisión Federal de Electricidad | distribution |  |  |  | OpenStreetMap | {"type":"Feature","properties":{},"geometry":{"type":"Point","coordinates":[-98.75993,20.11707]}}
Coyotepec | Point | 85.0 kV |  |  |  | n/d | distribution |  |  |  | OpenStreetMap | {"type":"Feature","properties":{},"geometry":{"type":"Point","coordinates":[-99.21795,19.76179]}}
Zumpango | Point | 85.0 kV |  |  |  | n/d | distribution |  |  |  | OpenStreetMap | {"type":"Feature","properties":{},"geometry":{"type":"Point","coordinates":[-99.1129,19.80953]}}
Patera | Point | 85.0 kV |  |  |  | n/d | distribution |  |  |  | OpenStreetMap | {"type":"Feature","properties":{},"geometry":{"type":"Point","coordinates":[-99.15393,19.50251]}}
Pantitlán | Point | 85.0 kV |  |  |  | n/d | distribution |  |  |  | OpenStreetMap | {"type":"Feature","properties":{},"geometry":{"type":"Point","coordinates":[-99.0534,19.39767]}}
Subestación | Point | 69.0 kV |  |  |  | n/d |  |  |  |  | OpenStreetMap | {"type":"Feature","properties":{},"geometry":{"type":"Point","coordinates":[-103.46469,20.55917]}}
El Salto | Point | 69.0 kV |  |  |  | n/d |  |  |  |  | OpenStreetMap | {"type":"Feature","properties":{},"geometry":{"type":"Point","coordinates":[-103.25283,20.53005]}}
Subestación | Point | 69.0 kV |  |  |  | Comisión Federal de Electricidad |  |  |  |  | OpenStreetMap | {"type":"Feature","properties":{},"geometry":{"type":"Point","coordinates":[-103.36151,20.61516]}}
Deacero | Point | 85.0 kV |  |  |  | n/d | industrial |  |  |  | OpenStreetMap | {"type":"Feature","properties":{},"geometry":{"type":"Point","coordinates":[-99.18304,19.60459]}}
La Quebrada | Point | 85.0 kV |  |  |  | n/d | distribution |  |  |  | OpenStreetMap | {"type":"Feature","properties":{},"geometry":{"type":"Point","coordinates":[-99.18382,19.59805]}}
Morales | Point | 85.0 kV |  |  |  | Comisión Federal de Electricidad | distribution;transmission |  |  |  | OpenStreetMap | {"type":"Feature","properties":{},"geometry":{"type":"Point","coordinates":[-99.20426,19.44582]}}
San Andrés | Point | 85.0 kV |  |  |  | Comisión Federal de Electricidad | distribution |  |  |  | OpenStreetMap | {"type":"Feature","properties":{},"geometry":{"type":"Point","coordinates":[-99.1291,19.3754]}}
Subestación | Point | 69.0 kV |  |  |  | n/d | industrial |  |  |  | OpenStreetMap | {"type":"Feature","properties":{},"geometry":{"type":"Point","coordinates":[-115.88378,32.61458]}}
Subestación | Point | 69.0 kV |  |  |  | n/d | distribution |  |  |  | OpenStreetMap | {"type":"Feature","properties":{},"geometry":{"type":"Point","coordinates":[-115.6918,32.64839]}}
Subestación Zoquipan | Point | 69.0 kV |  |  |  | Comisión Federal de Electricidad |  |  |  |  | OpenStreetMap | {"type":"Feature","properties":{},"geometry":{"type":"Point","coordinates":[-103.3787,20.72481]}}
Subestación Reforma | Point | 85.0 kV |  |  |  | Comisión Federal de Electricidad | distribution |  |  |  | OpenStreetMap | {"type":"Feature","properties":{},"geometry":{"type":"Point","coordinates":[-99.23007,19.40263]}}
Subestación Zalatitan | Point | 69.0 kV |  |  |  | Comisión Federal de Electricidad | distribution |  |  |  | OpenStreetMap | {"type":"Feature","properties":{},"geometry":{"type":"Point","coordinates":[-103.26361,20.65683]}}
Subestación | Point | 69.0 kV |  |  |  | CFE | transmission |  |  |  | OpenStreetMap | {"type":"Feature","properties":{},"geometry":{"type":"Point","coordinates":[-89.98345,20.59568]}}
Subestación | Point | 69.0 kV |  |  |  | n/d |  |  |  |  | OpenStreetMap | {"type":"Feature","properties":{},"geometry":{"type":"Point","coordinates":[-103.7122,20.67027]}}
Subestación | Point | 69.0 kV |  |  |  | n/d |  |  |  |  | OpenStreetMap | {"type":"Feature","properties":{},"geometry":{"type":"Point","coordinates":[-103.4821,20.49103]}}
Lechería | Point | 85.0 kV |  |  |  | n/d | distribution |  |  |  | OpenStreetMap | {"type":"Feature","properties":{},"geometry":{"type":"Point","coordinates":[-99.18546,19.61513]}}
Villa de las Flores | Point | 85.0 kV |  |  |  | n/d | distribution |  |  |  | OpenStreetMap | {"type":"Feature","properties":{},"geometry":{"type":"Point","coordinates":[-99.07858,19.67154]}}
Vito | Point | 85.0 kV |  |  |  | n/d | distribution |  |  |  | OpenStreetMap | {"type":"Feature","properties":{},"geometry":{"type":"Point","coordinates":[-99.20236,19.99234]}}
Higuerillas | Point | 69.0 kV |  |  |  | n/d | distribution |  |  |  | OpenStreetMap | {"type":"Feature","properties":{},"geometry":{"type":"Point","coordinates":[-103.35544,20.63779]}}
Subestación | Point | 69.0 kV |  |  |  | n/d | industrial |  |  |  | OpenStreetMap | {"type":"Feature","properties":{},"geometry":{"type":"Point","coordinates":[-103.22629,20.48879]}}
Subestación | Point | 69.0 kV |  |  |  | n/d | industrial |  |  |  | OpenStreetMap | {"type":"Feature","properties":{},"geometry":{"type":"Point","coordinates":[-103.23437,20.48186]}}
Subestación | Point | 69.0 kV |  |  |  | n/d | industrial |  |  |  | OpenStreetMap | {"type":"Feature","properties":{},"geometry":{"type":"Point","coordinates":[-103.21924,20.47022]}}
Insurgentes | Point | 85.0 kV |  |  |  | Comisión Federal de Electricidad | distribution |  |  |  | OpenStreetMap | {"type":"Feature","properties":{},"geometry":{"type":"Point","coordinates":[-99.13093,19.48053]}}
Campos Hermanos | Point | 85.0 kV |  |  |  | n/d | industrial |  |  |  | OpenStreetMap | {"type":"Feature","properties":{},"geometry":{"type":"Point","coordinates":[-99.19407,19.55381]}}
La Loma | Point | 85.0 kV |  |  |  | n/d |  |  |  |  | OpenStreetMap | {"type":"Feature","properties":{},"geometry":{"type":"Point","coordinates":[-99.20847,19.53233]}}
Vidrio Plano | Point | 85.0 kV |  |  |  | n/d | distribution |  |  |  | OpenStreetMap | {"type":"Feature","properties":{},"geometry":{"type":"Point","coordinates":[-99.12229,19.5192]}}
Vitro Fibras | Point | 85.0 kV |  |  |  | n/d | distribution |  |  |  | OpenStreetMap | {"type":"Feature","properties":{},"geometry":{"type":"Point","coordinates":[-99.12515,19.51726]}}
Subestación | Point | 85.0 kV |  |  |  | n/d | industrial |  |  |  | OpenStreetMap | {"type":"Feature","properties":{},"geometry":{"type":"Point","coordinates":[-99.12294,19.52203]}}
Jajalpa | Point | 85.0 kV |  |  |  | n/d |  |  |  |  | OpenStreetMap | {"type":"Feature","properties":{},"geometry":{"type":"Point","coordinates":[-99.03263,19.58208]}}
Penwalt | Point | 85.0 kV |  |  |  | n/d | industrial |  |  |  | OpenStreetMap | {"type":"Feature","properties":{},"geometry":{"type":"Point","coordinates":[-99.05123,19.54602]}}
Nacel y Nacobre | Point | 85.0 kV |  |  |  | n/d |  |  |  |  | OpenStreetMap | {"type":"Feature","properties":{},"geometry":{"type":"Point","coordinates":[-99.16467,19.49631]}}
Naucalpan | Point | 85.0 kV |  |  |  | n/d | distribution |  |  |  | OpenStreetMap | {"type":"Feature","properties":{},"geometry":{"type":"Point","coordinates":[-99.22838,19.466]}}
Aceros Nacionales | Point | 85.0 kV |  |  |  | n/d | distribution |  |  |  | OpenStreetMap | {"type":"Feature","properties":{},"geometry":{"type":"Point","coordinates":[-99.19885,19.56152]}}
Nueva Fanal | Point | 85.0 kV |  |  |  | n/d | industrial |  |  |  | OpenStreetMap | {"type":"Feature","properties":{},"geometry":{"type":"Point","coordinates":[-99.18329,19.60334]}}
Subestación | Point | 69.0 kV |  |  |  | n/d | industrial |  |  |  | OpenStreetMap | {"type":"Feature","properties":{},"geometry":{"type":"Point","coordinates":[-103.2324,20.48047]}}
Subestación | Point | 69.0 kV |  |  |  | n/d | industrial |  |  |  | OpenStreetMap | {"type":"Feature","properties":{},"geometry":{"type":"Point","coordinates":[-103.25217,20.53327]}}
Barrientos | Point | 85.0 kV |  |  |  | n/d | distribution;generation |  |  |  | OpenStreetMap | {"type":"Feature","properties":{},"geometry":{"type":"Point","coordinates":[-99.20189,19.56341]}}
Cuautitlán | Point | 85.0 kV |  |  |  | n/d | distribution |  |  |  | OpenStreetMap | {"type":"Feature","properties":{},"geometry":{"type":"Point","coordinates":[-99.18729,19.6821]}}
Necaxa | Point | 85.0 kV |  |  |  | n/d | generation |  |  |  | OpenStreetMap | {"type":"Feature","properties":{},"geometry":{"type":"Point","coordinates":[-97.98701,20.21636]}}
Cubitos | Point | 85.0 kV |  |  |  | Comisión Federal de Electricidad | distribution |  |  |  | OpenStreetMap | {"type":"Feature","properties":{},"geometry":{"type":"Point","coordinates":[-98.73335,20.113]}}
Dos Carlos | Point | 85.0 kV |  |  |  | Comisión Federal de Electricidad |  |  |  |  | OpenStreetMap | {"type":"Feature","properties":{},"geometry":{"type":"Point","coordinates":[-98.69441,20.11468]}}
Lerma | Point | 85.0 kV |  |  |  | n/d | generation |  |  |  | OpenStreetMap | {"type":"Feature","properties":{},"geometry":{"type":"Point","coordinates":[-100.25301,19.9828]}}
Colotilpa | Point | 69.0 kV |  |  |  | n/d | generation |  |  |  | OpenStreetMap | {"type":"Feature","properties":{},"geometry":{"type":"Point","coordinates":[-99.16267,17.40871]}}
Guadalupe | Point | 85.0 kV |  |  |  | Comisión Federal de Electricidad | distribution |  |  |  | OpenStreetMap | {"type":"Feature","properties":{},"geometry":{"type":"Point","coordinates":[-99.11779,19.49621]}}
Tacuba | Point | 85.0 kV |  |  |  | n/d | distribution |  |  |  | OpenStreetMap | {"type":"Feature","properties":{},"geometry":{"type":"Point","coordinates":[-99.17529,19.47049]}}
Subestación | Point | 69.0 kV |  |  |  | n/d |  |  |  |  | OpenStreetMap | {"type":"Feature","properties":{},"geometry":{"type":"Point","coordinates":[-116.2662,31.91101]}}
Subestación de Alta Tensión Buen Tono | Point | 85.0 kV |  |  |  | Comisión Federal de Electricidad | traction |  |  |  | OpenStreetMap | {"type":"Feature","properties":{},"geometry":{"type":"Point","coordinates":[-99.14435,19.42883]}}
Subestación | Point | 69.0 kV |  |  |  | n/d | industrial |  |  |  | OpenStreetMap | {"type":"Feature","properties":{},"geometry":{"type":"Point","coordinates":[-103.39993,20.74189]}}
La venta | Point | 69.0 kV |  |  |  | n/d | distribution |  |  |  | OpenStreetMap | {"type":"Feature","properties":{},"geometry":{"type":"Point","coordinates":[-103.56938,20.72887]}}
Mojonera | Point | 69.0 kV |  |  |  | n/d |  |  |  |  | OpenStreetMap | {"type":"Feature","properties":{},"geometry":{"type":"Point","coordinates":[-103.4546,20.71878]}}
Subestación | Point | 69.0 kV |  |  |  | n/d |  |  |  |  | OpenStreetMap | {"type":"Feature","properties":{},"geometry":{"type":"Point","coordinates":[-103.85849,20.57295]}}
Subestación | Point | 69.0 kV |  |  |  | n/d | industrial |  |  |  | OpenStreetMap | {"type":"Feature","properties":{},"geometry":{"type":"Point","coordinates":[-103.71967,20.66842]}}
El Pinar | Point | 69.0 kV |  |  |  | n/d | distribution |  |  |  | OpenStreetMap | {"type":"Feature","properties":{},"geometry":{"type":"Point","coordinates":[-103.49759,20.72595]}}
Subestación | Point | 69.0 kV |  |  |  | n/d | industrial |  |  |  | OpenStreetMap | {"type":"Feature","properties":{},"geometry":{"type":"Point","coordinates":[-103.37686,20.73309]}}
Subestación | Point | 69.0 kV |  |  |  | n/d | industrial |  |  |  | OpenStreetMap | {"type":"Feature","properties":{},"geometry":{"type":"Point","coordinates":[-103.37653,20.73414]}}
Flextronics | Point | 69.0 kV |  |  |  | n/d | industrial |  |  |  | OpenStreetMap | {"type":"Feature","properties":{},"geometry":{"type":"Point","coordinates":[-103.44816,20.74077]}}
Siapa Toluquilla | Point | 69.0 kV |  |  |  | n/d | industrial |  |  |  | OpenStreetMap | {"type":"Feature","properties":{},"geometry":{"type":"Point","coordinates":[-103.39754,20.59425]}}
Subestación | Point | 69.0 kV |  |  |  | n/d | industrial |  |  |  | OpenStreetMap | {"type":"Feature","properties":{},"geometry":{"type":"Point","coordinates":[-103.41827,20.6463]}}
Subestación | Point | 69.0 kV |  |  |  | n/d | industrial |  |  |  | OpenStreetMap | {"type":"Feature","properties":{},"geometry":{"type":"Point","coordinates":[-103.41747,20.64773]}}
El sol | Point | 69.0 kV |  |  |  | n/d |  |  |  |  | OpenStreetMap | {"type":"Feature","properties":{},"geometry":{"type":"Point","coordinates":[-103.42978,20.64124]}}
Subestación | Point | 69.0 kV |  |  |  | n/d | industrial |  |  |  | OpenStreetMap | {"type":"Feature","properties":{},"geometry":{"type":"Point","coordinates":[-103.27373,20.50332]}}
Subestación | Point | 69.0 kV |  |  |  | n/d | industrial |  |  |  | OpenStreetMap | {"type":"Feature","properties":{},"geometry":{"type":"Point","coordinates":[-103.33988,20.62869]}}
Subestación | Point | 69.0 kV |  |  |  | n/d | industrial |  |  |  | OpenStreetMap | {"type":"Feature","properties":{},"geometry":{"type":"Point","coordinates":[-103.3561,20.63217]}}
Subestación | Point | 69.0 kV |  |  |  | n/d |  |  |  |  | OpenStreetMap | {"type":"Feature","properties":{},"geometry":{"type":"Point","coordinates":[-103.59599,20.44197]}}
Subestación | Point | 69.0 kV |  |  |  | n/d |  |  |  |  | OpenStreetMap | {"type":"Feature","properties":{},"geometry":{"type":"Point","coordinates":[-103.59461,20.30927]}}
Subestación San Gaspar | Point | 69.0 kV |  |  |  | CFE |  |  |  |  | OpenStreetMap | {"type":"Feature","properties":{},"geometry":{"type":"Point","coordinates":[-103.23614,20.64483]}}
Tren Ligero | Point | 69.0 kV |  |  |  | n/d | traction |  |  |  | OpenStreetMap | {"type":"Feature","properties":{},"geometry":{"type":"Point","coordinates":[-103.31386,20.66742]}}
Penal | Point | 69.0 kV |  |  |  | n/d | distribution |  |  |  | OpenStreetMap | {"type":"Feature","properties":{},"geometry":{"type":"Point","coordinates":[-103.31155,20.67117]}}
Subestación | Point | 69.0 kV |  |  |  | Comisión Federal de Electricidad |  |  |  |  | OpenStreetMap | {"type":"Feature","properties":{},"geometry":{"type":"Point","coordinates":[-103.33488,20.71146]}}
Las Pintas | Point | 69.0 kV |  |  |  | n/d | distribution |  |  |  | OpenStreetMap | {"type":"Feature","properties":{},"geometry":{"type":"Point","coordinates":[-103.36333,20.5731]}}
Subestación | Point | 69.0 kV |  |  |  | n/d |  |  |  |  | OpenStreetMap | {"type":"Feature","properties":{},"geometry":{"type":"Point","coordinates":[-103.2006,20.31304]}}
Subestación | Point | 69.0 kV |  |  |  | CFE |  |  |  |  | OpenStreetMap | {"type":"Feature","properties":{},"geometry":{"type":"Point","coordinates":[-103.24683,20.49546]}}
Subestación | Point | 69.0 kV |  |  |  | n/d |  |  |  |  | OpenStreetMap | {"type":"Feature","properties":{},"geometry":{"type":"Point","coordinates":[-103.14522,20.31681]}}
Subestación | Point | 69.0 kV |  |  |  | n/d | industrial |  |  |  | OpenStreetMap | {"type":"Feature","properties":{},"geometry":{"type":"Point","coordinates":[-103.21714,20.44143]}}
Subestación | Point | 69.0 kV |  |  |  | n/d | industrial |  |  |  | OpenStreetMap | {"type":"Feature","properties":{},"geometry":{"type":"Point","coordinates":[-103.21303,20.43471]}}
Subestación | Point | 69.0 kV |  |  |  | n/d | industrial |  |  |  | OpenStreetMap | {"type":"Feature","properties":{},"geometry":{"type":"Point","coordinates":[-103.25883,20.53757]}}
Subestación | Point | 69.0 kV |  |  |  | n/d | industrial |  |  |  | OpenStreetMap | {"type":"Feature","properties":{},"geometry":{"type":"Point","coordinates":[-103.29002,20.56303]}}
Cemex | Point | 69.0 kV |  |  |  | n/d | industrial |  |  |  | OpenStreetMap | {"type":"Feature","properties":{},"geometry":{"type":"Point","coordinates":[-103.34346,20.59933]}}
Siapa | Point | 69.0 kV |  |  |  | n/d | industrial |  |  |  | OpenStreetMap | {"type":"Feature","properties":{},"geometry":{"type":"Point","coordinates":[-103.33703,20.58141]}}
Subestación | Point | 69.0 kV |  |  |  | n/d |  |  |  |  | OpenStreetMap | {"type":"Feature","properties":{},"geometry":{"type":"Point","coordinates":[-101.67664,19.21923]}}
Subestación | Point | 69.0 kV |  |  |  | n/d |  |  |  |  | OpenStreetMap | {"type":"Feature","properties":{},"geometry":{"type":"Point","coordinates":[-101.53222,19.08798]}}
Subestación | Point | 69.0 kV |  |  |  | n/d |  |  |  |  | OpenStreetMap | {"type":"Feature","properties":{},"geometry":{"type":"Point","coordinates":[-102.08301,19.02664]}}
Subestación | Point | 69.0 kV |  |  |  | n/d |  |  |  |  | OpenStreetMap | {"type":"Feature","properties":{},"geometry":{"type":"Point","coordinates":[-102.01919,19.15607]}}
Subestación | Point | 69.0 kV |  |  |  | n/d | distribution |  |  |  | OpenStreetMap | {"type":"Feature","properties":{},"geometry":{"type":"Point","coordinates":[-116.52093,32.23227]}}
Subestación | Point | 69.0 kV |  |  |  | n/d |  |  |  |  | OpenStreetMap | {"type":"Feature","properties":{},"geometry":{"type":"Point","coordinates":[-116.74168,32.41121]}}
Subestación | Point | 69.0 kV |  |  |  | n/d |  |  |  |  | OpenStreetMap | {"type":"Feature","properties":{},"geometry":{"type":"Point","coordinates":[-116.58016,32.0792]}}
S.E. Taretan | Point | 69.0 kV |  |  |  | n/d |  |  |  |  | OpenStreetMap | {"type":"Feature","properties":{},"geometry":{"type":"Point","coordinates":[-101.92091,19.33147]}}
Subestación | Point | 69.0 kV |  |  |  | n/d |  |  |  |  | OpenStreetMap | {"type":"Feature","properties":{},"geometry":{"type":"Point","coordinates":[-99.866,18.37487]}}
Subestación | Point | 69.0 kV |  |  |  | n/d |  |  |  |  | OpenStreetMap | {"type":"Feature","properties":{},"geometry":{"type":"Point","coordinates":[-100.96025,18.51418]}}
PEMEX Azcapotzalco | Point | 85.0 kV |  |  |  | n/d | industrial |  |  |  | OpenStreetMap | {"type":"Feature","properties":{},"geometry":{"type":"Point","coordinates":[-99.20743,19.46695]}}
Nezahualcóyotl | Point | 85.0 kV |  |  |  | n/d | distribution |  |  |  | OpenStreetMap | {"type":"Feature","properties":{},"geometry":{"type":"Point","coordinates":[-99.00319,19.41659]}}
Covadonga | Point | 85.0 kV |  |  |  | n/d | distribution |  |  |  | OpenStreetMap | {"type":"Feature","properties":{},"geometry":{"type":"Point","coordinates":[-98.9093,19.25743]}}
Papelera San Rafael | Point | 85.0 kV |  |  |  | n/d | industrial |  |  |  | OpenStreetMap | {"type":"Feature","properties":{},"geometry":{"type":"Point","coordinates":[-98.75492,19.20587]}}
Becton Dickinson | Point | 85.0 kV |  |  |  | n/d | industrial |  |  |  | OpenStreetMap | {"type":"Feature","properties":{},"geometry":{"type":"Point","coordinates":[-99.20097,19.65822]}}
Alpura | Point | 85.0 kV |  |  |  | n/d | industrial |  |  |  | OpenStreetMap | {"type":"Feature","properties":{},"geometry":{"type":"Point","coordinates":[-99.20236,19.65818]}}
Central Hidroeléctrica Minas | Point | 69.0 kV |  |  |  | n/d | generation |  |  |  | OpenStreetMap | {"type":"Feature","properties":{},"geometry":{"type":"Point","coordinates":[-97.14774,19.68578]}}
Atotonilco | Point | 85.0 kV |  |  |  | n/d | distribution |  |  |  | OpenStreetMap | {"type":"Feature","properties":{},"geometry":{"type":"Point","coordinates":[-98.6333,20.2486]}}
Juandhó | Point | 85.0 kV |  |  |  | Comisión Federal de Electricidad | transmission |  |  |  | OpenStreetMap | {"type":"Feature","properties":{},"geometry":{"type":"Point","coordinates":[-99.1886,20.15294]}}
Juchitepec | Point | 85.0 kV |  |  |  | Comisión Federal de Electricidad | distribution |  |  |  | OpenStreetMap | {"type":"Feature","properties":{},"geometry":{"type":"Point","coordinates":[-98.83554,19.13505]}}
Tulancingo | Point | 85.0 kV |  |  |  | Comisión Federal de Electricidad | distribution |  |  |  | OpenStreetMap | {"type":"Feature","properties":{},"geometry":{"type":"Point","coordinates":[-98.41961,20.06656]}}
Valle de Tulancingo | Point | 85.0 kV |  |  |  | Comisión Federal de Electricidad | distribution |  |  |  | OpenStreetMap | {"type":"Feature","properties":{},"geometry":{"type":"Point","coordinates":[-98.37737,20.11815]}}
Actopan | Point | 85.0 kV |  |  |  | Comisión Federal de Electricidad | distribution |  |  |  | OpenStreetMap | {"type":"Feature","properties":{},"geometry":{"type":"Point","coordinates":[-98.95857,20.26343]}}
Cementos Fortaleza | Point | 85.0 kV |  |  |  | n/d | industrial |  |  |  | OpenStreetMap | {"type":"Feature","properties":{},"geometry":{"type":"Point","coordinates":[-99.0235,20.41743]}}
Tilapa | Point | 69.0 kV |  |  |  | n/d | distribution |  |  |  | OpenStreetMap | {"type":"Feature","properties":{},"geometry":{"type":"Point","coordinates":[-97.09283,18.16674]}}
San Francisco | Point | 85.0 kV |  |  |  | n/d | distribution |  |  |  | OpenStreetMap | {"type":"Feature","properties":{},"geometry":{"type":"Point","coordinates":[-99.63268,19.27251]}}
Tepexic | Point | 85.0 kV |  |  |  | n/d | generation |  |  |  | OpenStreetMap | {"type":"Feature","properties":{},"geometry":{"type":"Point","coordinates":[-97.94734,20.20987]}}
Patla | Point | 85.0 kV |  |  |  | n/d | generation |  |  |  | OpenStreetMap | {"type":"Feature","properties":{},"geometry":{"type":"Point","coordinates":[-97.89205,20.23894]}}
Subestación | Point | 69.0 kV |  |  |  | n/d | industrial |  |  |  | OpenStreetMap | {"type":"Feature","properties":{},"geometry":{"type":"Point","coordinates":[-103.23385,20.48972]}}
Subestación | Point | 69.0 kV |  |  |  | n/d | generation |  |  |  | OpenStreetMap | {"type":"Feature","properties":{},"geometry":{"type":"Point","coordinates":[-92.22657,15.02419]}}
Xicotepec | Point | 85.0 kV |  |  |  | n/d | distribution |  |  |  | OpenStreetMap | {"type":"Feature","properties":{},"geometry":{"type":"Point","coordinates":[-97.91879,20.22532]}}
Villada | Point | 85.0 kV |  |  |  | n/d | distribution |  |  |  | OpenStreetMap | {"type":"Feature","properties":{},"geometry":{"type":"Point","coordinates":[-99.00528,19.38359]}}
Huentitan | Point | 69.0 kV |  |  |  | n/d | distribution |  |  |  | OpenStreetMap | {"type":"Feature","properties":{},"geometry":{"type":"Point","coordinates":[-103.29249,20.72599]}}
Colimilla | Point | 85.0 kV |  |  |  | n/d | generation |  |  |  | OpenStreetMap | {"type":"Feature","properties":{},"geometry":{"type":"Point","coordinates":[-103.24479,20.70072]}}
Fresno | Point | 69.0 kV |  |  |  | n/d | distribution |  |  |  | OpenStreetMap | {"type":"Feature","properties":{},"geometry":{"type":"Point","coordinates":[-103.37281,20.65288]}}
Subestación | Point | 85.0 kV |  |  |  | n/d | distribution |  |  |  | OpenStreetMap | {"type":"Feature","properties":{},"geometry":{"type":"Point","coordinates":[-99.57055,19.4497]}}
Cuernavaca | Point | 85.0 kV |  |  |  | n/d | distribution |  |  |  | OpenStreetMap | {"type":"Feature","properties":{},"geometry":{"type":"Point","coordinates":[-99.22429,18.93056]}}
Subestación | Point | 69.0 kV |  |  |  | n/d | industrial |  |  |  | OpenStreetMap | {"type":"Feature","properties":{},"geometry":{"type":"Point","coordinates":[-116.00464,32.59193]}}
Subestación | Point | 69.0 kV |  |  |  | n/d | industrial |  |  |  | OpenStreetMap | {"type":"Feature","properties":{},"geometry":{"type":"Point","coordinates":[-116.01532,32.58523]}}
Las Cañas | Point | 69.0 kV |  |  |  | n/d | distribution |  |  |  | OpenStreetMap | {"type":"Feature","properties":{},"geometry":{"type":"Point","coordinates":[-101.97621,18.54243]}}
Aceros Camesa | Point | 85.0 kV |  |  |  | n/d | industrial |  |  |  | OpenStreetMap | {"type":"Feature","properties":{},"geometry":{"type":"Point","coordinates":[-99.18277,19.65529]}}
Subestación | Point | 69.0 kV |  |  |  | n/d | industrial |  |  |  | OpenStreetMap | {"type":"Feature","properties":{},"geometry":{"type":"Point","coordinates":[-103.41591,20.64796]}}
Subestación | Point | 69.0 kV |  |  |  | n/d | industrial |  |  |  | OpenStreetMap | {"type":"Feature","properties":{},"geometry":{"type":"Point","coordinates":[-103.41576,20.68106]}}
Jaguar | Point | 69.0 kV |  |  |  | n/d | industrial |  |  |  | OpenStreetMap | {"type":"Feature","properties":{},"geometry":{"type":"Point","coordinates":[-103.4557,20.71832]}}
Parque Industrial | Point | 69.0 kV |  |  |  | n/d | distribution |  |  |  | OpenStreetMap | {"type":"Feature","properties":{},"geometry":{"type":"Point","coordinates":[-103.31226,20.56991]}}
Indianilla | Point | 85.0 kV |  |  |  | n/d | distribution |  |  |  | OpenStreetMap | {"type":"Feature","properties":{},"geometry":{"type":"Point","coordinates":[-99.15018,19.42269]}}
Careaga | Point | 85.0 kV |  |  |  | n/d | distribution |  |  |  | OpenStreetMap | {"type":"Feature","properties":{},"geometry":{"type":"Point","coordinates":[-99.21313,19.50202]}}
Subestación | Point | 69.0 kV |  |  |  | n/d | industrial |  |  |  | OpenStreetMap | {"type":"Feature","properties":{},"geometry":{"type":"Point","coordinates":[-103.56683,20.49846]}}
Subestación | Point | 69.0 kV |  |  |  | n/d | industrial |  |  |  | OpenStreetMap | {"type":"Feature","properties":{},"geometry":{"type":"Point","coordinates":[-103.56128,20.49016]}}
Subestación | Point | 85.0 kV |  |  |  | n/d | industrial |  |  |  | OpenStreetMap | {"type":"Feature","properties":{},"geometry":{"type":"Point","coordinates":[-99.2098,19.71479]}}
Línea 6.9 kV | LineString | 6.9 kV | 1 |  |  | CFE |  |  |  |  | OpenStreetMap | {"type":"Feature","properties":{},"geometry":{"type":"LineString","coordinates":[[-103.02344,20.39441],[-103.01939,20.39366]]}}
Línea 34.5 kV | LineString | 34.5 kV |  |  |  | CFE |  |  |  |  | OpenStreetMap | {"type":"Feature","properties":{},"geometry":{"type":"LineString","coordinates":[[-114.78541,32.48578],[-114.78532,32.48612],[-114.78463,32.48592],[-114.78299,32.48544]]}}
Línea 34.5 kV | LineString | 34.5 kV | 2 |  |  | CFE |  |  |  |  | OpenStreetMap | {"type":"Feature","properties":{},"geometry":{"type":"LineString","coordinates":[[-115.43614,32.6691],[-115.43618,32.66936],[-115.43615,32.66965]]}}
Línea 25.0 kV | LineString | 25.0 kV |  |  |  | CFE |  |  |  |  | OpenStreetMap | {"type":"Feature","properties":{},"geometry":{"type":"LineString","coordinates":[[-99.48594,19.28128],[-99.48592,19.28179]]}}
Línea 11.5 kV | LineString | 11.5 kV | 1 |  |  | CFE |  |  |  |  | OpenStreetMap | {"type":"Feature","properties":{},"geometry":{"type":"LineString","coordinates":[[-100.40503,20.90229],[-100.40462,20.90218]]}}
Línea 11.5 kV | LineString | 11.5 kV | 1 |  |  | CFE |  |  |  |  | OpenStreetMap | {"type":"Feature","properties":{},"geometry":{"type":"LineString","coordinates":[[-100.40462,20.90228],[-100.40503,20.90229]]}}
Línea 11.5 kV | LineString | 11.5 kV | 1 |  |  | CFE |  |  |  |  | OpenStreetMap | {"type":"Feature","properties":{},"geometry":{"type":"LineString","coordinates":[[-100.40789,20.90262],[-100.40753,20.90299]]}}
Línea 11.5 kV | LineString | 11.5 kV | 1 |  |  | CFE |  |  |  |  | OpenStreetMap | {"type":"Feature","properties":{},"geometry":{"type":"LineString","coordinates":[[-100.40753,20.90299],[-100.4076,20.90319],[-100.40744,20.90353],[-100.4066,20.90516],[-100.40727,20.90685],[-100.40794,20.90855],[-100.40844,20.90981],[-100.40911,20.91154],[-100.4098,20.91328],[-100.41048,20.91498],[-100.41115,20.91669],[-100.41182,20.91838],[-100.41249,20.92008],[-100.41316,20.92177],[-100.41383,20.92349],[-100.41449,20.92516],[-100.41518,20.9269],[-100.41585,20.92861],[-100.41637,20.92994],[-100.4172,20.93203],[-100.41778,20.93348],[-100.41856,20.93545],[-100.41923,20.93716],[-100.41991,20.93888],[-100.42059,20.94061],[-100.42126,20.94231],[-100.42194,20.94404],[-100.4222,20.9447],[-100.4226,20.9457],[-100.42326,20.94741],[-100.42394,20.94912],[-100.42461,20.95083],[-100.4253,20.95256],[-100.42597,20.95426],[-100.42664,20.95595],[-100.42797,20.95933],[-100.42856,20.96083],[-100.42935,20.96282],[-100.43004,20.96456],[-100.43073,20.9663],[-100.43207,20.96969],[-100.43274,20.97146]]}}
Distribución MT | LineString | n/d |  |  |  | n/d |  |  |  |  | OpenStreetMap | {"type":"Feature","properties":{},"geometry":{"type":"LineString","coordinates":[[-114.77193,32.4479],[-114.77208,32.44782],[-114.77261,32.44685]]}}
Distribución MT | LineString | n/d |  |  |  | n/d |  |  |  |  | OpenStreetMap | {"type":"Feature","properties":{},"geometry":{"type":"LineString","coordinates":[[-114.71196,32.43265],[-114.71281,32.43266],[-114.71493,32.43265],[-114.71684,32.43264],[-114.71855,32.43263],[-114.72025,32.43314],[-114.72225,32.43373],[-114.72426,32.43433],[-114.72563,32.43474],[-114.72615,32.43489],[-114.72806,32.43547],[-114.72911,32.43578],[-114.73003,32.43605],[-114.73099,32.43635],[-114.73125,32.43574],[-114.73223,32.43602],[-114.73347,32.43639],[-114.73469,32.43675],[-114.73595,32.43713],[-114.7372,32.4375],[-114.73846,32.43787],[-114.73971,32.43824],[-114.74097,32.43862],[-114.74222,32.439],[-114.74347,32.43937],[-114.74483,32.43978],[-114.74617,32.44018],[-114.74723,32.44049],[-114.74878,32.44095],[-114.74974,32.44125],[-114.75131,32.44171],[-114.75226,32.44199],[-114.75315,32.44227],[-114.75408,32.44256],[-114.75508,32.44286],[-114.75659,32.44331],[-114.75798,32.44372],[-114.75922,32.4441],[-114.76126,32.44473],[-114.76329,32.44531],[-114.76454,32.44568],[-114.76579,32.44607],[-114.76755,32.44657],[-114.77044,32.44745],[-114.77193,32.4479],[-114.77245,32.44692],[-114.77261,32.44685],[-114.77747,32.44824],[-114.77878,32.44864],[-114.78008,32.44902],[-114.78139,32.44938],[-114.78272,32.44979],[-114.78399,32.45017],[-114.78507,32.4505],[-114.78686,32.45103],[-114.78792,32.45134],[-114.78923,32.45173],[-114.79073,32.45217],[-114.79212,32.45258],[-114.79314,32.45288],[-114.7947,32.45334],[-114.79592,32.45369],[-114.79734,32.45411],[-114.79874,32.45451],[-114.80018,32.45495],[-114.79991,32.45591],[-114.79945,32.45702],[-114.79899,32.45808],[-114.79857,32.45915],[-114.79813,32.46022],[-114.79766,32.46133],[-114.79711,32.46264],[-114.79667,32.46374],[-114.79621,32.46483],[-114.79574,32.46595],[-114.79485,32.46808],[-114.79442,32.46912]]}}
Distribución MT | LineString | n/d |  |  |  | n/d |  |  |  |  | OpenStreetMap | {"type":"Feature","properties":{},"geometry":{"type":"LineString","coordinates":[[-86.82133,21.14336],[-86.82124,21.14204],[-86.82111,21.14056],[-86.82102,21.13959],[-86.82094,21.13858],[-86.82153,21.13765],[-86.8221,21.13672],[-86.82273,21.13572],[-86.82396,21.13376],[-86.82454,21.1328],[-86.82517,21.13179],[-86.82579,21.13079],[-86.82674,21.13135],[-86.82769,21.13189],[-86.8286,21.13243],[-86.8295,21.13294],[-86.83065,21.13358]]}}
Distribución MT | LineString | n/d |  |  |  | n/d |  |  |  |  | OpenStreetMap | {"type":"Feature","properties":{},"geometry":{"type":"LineString","coordinates":[[-108.15068,25.33452],[-108.14854,25.32935],[-108.14799,25.32804],[-108.15176,25.32205],[-108.15249,25.3209],[-108.15375,25.32031],[-108.15837,25.31854],[-108.15917,25.31855],[-108.16538,25.32269]]}}
Distribución MT | LineString | n/d |  |  |  | n/d |  |  |  |  | OpenStreetMap | {"type":"Feature","properties":{},"geometry":{"type":"LineString","coordinates":[[-103.29381,25.58553],[-103.29314,25.58543],[-103.29247,25.5853],[-103.29181,25.58517],[-103.29112,25.58505],[-103.29048,25.58493],[-103.28979,25.5848],[-103.28925,25.58469],[-103.28849,25.58454],[-103.28779,25.58441],[-103.28701,25.58427],[-103.28626,25.58413],[-103.28557,25.58401],[-103.28492,25.58389],[-103.2842,25.58375],[-103.28353,25.58362],[-103.28282,25.58349],[-103.28215,25.58336],[-103.28146,25.58324],[-103.28079,25.58311],[-103.28007,25.58298],[-103.2794,25.58285],[-103.2787,25.58272],[-103.27802,25.58259]]}}
Distribución MT | LineString | n/d |  |  |  | n/d |  |  |  |  | OpenStreetMap | {"type":"Feature","properties":{},"geometry":{"type":"LineString","coordinates":[[-105.83667,23.52269],[-105.83411,23.52577],[-105.83362,23.52616],[-105.83036,23.52734],[-105.82971,23.52754],[-105.8275,23.52955],[-105.82725,23.52998],[-105.8277,23.53154],[-105.8281,23.53326],[-105.82829,23.5344],[-105.82849,23.53528],[-105.82879,23.5369],[-105.82836,23.53936],[-105.82797,23.54113],[-105.8292,23.54278],[-105.8299,23.54557],[-105.83073,23.54832],[-105.83127,23.55005],[-105.83218,23.55316],[-105.83432,23.55842],[-105.83792,23.56052],[-105.84349,23.56474],[-105.847,23.5644],[-105.84961,23.56684],[-105.8513,23.56842],[-105.85368,23.57112],[-105.85458,23.57387],[-105.85489,23.57468],[-105.85606,23.57712],[-105.85721,23.57905],[-105.85833,23.58031],[-105.85999,23.58175],[-105.8611,23.58291],[-105.8622,23.58361],[-105.86393,23.58477],[-105.866,23.58651],[-105.86899,23.58803],[-105.87042,23.58846],[-105.87249,23.58886],[-105.8755,23.58903],[-105.87999,23.58865],[-105.88454,23.58834],[-105.88565,23.58823],[-105.88654,23.58825],[-105.88885,23.58765],[-105.89153,23.58681],[-105.89241,23.58657],[-105.8926,23.58505],[-105.89287,23.58433],[-105.89414,23.58183],[-105.8954,23.58207],[-105.89884,23.58268],[-105.90076,23.58297],[-105.90197,23.58389],[-105.90331,23.5844],[-105.90605,23.5853],[-105.90772,23.58557],[-105.90904,23.58589],[-105.91136,23.58694],[-105.91337,23.58777],[-105.91463,23.58809],[-105.91512,23.58838],[-105.91775,23.59073]]}}
Distribución MT | LineString | n/d |  |  |  | n/d |  |  |  |  | OpenStreetMap | {"type":"Feature","properties":{},"geometry":{"type":"LineString","coordinates":[[-105.84318,23.48646],[-105.84253,23.48594],[-105.84167,23.48765],[-105.83973,23.49045],[-105.83942,23.49079],[-105.8396,23.49311],[-105.83966,23.49448],[-105.83967,23.49618],[-105.83979,23.49763],[-105.83934,23.4984],[-105.83897,23.49969],[-105.8374,23.50207],[-105.83602,23.50448],[-105.83505,23.50627],[-105.83506,23.50712],[-105.835,23.50793],[-105.83495,23.5095],[-105.83495,23.5116],[-105.83535,23.51512],[-105.83548,23.51633],[-105.8358,23.51876],[-105.83615,23.5205],[-105.83667,23.52269],[-105.83793,23.52577]]}}
Distribución MT | LineString | n/d |  |  |  | n/d |  |  |  |  | OpenStreetMap | {"type":"Feature","properties":{},"geometry":{"type":"LineString","coordinates":[[-105.59195,23.65745],[-105.59154,23.66153],[-105.59092,23.66611],[-105.59024,23.67027],[-105.58946,23.67341],[-105.58885,23.67591],[-105.58801,23.67959],[-105.58943,23.68242],[-105.59099,23.6873],[-105.58979,23.68981],[-105.58774,23.6937],[-105.58582,23.69747],[-105.58259,23.70358],[-105.58318,23.70564],[-105.58507,23.71142],[-105.58934,23.71334],[-105.58956,23.71799],[-105.58974,23.72232],[-105.58817,23.72655],[-105.58718,23.72902],[-105.58924,23.72845],[-105.5926,23.72756],[-105.59397,23.72769],[-105.59606,23.72828],[-105.60018,23.72953],[-105.60333,23.73041],[-105.60579,23.73109],[-105.60877,23.732],[-105.61049,23.73252],[-105.61464,23.73379],[-105.61531,23.73388],[-105.61718,23.73338],[-105.62352,23.73291],[-105.62823,23.73257],[-105.63453,23.73209],[-105.63897,23.73465],[-105.64174,23.73623],[-105.64578,23.73857],[-105.64626,23.73852],[-105.65133,23.73501],[-105.65452,23.73274],[-105.65748,23.73071],[-105.65872,23.73082],[-105.6612,23.73112],[-105.66486,23.7316],[-105.66767,23.73192],[-105.67169,23.73226],[-105.67708,23.73161],[-105.68148,23.73097]]}}
Distribución MT | LineString | n/d |  |  |  | n/d |  |  |  |  | OpenStreetMap | {"type":"Feature","properties":{},"geometry":{"type":"LineString","coordinates":[[-105.71785,23.81442],[-105.71892,23.80592],[-105.71628,23.80211],[-105.71485,23.79983],[-105.71096,23.79767],[-105.71514,23.77896],[-105.72373,23.7729],[-105.72614,23.76966],[-105.72815,23.76799],[-105.73177,23.76636],[-105.73411,23.76304],[-105.73347,23.75557]]}}
Distribución MT | LineString | n/d |  |  |  | n/d |  |  |  |  | OpenStreetMap | {"type":"Feature","properties":{},"geometry":{"type":"LineString","coordinates":[[-105.67927,23.72269],[-105.68065,23.72794],[-105.68148,23.73097],[-105.68441,23.7306],[-105.68521,23.73025],[-105.6882,23.72962],[-105.69254,23.72814],[-105.69672,23.72568],[-105.70097,23.72363],[-105.70592,23.72117],[-105.70944,23.71835]]}}
Distribución MT | LineString | n/d |  |  |  | n/d |  |  |  |  | OpenStreetMap | {"type":"Feature","properties":{},"geometry":{"type":"LineString","coordinates":[[-105.58718,23.72902],[-105.58345,23.73],[-105.58112,23.73274],[-105.57735,23.73503],[-105.5699,23.73457],[-105.56827,23.73457],[-105.56564,23.73636],[-105.56403,23.7375],[-105.5637,23.7378],[-105.56188,23.73797],[-105.5593,23.73808],[-105.55744,23.73823],[-105.55116,23.74366],[-105.54875,23.7457],[-105.54468,23.74907],[-105.54351,23.75008],[-105.5412,23.75188],[-105.53571,23.75173],[-105.53117,23.75328],[-105.52465,23.75464],[-105.5188,23.7572],[-105.51732,23.75794],[-105.51682,23.7591]]}}
Distribución MT | LineString | n/d |  |  |  | n/d |  |  |  |  | OpenStreetMap | {"type":"Feature","properties":{},"geometry":{"type":"LineString","coordinates":[[-105.73571,23.65228],[-105.73506,23.65695],[-105.73113,23.66046],[-105.72585,23.66526],[-105.72433,23.66672],[-105.72358,23.67163],[-105.7231,23.67545],[-105.72485,23.68006],[-105.72634,23.68425],[-105.72646,23.685],[-105.72601,23.68678],[-105.72471,23.69217],[-105.72354,23.69656],[-105.72257,23.69891],[-105.72207,23.70006],[-105.7241,23.7054],[-105.72428,23.71017],[-105.72285,23.71073],[-105.72071,23.71197],[-105.71782,23.71336],[-105.71442,23.71518],[-105.71154,23.71658],[-105.70944,23.71835],[-105.7119,23.71877],[-105.71488,23.7193],[-105.71959,23.72179],[-105.72924,23.72376],[-105.72929,23.72398],[-105.72827,23.72962],[-105.72669,23.73881],[-105.72648,23.74021],[-105.72666,23.74268],[-105.72839,23.74447],[-105.73063,23.74683],[-105.73228,23.74909],[-105.73304,23.75009],[-105.73347,23.75557],[-105.73786,23.75632]]}}
Distribución MT | LineString | n/d |  |  |  | n/d |  |  |  |  | OpenStreetMap | {"type":"Feature","properties":{},"geometry":{"type":"LineString","coordinates":[[-112.68064,30.80597],[-112.68133,30.806],[-112.68194,30.80602],[-112.68257,30.80605],[-112.6832,30.80607],[-112.68382,30.8061],[-112.68447,30.80612],[-112.68508,30.80616],[-112.6857,30.80618],[-112.68632,30.80621]]}}
Distribución MT | LineString | n/d |  |  |  | n/d |  |  |  |  | OpenStreetMap | {"type":"Feature","properties":{},"geometry":{"type":"LineString","coordinates":[[-112.67752,30.80415],[-112.6765,30.80411],[-112.67548,30.8041],[-112.67446,30.80407],[-112.67344,30.80404],[-112.67242,30.80402],[-112.67142,30.80399],[-112.6704,30.80397],[-112.66938,30.80393],[-112.66837,30.8039]]}}
Distribución MT | LineString | n/d |  |  |  | n/d |  |  |  |  | OpenStreetMap | {"type":"Feature","properties":{},"geometry":{"type":"LineString","coordinates":[[-112.68018,30.80392],[-112.68115,30.80396],[-112.68166,30.80398],[-112.68209,30.804],[-112.68305,30.80402],[-112.684,30.80406],[-112.68496,30.80409],[-112.68591,30.80413]]}}
Distribución MT | LineString | n/d |  |  |  | n/d |  |  |  |  | OpenStreetMap | {"type":"Feature","properties":{},"geometry":{"type":"LineString","coordinates":[[-112.67965,30.8042],[-112.6807,30.80424],[-112.68174,30.80428],[-112.68279,30.80432],[-112.68383,30.80437],[-112.68488,30.8044],[-112.68592,30.80443],[-112.68697,30.80447],[-112.688,30.80451]]}}
Distribución MT | LineString | n/d |  |  |  | n/d |  |  |  |  | OpenStreetMap | {"type":"Feature","properties":{},"geometry":{"type":"LineString","coordinates":[[-107.40658,27.23218],[-107.40307,27.23513],[-107.40148,27.23638],[-107.39897,27.23771],[-107.39176,27.24138],[-107.38826,27.24313],[-107.38765,27.24778],[-107.38705,27.25244],[-107.38658,27.25643]]}}
Distribución MT | LineString | n/d |  |  |  | n/d |  |  |  |  | OpenStreetMap | {"type":"Feature","properties":{},"geometry":{"type":"LineString","coordinates":[[-107.4407,27.26396],[-107.4398,27.2629],[-107.4385,27.26237],[-107.43495,27.26086],[-107.43288,27.25812],[-107.4309,27.25544],[-107.42761,27.25109],[-107.42586,27.24883],[-107.42433,27.24769],[-107.4212,27.2452]]}}
Distribución MT | LineString | n/d |  |  |  | n/d |  |  |  |  | OpenStreetMap | {"type":"Feature","properties":{},"geometry":{"type":"LineString","coordinates":[[-107.40484,27.23017],[-107.40933,27.23523],[-107.41335,27.23943],[-107.41623,27.24253],[-107.4212,27.2452]]}}
Distribución MT | LineString | n/d |  |  |  | n/d |  |  |  |  | OpenStreetMap | {"type":"Feature","properties":{},"geometry":{"type":"LineString","coordinates":[[-108.18384,27.68746],[-108.18377,27.68734],[-108.18366,27.68722],[-108.18354,27.68716],[-108.18329,27.68711],[-108.18188,27.68678],[-108.1817,27.68682],[-108.18148,27.68678],[-108.18124,27.6868],[-108.18109,27.68685],[-108.18085,27.68693],[-108.18081,27.68696],[-108.18051,27.68713],[-108.17873,27.68812],[-108.17871,27.68819],[-108.17788,27.6886],[-108.17526,27.69001],[-108.17014,27.68919],[-108.16613,27.68547],[-108.16577,27.68514],[-108.16152,27.68504],[-108.15798,27.68988]]}}
Distribución MT | LineString | n/d |  |  |  | n/d |  |  |  |  | OpenStreetMap | {"type":"Feature","properties":{},"geometry":{"type":"LineString","coordinates":[[-108.33565,27.82639],[-108.33574,27.82433],[-108.3359,27.81803],[-108.33874,27.81532],[-108.34809,27.80812],[-108.3532,27.80927],[-108.35743,27.80729],[-108.36666,27.80328],[-108.36924,27.7993],[-108.37525,27.79709],[-108.37806,27.7934],[-108.37797,27.79278],[-108.3774,27.79109],[-108.37652,27.7884],[-108.37601,27.78616],[-108.37599,27.78568],[-108.37585,27.78528],[-108.37762,27.78227],[-108.37928,27.78268],[-108.3816,27.78326],[-108.38487,27.78287],[-108.38581,27.78289],[-108.38711,27.78261],[-108.38761,27.7827],[-108.38947,27.78248],[-108.39556,27.77937],[-108.39666,27.77688],[-108.40037,27.77437],[-108.40702,27.77372],[-108.41065,27.77547],[-108.41673,27.77619],[-108.42521,27.77453],[-108.43504,27.77798],[-108.44339,27.78096],[-108.44972,27.77715],[-108.45735,27.78202],[-108.46336,27.78264],[-108.46533,27.78319],[-108.46695,27.78383],[-108.46849,27.78497],[-108.46951,27.78639],[-108.47063,27.78821]]}}
Distribución MT | LineString | n/d |  |  |  | n/d |  |  |  |  | OpenStreetMap | {"type":"Feature","properties":{},"geometry":{"type":"LineString","coordinates":[[-108.31739,27.84388],[-108.32214,27.84012],[-108.32761,27.83806],[-108.33141,27.83668],[-108.33281,27.8346],[-108.33477,27.83171],[-108.33547,27.83065],[-108.33552,27.82979],[-108.33561,27.82762],[-108.33565,27.82639]]}}
Distribución MT | LineString | n/d |  |  |  | n/d |  |  |  |  | OpenStreetMap | {"type":"Feature","properties":{},"geometry":{"type":"LineString","coordinates":[[-107.60881,27.3171],[-107.60692,27.31785],[-107.60269,27.31867]]}}
Distribución MT | LineString | n/d |  |  |  | n/d |  |  |  |  | OpenStreetMap | {"type":"Feature","properties":{},"geometry":{"type":"LineString","coordinates":[[-107.60692,27.31785],[-107.60773,27.3198],[-107.60877,27.32223],[-107.60883,27.32801],[-107.60913,27.3342],[-107.61037,27.33449],[-107.61445,27.33552],[-107.6231,27.33775],[-107.62668,27.34282],[-107.6298,27.34713],[-107.62775,27.3523],[-107.62694,27.35447],[-107.62765,27.35992],[-107.62816,27.36186],[-107.62947,27.36651],[-107.63042,27.37],[-107.63752,27.37584],[-107.64049,27.37842],[-107.64287,27.38033],[-107.64373,27.38115],[-107.6465,27.38341],[-107.64915,27.38296],[-107.65618,27.38172],[-107.65687,27.38151],[-107.65998,27.38473],[-107.66183,27.38675],[-107.66251,27.38941],[-107.663,27.39123],[-107.66341,27.39267],[-107.66345,27.39275],[-107.66353,27.39288],[-107.66487,27.39266],[-107.67209,27.39166],[-107.67512,27.39134]]}}
Distribución MT | LineString | n/d |  |  |  | n/d |  |  |  |  | OpenStreetMap | {"type":"Feature","properties":{},"geometry":{"type":"LineString","coordinates":[[-107.6864,27.39202],[-107.69485,27.3897],[-107.70198,27.38789],[-107.71091,27.38575]]}}
Distribución MT | LineString | n/d |  |  |  | n/d |  |  |  |  | OpenStreetMap | {"type":"Feature","properties":{},"geometry":{"type":"LineString","coordinates":[[-107.66823,27.28766],[-107.67576,27.28433],[-107.67966,27.28242]]}}
Distribución MT | LineString | n/d |  |  |  | n/d |  |  |  |  | OpenStreetMap | {"type":"Feature","properties":{},"geometry":{"type":"LineString","coordinates":[[-107.88838,27.17205],[-107.88405,27.174],[-107.88384,27.1741],[-107.88368,27.17429],[-107.88355,27.17449],[-107.88305,27.1753],[-107.88202,27.17674],[-107.88112,27.17802],[-107.87982,27.17975],[-107.8794,27.18039],[-107.87881,27.18123],[-107.87619,27.18063],[-107.87568,27.17983],[-107.87531,27.1793],[-107.87478,27.17831],[-107.87381,27.17657],[-107.87356,27.17614],[-107.87342,27.17598],[-107.87187,27.17508],[-107.87097,27.17451],[-107.8702,27.17404],[-107.86907,27.17324]]}}
Distribución MT | LineString | n/d |  |  |  | n/d |  |  |  |  | OpenStreetMap | {"type":"Feature","properties":{},"geometry":{"type":"LineString","coordinates":[[-108.00002,27.23831],[-107.99895,27.23484],[-107.99879,27.23436],[-107.99832,27.22996]]}}
Distribución MT | LineString | n/d |  |  |  | n/d |  |  |  |  | OpenStreetMap | {"type":"Feature","properties":{},"geometry":{"type":"LineString","coordinates":[[-108.03013,27.28498],[-108.02871,27.28263],[-108.02836,27.28209],[-108.02807,27.28157],[-108.02689,27.28038],[-108.02409,27.27774],[-108.02281,27.27647],[-108.02126,27.27464],[-108.018,27.27087],[-108.01635,27.26901]]}}
Distribución MT | LineString | n/d |  |  |  | n/d |  |  |  |  | OpenStreetMap | {"type":"Feature","properties":{},"geometry":{"type":"LineString","coordinates":[[-108.06815,27.26585],[-108.06548,27.2662],[-108.06316,27.26644],[-108.06294,27.26664],[-108.06294,27.26684],[-108.06293,27.26725],[-108.06292,27.26794],[-108.06286,27.26855],[-108.06261,27.26935],[-108.06244,27.26966],[-108.06233,27.27003],[-108.06104,27.27309],[-108.06064,27.27387],[-108.06014,27.27414],[-108.05861,27.27503],[-108.05673,27.27671],[-108.05537,27.27806],[-108.05509,27.27852],[-108.05408,27.28042],[-108.05337,27.28172],[-108.05266,27.28281],[-108.05224,27.28355]]}}
Distribución MT | LineString | n/d |  |  |  | n/d |  |  |  |  | OpenStreetMap | {"type":"Feature","properties":{},"geometry":{"type":"LineString","coordinates":[[-107.52368,27.25167],[-107.52459,27.25239],[-107.52519,27.25489],[-107.52533,27.25595],[-107.52404,27.25956],[-107.52352,27.26102],[-107.52468,27.26287],[-107.52492,27.26299],[-107.52937,27.26374],[-107.52988,27.26378],[-107.53074,27.26626],[-107.53193,27.27005],[-107.53275,27.27309],[-107.53374,27.27681]]}}
Distribución MT | LineString | n/d |  |  |  | n/d |  |  |  |  | OpenStreetMap | {"type":"Feature","properties":{},"geometry":{"type":"LineString","coordinates":[[-107.54903,27.17155],[-107.54866,27.17218],[-107.5474,27.17676],[-107.54669,27.1792],[-107.54638,27.17983],[-107.54627,27.18045],[-107.54648,27.18254],[-107.54671,27.18454],[-107.54429,27.18831],[-107.5424,27.1913],[-107.5415,27.19269],[-107.54025,27.19429],[-107.5393,27.19545],[-107.53769,27.19668],[-107.53598,27.19792],[-107.53341,27.19954],[-107.5333,27.19963],[-107.53252,27.20084],[-107.53153,27.20232],[-107.53133,27.20267],[-107.53115,27.20291],[-107.53096,27.20452],[-107.53082,27.20601],[-107.53133,27.2069],[-107.53186,27.20749],[-107.53091,27.20917],[-107.53135,27.21013],[-107.53235,27.21142],[-107.5321,27.21279],[-107.53214,27.21344],[-107.53229,27.21395],[-107.53239,27.21457],[-107.53308,27.21642],[-107.53341,27.21755],[-107.53141,27.22004],[-107.52943,27.22442],[-107.52938,27.22876],[-107.52935,27.23],[-107.5293,27.23015],[-107.52696,27.23238],[-107.52608,27.2332],[-107.52596,27.23525],[-107.52591,27.23637],[-107.52466,27.23758],[-107.52305,27.23917],[-107.52302,27.2395],[-107.52309,27.23996],[-107.52354,27.24144],[-107.52211,27.24423],[-107.52145,27.24557],[-107.52174,27.24689]]}}
Distribución MT | LineString | n/d |  |  |  | n/d |  |  |  |  | OpenStreetMap | {"type":"Feature","properties":{},"geometry":{"type":"LineString","coordinates":[[-107.67172,27.74904],[-107.67369,27.74765],[-107.67752,27.74563],[-107.67782,27.74528],[-107.68147,27.73824],[-107.68209,27.73733],[-107.68224,27.73286],[-107.68479,27.72147],[-107.68707,27.71121],[-107.68883,27.70361],[-107.68946,27.70066]]}}
Distribución MT | LineString | n/d |  |  |  | n/d |  |  |  |  | OpenStreetMap | {"type":"Feature","properties":{},"geometry":{"type":"LineString","coordinates":[[-107.83787,27.52435],[-107.83682,27.52818],[-107.83648,27.52983],[-107.83617,27.53225],[-107.83578,27.535],[-107.83128,27.54367],[-107.82927,27.54772],[-107.82733,27.5516],[-107.82708,27.55198],[-107.82688,27.55285],[-107.82613,27.55618],[-107.82545,27.55896],[-107.82398,27.56295],[-107.82253,27.56752],[-107.82178,27.56977],[-107.82171,27.57037],[-107.8215,27.57157],[-107.82137,27.57327],[-107.82055,27.57825],[-107.81933,27.58732],[-107.818,27.59597],[-107.81703,27.60335],[-107.81624,27.60902],[-107.81566,27.616],[-107.80734,27.62254],[-107.80677,27.62272],[-107.80165,27.62427],[-107.80075,27.62444],[-107.80002,27.62455],[-107.7918,27.62352],[-107.79069,27.62345],[-107.78996,27.62352],[-107.7895,27.62367],[-107.78914,27.62389],[-107.77671,27.63506],[-107.7719,27.63943],[-107.76888,27.64219],[-107.76682,27.64354],[-107.75758,27.64694],[-107.75272,27.64972]]}}
Distribución MT | LineString | n/d |  |  |  | n/d |  |  |  |  | OpenStreetMap | {"type":"Feature","properties":{},"geometry":{"type":"LineString","coordinates":[[-108.06509,27.63752],[-108.07658,27.6343],[-108.07733,27.63491],[-108.07884,27.6389],[-108.08047,27.64125],[-108.08356,27.6423],[-108.08538,27.6449],[-108.08964,27.65162],[-108.09003,27.6526],[-108.09229,27.65769],[-108.09472,27.66315],[-108.0966,27.66465],[-108.09865,27.6656],[-108.09905,27.6692],[-108.09965,27.67485],[-108.10321,27.68007],[-108.10744,27.68404]]}}
Distribución MT | LineString | n/d |  |  |  | n/d |  |  |  |  | OpenStreetMap | {"type":"Feature","properties":{},"geometry":{"type":"LineString","coordinates":[[-108.19999,27.68543],[-108.19349,27.68989],[-108.19117,27.69096],[-108.18649,27.69078],[-108.18377,27.68734]]}}
Distribución MT | LineString | n/d |  |  |  | n/d |  |  |  |  | OpenStreetMap | {"type":"Feature","properties":{},"geometry":{"type":"LineString","coordinates":[[-108.24279,27.67796],[-108.24181,27.67678],[-108.23771,27.67243],[-108.22573,27.66962],[-108.21824,27.67028],[-108.21093,27.67048],[-108.20448,27.67783],[-108.20293,27.67946]]}}
Distribución MT | LineString | n/d |  |  |  | n/d |  |  |  |  | OpenStreetMap | {"type":"Feature","properties":{},"geometry":{"type":"LineString","coordinates":[[-107.21721,27.40589],[-107.21209,27.40495],[-107.20709,27.4039],[-107.20251,27.403],[-107.19928,27.40236],[-107.19688,27.40188],[-107.19651,27.3998],[-107.19628,27.39858]]}}
Distribución MT | LineString | n/d |  |  |  | n/d |  |  |  |  | OpenStreetMap | {"type":"Feature","properties":{},"geometry":{"type":"LineString","coordinates":[[-107.26723,27.44718],[-107.26278,27.44393],[-107.25978,27.44173],[-107.2562,27.43911],[-107.25282,27.43659],[-107.25148,27.43565],[-107.24699,27.43234],[-107.24442,27.43045]]}}
Distribución MT | LineString | n/d |  |  |  | n/d |  |  |  |  | OpenStreetMap | {"type":"Feature","properties":{},"geometry":{"type":"LineString","coordinates":[[-107.65771,27.7817],[-107.65678,27.77954],[-107.65448,27.77883],[-107.65092,27.77595],[-107.65031,27.776],[-107.64874,27.77652],[-107.64197,27.77134],[-107.63968,27.76959]]}}
Distribución MT | LineString | n/d |  |  |  | n/d |  |  |  |  | OpenStreetMap | {"type":"Feature","properties":{},"geometry":{"type":"LineString","coordinates":[[-107.6301,27.80397],[-107.63378,27.80169],[-107.63381,27.8001],[-107.63368,27.79315],[-107.63349,27.78955],[-107.63331,27.78626],[-107.63316,27.78383],[-107.63301,27.78045],[-107.63278,27.77732],[-107.63874,27.77403],[-107.64134,27.77304],[-107.63968,27.76959],[-107.63932,27.76909]]}}
Distribución MT | LineString | n/d |  |  |  | n/d |  |  |  |  | OpenStreetMap | {"type":"Feature","properties":{},"geometry":{"type":"LineString","coordinates":[[-108.16614,28.05777],[-108.16859,28.06186],[-108.16908,28.06268],[-108.17067,28.06784],[-108.16811,28.0734],[-108.16651,28.07739]]}}
Distribución MT | LineString | n/d |  |  |  | n/d |  |  |  |  | OpenStreetMap | {"type":"Feature","properties":{},"geometry":{"type":"LineString","coordinates":[[-89.48839,19.99974],[-89.48774,19.99654],[-89.4875,19.99546],[-89.48707,19.9952],[-89.48507,19.99454],[-89.48526,19.99412],[-89.48666,19.99057],[-89.48738,19.98557]]}}
Distribución MT | LineString | n/d |  |  |  | n/d |  |  |  |  | OpenStreetMap | {"type":"Feature","properties":{},"geometry":{"type":"LineString","coordinates":[[-89.48124,20.05993],[-89.48197,20.05735],[-89.48248,20.05444],[-89.48251,20.05405],[-89.48278,20.05072],[-89.4829,20.04965],[-89.48299,20.04874],[-89.48305,20.04821],[-89.48311,20.04767],[-89.4832,20.04678],[-89.48339,20.04506],[-89.48364,20.04264],[-89.48367,20.04227],[-89.48438,20.04069],[-89.48475,20.03991],[-89.48664,20.03591],[-89.48714,20.03479],[-89.48743,20.03432],[-89.48882,20.03241],[-89.48947,20.03153]]}}
Distribución MT | LineString | n/d |  |  |  | n/d |  |  |  |  | OpenStreetMap | {"type":"Feature","properties":{},"geometry":{"type":"LineString","coordinates":[[-89.48947,20.03153],[-89.48985,20.031],[-89.49063,20.02989],[-89.49176,20.02826],[-89.49188,20.02798],[-89.49266,20.0216],[-89.49262,20.0213],[-89.49233,20.0204],[-89.49165,20.01829],[-89.49158,20.01759],[-89.49115,20.01154],[-89.4911,20.01072],[-89.49101,20.01028],[-89.49017,20.00879],[-89.48984,20.00812],[-89.48958,20.00734],[-89.48942,20.00704],[-89.4893,20.0064],[-89.48907,20.00411],[-89.48889,20.00235],[-89.48865,20.00045],[-89.48839,19.99974]]}}
Distribución MT | LineString | n/d |  |  |  | n/d |  |  |  |  | OpenStreetMap | {"type":"Feature","properties":{},"geometry":{"type":"LineString","coordinates":[[-105.40975,23.72294],[-105.41001,23.72252],[-105.41356,23.7196],[-105.4141,23.7189],[-105.41799,23.71409],[-105.41887,23.71347],[-105.41931,23.71292],[-105.42353,23.71095],[-105.4294,23.70191],[-105.42817,23.70032],[-105.42524,23.69635],[-105.42119,23.69368],[-105.42054,23.69298],[-105.41956,23.69112],[-105.41778,23.68736],[-105.41942,23.68446],[-105.42007,23.683],[-105.42076,23.68136],[-105.42108,23.68052],[-105.42151,23.67863],[-105.42191,23.67714],[-105.42196,23.67681],[-105.42184,23.67629],[-105.42068,23.67374],[-105.41978,23.67157],[-105.41871,23.66926],[-105.41766,23.66746],[-105.41693,23.66623],[-105.41617,23.6649],[-105.41537,23.66402],[-105.41472,23.66348],[-105.41383,23.66241],[-105.41351,23.66176],[-105.41368,23.6599],[-105.41381,23.65909],[-105.41606,23.65635],[-105.41619,23.65539],[-105.41624,23.65248],[-105.41665,23.64924],[-105.4172,23.6473],[-105.41794,23.64432],[-105.41877,23.6417],[-105.41914,23.64036],[-105.41974,23.63816],[-105.42111,23.63345],[-105.41762,23.62882],[-105.41667,23.62746],[-105.41334,23.62566],[-105.41127,23.62205],[-105.40858,23.61773],[-105.40715,23.61665],[-105.40323,23.61439],[-105.3983,23.60876],[-105.39564,23.60302],[-105.39495,23.60165],[-105.38789,23.59797],[-105.38681,23.59402],[-105.38798,23.59096],[-105.38717,23.58958],[-105.3851,23.58725],[-105.38294,23.58503],[-105.38361,23.58355],[-105.38364,23.57984],[-105.3741,23.57013],[-105.37098,23.55879],[-105.36679,23.55213],[-105.36444,23.54754],[-105.3623,23.5448],[-105.3582,23.54],[-105.35788,23.53319],[-105.35941,23.52884],[-105.35838,23.51987],[-105.35826,23.51866],[-105.35895,23.51531],[-105.35724,23.51191],[-105.36107,23.5064],[-105.36294,23.50378],[-105.36124,23.49471],[-105.36051,23.49067],[-105.3601,23.4882],[-105.3618,23.48603],[-105.3647,23.47568],[-105.36584,23.47159],[-105.36545,23.46874],[-105.36128,23.46156],[-105.36039,23.45657],[-105.36486,23.446],[-105.36516,23.44403],[-105.36617,23.44249],[-105.37132,23.43697],[-105.37795,23.42976],[-105.37975,23.42685],[-105.38032,23.42475]]}}
Distribución MT | LineString | n/d |  |  |  | n/d |  |  |  |  | OpenStreetMap | {"type":"Feature","properties":{},"geometry":{"type":"LineString","coordinates":[[-89.51473,20.08036],[-89.51289,20.08102],[-89.51152,20.08151],[-89.50523,20.08731],[-89.50094,20.08764],[-89.49875,20.08783],[-89.49484,20.08807],[-89.4908,20.09116],[-89.49021,20.09155],[-89.4884,20.09268],[-89.48613,20.09392],[-89.48285,20.09076],[-89.48169,20.09121],[-89.47703,20.09445],[-89.47414,20.09711]]}}
Distribución MT | LineString | n/d |  |  |  | n/d |  |  |  |  | OpenStreetMap | {"type":"Feature","properties":{},"geometry":{"type":"LineString","coordinates":[[-105.17774,23.87145],[-105.16088,23.86887],[-105.15981,23.8689],[-105.15549,23.87005],[-105.1428,23.87329],[-105.13981,23.87412],[-105.13859,23.87474],[-105.12572,23.88157],[-105.12412,23.88226]]}}
Distribución MT | LineString | n/d |  |  |  | n/d |  |  |  |  | OpenStreetMap | {"type":"Feature","properties":{},"geometry":{"type":"LineString","coordinates":[[-105.33971,23.77089],[-105.32956,23.76704],[-105.32189,23.76247],[-105.31405,23.76045],[-105.30868,23.75299],[-105.304,23.7463],[-105.29796,23.7378]]}}
Distribución MT | LineString | n/d |  |  |  | n/d |  |  |  |  | OpenStreetMap | {"type":"Feature","properties":{},"geometry":{"type":"LineString","coordinates":[[-106.44952,25.14185],[-106.4398,25.14136],[-106.43248,25.13775],[-106.42544,25.14526],[-106.41443,25.1493],[-106.40887,25.14833],[-106.40548,25.14922],[-106.4048,25.1489],[-106.39602,25.1373],[-106.38767,25.13474],[-106.38139,25.1346],[-106.37429,25.12803],[-106.37175,25.12767],[-106.36776,25.12904],[-106.36446,25.12832],[-106.356,25.12678]]}}
Distribución MT | LineString | n/d |  |  |  | n/d |  |  |  |  | OpenStreetMap | {"type":"Feature","properties":{},"geometry":{"type":"LineString","coordinates":[[-106.50618,25.12435],[-106.50105,25.12276],[-106.49632,25.12184],[-106.49128,25.12036],[-106.48125,25.12205],[-106.47859,25.12196],[-106.47125,25.11967],[-106.46933,25.12113],[-106.46866,25.12164],[-106.4652,25.12743],[-106.45525,25.12918],[-106.45462,25.1298],[-106.45346,25.13033],[-106.4531,25.13149],[-106.45016,25.13759],[-106.44952,25.14185],[-106.45192,25.14245],[-106.45239,25.14538],[-106.45769,25.15432],[-106.46342,25.16511],[-106.46576,25.17202],[-106.46688,25.17578],[-106.46716,25.17894],[-106.47413,25.18336],[-106.47952,25.18817],[-106.48389,25.19206],[-106.48743,25.19508],[-106.48943,25.19693],[-106.49138,25.19878],[-106.49425,25.20115],[-106.49848,25.205],[-106.50301,25.20897],[-106.50669,25.21242],[-106.51366,25.2187],[-106.51656,25.22013],[-106.53276,25.223],[-106.5358,25.22376],[-106.53821,25.22597],[-106.54081,25.22729],[-106.55119,25.22719]]}}
Distribución MT | LineString | n/d |  |  |  | n/d |  |  |  |  | OpenStreetMap | {"type":"Feature","properties":{},"geometry":{"type":"LineString","coordinates":[[-104.74526,23.73286],[-104.74201,23.70815],[-104.74153,23.70752],[-104.73581,23.69608],[-104.732,23.68774],[-104.73148,23.68613]]}}
Distribución MT | LineString | n/d |  |  |  | n/d |  |  |  |  | OpenStreetMap | {"type":"Feature","properties":{},"geometry":{"type":"LineString","coordinates":[[-105.127,23.69341],[-105.12647,23.69425],[-105.12696,23.69699],[-105.12801,23.69996],[-105.12619,23.70179]]}}
Distribución MT | LineString | n/d |  |  |  | n/d |  |  |  |  | OpenStreetMap | {"type":"Feature","properties":{},"geometry":{"type":"LineString","coordinates":[[-105.08149,23.71619],[-105.07656,23.71465],[-105.07377,23.71361]]}}
Distribución MT | LineString | n/d |  |  |  | n/d |  |  |  |  | OpenStreetMap | {"type":"Feature","properties":{},"geometry":{"type":"LineString","coordinates":[[-105.6435,23.60458],[-105.64116,23.60393],[-105.63736,23.60332],[-105.62,23.60412],[-105.61406,23.60462],[-105.60357,23.60485],[-105.60033,23.60658],[-105.57934,23.62276],[-105.5714,23.62854],[-105.57162,23.63371]]}}
Distribución MT | LineString | n/d |  |  |  | n/d |  |  |  |  | OpenStreetMap | {"type":"Feature","properties":{},"geometry":{"type":"LineString","coordinates":[[-106.28083,26.04391],[-106.28358,26.04316],[-106.28937,26.04164],[-106.29169,26.04231],[-106.29472,26.04202],[-106.29564,26.04045],[-106.29804,26.03969],[-106.30143,26.03847],[-106.30478,26.0367],[-106.30682,26.03623],[-106.30787,26.03554],[-106.31094,26.0328],[-106.31386,26.02889],[-106.31253,26.02727],[-106.31446,26.02119],[-106.31796,26.01074],[-106.31897,26.00488],[-106.32358,25.99869],[-106.32542,25.99468],[-106.32463,25.99294],[-106.32499,25.98807],[-106.32066,25.98117],[-106.31639,25.97226],[-106.31345,25.96721],[-106.31006,25.96599],[-106.30388,25.96106],[-106.30276,25.9604],[-106.30197,25.95875],[-106.29425,25.94973],[-106.28938,25.94491],[-106.2818,25.93879],[-106.2792,25.93551],[-106.27751,25.93476],[-106.27607,25.93331],[-106.27416,25.93223],[-106.27075,25.92942],[-106.26757,25.92801],[-106.2647,25.92304],[-106.26043,25.91819],[-106.25895,25.91725],[-106.25828,25.91353],[-106.2582,25.91313]]}}
Distribución MT | LineString | n/d |  |  |  | n/d |  |  |  |  | OpenStreetMap | {"type":"Feature","properties":{},"geometry":{"type":"LineString","coordinates":[[-106.31345,25.96721],[-106.31777,25.96636],[-106.32367,25.968],[-106.33405,25.96881],[-106.33701,25.97057],[-106.34156,25.97019],[-106.34422,25.96812]]}}
Distribución MT | LineString | n/d |  |  |  | n/d |  |  |  |  | OpenStreetMap | {"type":"Feature","properties":{},"geometry":{"type":"LineString","coordinates":[[-106.21719,25.85093],[-106.22181,25.86186],[-106.21889,25.87053],[-106.218,25.87297],[-106.21745,25.87542],[-106.21022,25.88045],[-106.20831,25.88243],[-106.19992,25.88479],[-106.1979,25.88502],[-106.19334,25.88828],[-106.19252,25.8894],[-106.18951,25.89125],[-106.18893,25.89394],[-106.18827,25.89405],[-106.18633,25.89481],[-106.18597,25.89728]]}}
Distribución MT | LineString | n/d |  |  |  | n/d |  |  |  |  | OpenStreetMap | {"type":"Feature","properties":{},"geometry":{"type":"LineString","coordinates":[[-89.4885,19.97608],[-89.48869,19.97525],[-89.48987,19.97254],[-89.49047,19.96747],[-89.49165,19.96555]]}}
Distribución MT | LineString | n/d |  |  |  | n/d |  |  |  |  | OpenStreetMap | {"type":"Feature","properties":{},"geometry":{"type":"LineString","coordinates":[[-96.60773,17.15888],[-96.61082,17.14345],[-96.61675,17.14121],[-96.6176,17.1398],[-96.61901,17.13723],[-96.61929,17.1367],[-96.62126,17.13308],[-96.62312,17.12975],[-96.63152,17.11434]]}}
Distribución MT | LineString | n/d |  |  |  | n/d |  |  |  |  | OpenStreetMap | {"type":"Feature","properties":{},"geometry":{"type":"LineString","coordinates":[[-104.2662,22.72146],[-104.26585,22.7275],[-104.25218,22.73143],[-104.25171,22.74258],[-104.26425,22.75293],[-104.25465,22.7727]]}}
Distribución MT | LineString | n/d |  |  |  | n/d |  |  |  |  | OpenStreetMap | {"type":"Feature","properties":{},"geometry":{"type":"LineString","coordinates":[[-104.55182,22.98056],[-104.55834,22.97677],[-104.57412,22.97281],[-104.57886,22.97321],[-104.58615,22.97843],[-104.59422,22.98115],[-104.61679,22.97507]]}}
Distribución MT | LineString | n/d |  |  |  | n/d |  |  |  |  | OpenStreetMap | {"type":"Feature","properties":{},"geometry":{"type":"LineString","coordinates":[[-104.38106,22.96641],[-104.40882,22.96799],[-104.41436,22.96645],[-104.42074,22.96614],[-104.43074,22.9723],[-104.44496,22.97428],[-104.45485,22.97115],[-104.4859,22.97282],[-104.50483,22.95721],[-104.51598,22.9612],[-104.52974,22.95835],[-104.53474,22.95966],[-104.53957,22.96305],[-104.55182,22.98056],[-104.55041,22.98299],[-104.5471,22.98862],[-104.54296,23.00841],[-104.53923,23.02176],[-104.54075,23.03606]]}}
Distribución MT | LineString | n/d |  |  |  | n/d |  |  |  |  | OpenStreetMap | {"type":"Feature","properties":{},"geometry":{"type":"LineString","coordinates":[[-105.90563,25.01843],[-105.90594,25.01517],[-105.90553,25.01079],[-105.90483,25.00314],[-105.90426,24.99797],[-105.90261,24.98027],[-105.90402,24.97626],[-105.90283,24.97128],[-105.90246,24.96814],[-105.90552,24.96425],[-105.91127,24.96227],[-105.91914,24.96006],[-105.92038,24.96004],[-105.92405,24.95665],[-105.92759,24.95497],[-105.93018,24.95187],[-105.9366,24.94371],[-105.94122,24.93811],[-105.94163,24.93581],[-105.94243,24.93216],[-105.94476,24.92008],[-105.94342,24.91554],[-105.94339,24.91183],[-105.94346,24.90006],[-105.94195,24.89556],[-105.93264,24.88786],[-105.92597,24.88629],[-105.92054,24.88341],[-105.91679,24.86903],[-105.91466,24.86537],[-105.91151,24.86174],[-105.90948,24.85637],[-105.9045,24.84735],[-105.90332,24.84533],[-105.89711,24.8351],[-105.89679,24.83067],[-105.89639,24.82235],[-105.89544,24.80409],[-105.89836,24.79366],[-105.90074,24.78892],[-105.90206,24.78806],[-105.91368,24.78171],[-105.91681,24.77848],[-105.9196,24.77364],[-105.9182,24.76502],[-105.91766,24.76094],[-105.91747,24.75466],[-105.91814,24.75306],[-105.92213,24.74585],[-105.92611,24.73154],[-105.92601,24.73087],[-105.92394,24.72317],[-105.91504,24.69578],[-105.913,24.68809],[-105.91178,24.68326],[-105.91012,24.67562],[-105.91017,24.67196],[-105.91015,24.66148],[-105.90963,24.65601],[-105.90533,24.64829],[-105.90369,24.6445],[-105.90155,24.63897],[-105.89744,24.63296],[-105.89549,24.63033],[-105.8936,24.62373],[-105.89199,24.61816],[-105.88547,24.59996],[-105.88175,24.59037]]}}
Distribución MT | LineString | n/d |  |  |  | n/d |  |  |  |  | OpenStreetMap | {"type":"Feature","properties":{},"geometry":{"type":"LineString","coordinates":[[-105.81439,24.04472],[-105.80199,24.03998],[-105.79959,24.03851],[-105.79742,24.03514],[-105.79291,24.02618],[-105.788,24.01585],[-105.78298,24.00574],[-105.7809,24.00121],[-105.77931,23.99623],[-105.77687,23.98942],[-105.77575,23.98478],[-105.77396,23.97835],[-105.77253,23.97425],[-105.76375,23.95467],[-105.76015,23.93804],[-105.75197,23.92494],[-105.74744,23.91691],[-105.74302,23.91315],[-105.73096,23.90526],[-105.71496,23.88953],[-105.70457,23.87411],[-105.71785,23.81442]]}}
Distribución MT | LineString | n/d |  |  |  | n/d |  |  |  |  | OpenStreetMap | {"type":"Feature","properties":{},"geometry":{"type":"LineString","coordinates":[[-105.90563,25.01843],[-105.90726,25.01844],[-105.9153,25.01937],[-105.91663,25.02011],[-105.92309,25.02523],[-105.93603,25.0253],[-105.94541,25.02802],[-105.95311,25.03006],[-105.96107,25.03559],[-105.98871,25.03889],[-105.99097,25.04229],[-105.9962,25.04599],[-106.01218,25.04828],[-106.01706,25.05536],[-106.02543,25.06286],[-106.03018,25.0628],[-106.04055,25.07512],[-106.04931,25.07594],[-106.06182,25.07516],[-106.06658,25.07563],[-106.07592,25.07845],[-106.08156,25.09069],[-106.08526,25.09422],[-106.09285,25.09428],[-106.10104,25.09831],[-106.11551,25.09623],[-106.12719,25.09677],[-106.13722,25.10179],[-106.14081,25.10231],[-106.15035,25.10964],[-106.17695,25.12055],[-106.18207,25.1191],[-106.18471,25.11886],[-106.19016,25.11579],[-106.19213,25.11325],[-106.19728,25.11049],[-106.20146,25.10662],[-106.20044,25.10386],[-106.20343,25.09454],[-106.20376,25.08537],[-106.20081,25.07833],[-106.20111,25.06952],[-106.20213,25.06704],[-106.21389,25.06082],[-106.21677,25.06117],[-106.22992,25.05683],[-106.23442,25.05444],[-106.23281,25.04634],[-106.23799,25.04097],[-106.24395,25.03885],[-106.25163,25.03708],[-106.25336,25.04031],[-106.25826,25.04097],[-106.26573,25.04332],[-106.27298,25.0511],[-106.27725,25.04851],[-106.28225,25.04743],[-106.29172,25.04918],[-106.29579,25.0481],[-106.30541,25.05061],[-106.31405,25.05689],[-106.3216,25.05622],[-106.32744,25.05571],[-106.33235,25.05128],[-106.33405,25.04974],[-106.33888,25.04676],[-106.34159,25.04605]]}}
Distribución MT | LineString | n/d |  |  |  | n/d |  |  |  |  | OpenStreetMap | {"type":"Feature","properties":{},"geometry":{"type":"LineString","coordinates":[[-106.34171,25.04726],[-106.34351,25.05331],[-106.34589,25.05638],[-106.34691,25.05992],[-106.35062,25.06272],[-106.35533,25.06424],[-106.36014,25.06364],[-106.36563,25.06575],[-106.36788,25.06515],[-106.38134,25.06583],[-106.39256,25.07001],[-106.39589,25.06949],[-106.39918,25.06991],[-106.41572,25.06138],[-106.4216,25.05639],[-106.43359,25.0565],[-106.43546,25.05637],[-106.43987,25.05907],[-106.44324,25.06002]]}}
Distribución MT | LineString | n/d |  |  |  | n/d |  |  |  |  | OpenStreetMap | {"type":"Feature","properties":{},"geometry":{"type":"LineString","coordinates":[[-104.9398,23.47444],[-104.94089,23.47415],[-104.95475,23.47582],[-104.97007,23.47966],[-104.97861,23.47047],[-104.9829,23.46132],[-104.98492,23.46014],[-104.99927,23.45138],[-105.00335,23.44502],[-105.01161,23.44112],[-105.01367,23.43573],[-105.00901,23.42234],[-105.01899,23.41373],[-105.02845,23.41529],[-105.0377,23.41415],[-105.05098,23.41655],[-105.05208,23.41572],[-105.05429,23.41639],[-105.05605,23.4158],[-105.05768,23.4144],[-105.0594,23.41379],[-105.06064,23.41226],[-105.06088,23.41088],[-105.06189,23.40859],[-105.06317,23.4071],[-105.06364,23.40507],[-105.06437,23.40336],[-105.0651,23.40237],[-105.06661,23.40194],[-105.06961,23.39912],[-105.07448,23.39544],[-105.07577,23.39436],[-105.07903,23.39379],[-105.08281,23.39164],[-105.08791,23.39264],[-105.09148,23.39253],[-105.09381,23.39215],[-105.0975,23.39365],[-105.10096,23.3944],[-105.10328,23.39321],[-105.10521,23.39396],[-105.10849,23.39398],[-105.11135,23.39398],[-105.11347,23.3931],[-105.11538,23.39268],[-105.12295,23.38794],[-105.12658,23.38756],[-105.12935,23.38961],[-105.13212,23.39054],[-105.13379,23.39063],[-105.13471,23.39038],[-105.13868,23.38697],[-105.15962,23.38093],[-105.16106,23.37626],[-105.16215,23.37515],[-105.16596,23.37061],[-105.16992,23.36478],[-105.17123,23.36214],[-105.1731,23.35523],[-105.17359,23.35132],[-105.17349,23.35015],[-105.17406,23.3478],[-105.17425,23.34555],[-105.17382,23.34403],[-105.17422,23.33731],[-105.17409,23.33645],[-105.17434,23.33322],[-105.17453,23.33231],[-105.17437,23.32931],[-105.17461,23.32557],[-105.17569,23.32122],[-105.17677,23.31614],[-105.17821,23.30953],[-105.17763,23.30766],[-105.17956,23.30632],[-105.1907,23.29134],[-105.19068,23.28377],[-105.18881,23.27976],[-105.18891,23.27647],[-105.18928,23.27458],[-105.18865,23.27349],[-105.18869,23.27131],[-105.18887,23.27032],[-105.18864,23.26786],[-105.19047,23.26571],[-105.19258,23.26147],[-105.19468,23.25892],[-105.19581,23.25783],[-105.1987,23.25394],[-105.20371,23.25411],[-105.20694,23.25421],[-105.20996,23.25476]]}}
Distribución MT | LineString | n/d |  |  |  | n/d |  |  |  |  | OpenStreetMap | {"type":"Feature","properties":{},"geometry":{"type":"LineString","coordinates":[[-106.23156,25.87185],[-106.22305,25.86827],[-106.22181,25.86186]]}}
Distribución MT | LineString | n/d |  |  |  | n/d |  |  |  |  | OpenStreetMap | {"type":"Feature","properties":{},"geometry":{"type":"LineString","coordinates":[[-106.22695,25.87532],[-106.22345,25.87531],[-106.21998,25.87537],[-106.21745,25.87542]]}}
Distribución MT | LineString | n/d |  |  |  | n/d |  |  |  |  | OpenStreetMap | {"type":"Feature","properties":{},"geometry":{"type":"LineString","coordinates":[[-104.52279,22.87798],[-104.52335,22.88605],[-104.52287,22.89634],[-104.51828,22.90454],[-104.51198,22.90925],[-104.50893,22.92877],[-104.5085,22.9312],[-104.50562,22.93853],[-104.50343,22.94328],[-104.50393,22.95217],[-104.50483,22.95721]]}}
Distribución MT | LineString | n/d |  |  |  | n/d |  |  |  |  | OpenStreetMap | {"type":"Feature","properties":{},"geometry":{"type":"LineString","coordinates":[[-104.74957,23.22806],[-104.75399,23.23307],[-104.75099,23.24253],[-104.75147,23.2537],[-104.74955,23.25897],[-104.7502,23.2615],[-104.74844,23.26272],[-104.73912,23.26567],[-104.73194,23.26611],[-104.72877,23.26931],[-104.72755,23.27152],[-104.72557,23.2833],[-104.7288,23.30019],[-104.72352,23.30368],[-104.72049,23.31273],[-104.7247,23.32251],[-104.71758,23.32986],[-104.71234,23.33378],[-104.69966,23.34092],[-104.69492,23.35516],[-104.69166,23.36089],[-104.68846,23.37242],[-104.68117,23.38417],[-104.6756,23.38536],[-104.66843,23.39011],[-104.66547,23.39468],[-104.66791,23.39924],[-104.67342,23.4032],[-104.68067,23.41127],[-104.68797,23.41318],[-104.69849,23.42489],[-104.69872,23.42693],[-104.69686,23.42928],[-104.69533,23.43307],[-104.69359,23.44116],[-104.69417,23.44902],[-104.69913,23.45307],[-104.70413,23.45982],[-104.71786,23.46592],[-104.72485,23.47447],[-104.73766,23.49345],[-104.74015,23.49444],[-104.7385,23.50237],[-104.7346,23.50855],[-104.73412,23.51197],[-104.72961,23.51718],[-104.72749,23.5215],[-104.72479,23.52484],[-104.72288,23.52878],[-104.72254,23.53282]]}}
Distribución MT | LineString | n/d |  |  |  | n/d |  |  |  |  | OpenStreetMap | {"type":"Feature","properties":{},"geometry":{"type":"LineString","coordinates":[[-100.14751,18.91946],[-100.14734,18.91949],[-100.14747,18.91928],[-100.14768,18.91904],[-100.14834,18.91817],[-100.14838,18.91796],[-100.14914,18.91806],[-100.14914,18.91837],[-100.14996,18.91863],[-100.15089,18.91846],[-100.15212,18.91832],[-100.15378,18.91719],[-100.1552,18.91622],[-100.15552,18.91587],[-100.15579,18.91563],[-100.15673,18.91458],[-100.15865,18.91238],[-100.15889,18.91211],[-100.16165,18.90963],[-100.16495,18.90621],[-100.16996,18.9012],[-100.1735,18.89884],[-100.1753,18.89817],[-100.1765,18.89818],[-100.1774,18.89851],[-100.18036,18.89926],[-100.18119,18.89907],[-100.18194,18.89875],[-100.18305,18.89846],[-100.18518,18.89815],[-100.18704,18.89803],[-100.18863,18.89811],[-100.19003,18.89793],[-100.19248,18.89791],[-100.19448,18.89797],[-100.19674,18.89785],[-100.19779,18.89807],[-100.20008,18.89861],[-100.20411,18.89892],[-100.20581,18.90022],[-100.2065,18.90014],[-100.20685,18.89978],[-100.20729,18.89903],[-100.20802,18.89753],[-100.20963,18.8954],[-100.21056,18.89415],[-100.21288,18.89142],[-100.21356,18.89059],[-100.21519,18.88869],[-100.21731,18.88712],[-100.21949,18.88536],[-100.22024,18.88316],[-100.22243,18.88193],[-100.22533,18.88048],[-100.22596,18.88146],[-100.2271,18.88212],[-100.22881,18.88307],[-100.22915,18.88325],[-100.2295,18.88347],[-100.22991,18.88373],[-100.2331,18.88646],[-100.23918,18.89238],[-100.24138,18.89383],[-100.24253,18.89497],[-100.24355,18.89582],[-100.24416,18.89632],[-100.24459,18.89659],[-100.24764,18.89868],[-100.24914,18.89754],[-100.24935,18.89738],[-100.25189,18.89738],[-100.25384,18.89823],[-100.25457,18.8987],[-100.25529,18.89918],[-100.2564,18.89974],[-100.25693,18.89999],[-100.25745,18.90026],[-100.25744,18.90026],[-100.25948,18.90124],[-100.26112,18.90224],[-100.26141,18.90251],[-100.26194,18.90304],[-100.26255,18.90361],[-100.26302,18.90393],[-100.26496,18.90528],[-100.26579,18.90594],[-100.26676,18.90663],[-100.26893,18.90721],[-100.2698,18.90768],[-100.27032,18.90817],[-100.27065,18.90841],[-100.27106,18.9087],[-100.27195,18.90911],[-100.27352,18.90995],[-100.27353,18.90996],[-100.27431,18.9103],[-100.277,18.91114],[-100.2783,18.91162],[-100.27983,18.91232],[-100.28057,18.91266],[-100.28253,18.91338],[-100.28433,18.91429],[-100.28467,18.91533],[-100.28592,18.91677],[-100.28616,18.91739],[-100.28618,18.91775],[-100.28623,18.91863],[-100.28633,18.91922],[-100.28655,18.91967],[-100.28795,18.92052],[-100.28843,18.92086],[-100.28894,18.92118],[-100.28954,18.9213],[-100.29011,18.92125],[-100.29056,18.92129],[-100.29102,18.9213],[-100.29159,18.92131],[-100.29207,18.92129],[-100.29245,18.92129],[-100.29298,18.92115],[-100.29349,18.92115],[-100.2942,18.92105],[-100.29468,18.92099],[-100.29519,18.92095],[-100.29559,18.92091],[-100.29614,18.92083]]}}
Distribución MT | LineString | n/d |  |  |  | n/d |  |  |  |  | OpenStreetMap | {"type":"Feature","properties":{},"geometry":{"type":"LineString","coordinates":[[-100.2266,18.88064],[-100.22708,18.88072],[-100.22763,18.8809],[-100.22818,18.88111],[-100.22822,18.88152],[-100.22851,18.88183],[-100.22872,18.88209],[-100.22967,18.88324],[-100.2295,18.88347]]}}
Distribución MT | LineString | n/d |  |  |  | n/d |  |  |  |  | OpenStreetMap | {"type":"Feature","properties":{},"geometry":{"type":"LineString","coordinates":[[-100.22975,18.88183],[-100.22872,18.88209]]}}
Distribución MT | LineString | n/d |  |  |  | n/d |  |  |  |  | OpenStreetMap | {"type":"Feature","properties":{},"geometry":{"type":"LineString","coordinates":[[-100.22783,18.87738],[-100.22765,18.87891],[-100.22756,18.87935],[-100.22761,18.87982],[-100.22732,18.88031],[-100.22708,18.88072],[-100.22694,18.88147],[-100.2269,18.88208],[-100.22716,18.88233],[-100.22757,18.88287],[-100.22782,18.88321],[-100.22822,18.8837]]}}
Distribución MT | LineString | n/d |  |  |  | n/d |  |  |  |  | OpenStreetMap | {"type":"Feature","properties":{},"geometry":{"type":"LineString","coordinates":[[-100.2269,18.88208],[-100.22699,18.88209],[-100.2271,18.88212]]}}
Distribución MT | LineString | n/d |  |  |  | n/d |  |  |  |  | OpenStreetMap | {"type":"Feature","properties":{},"geometry":{"type":"LineString","coordinates":[[-100.22835,18.87143],[-100.22721,18.87371],[-100.22669,18.876],[-100.2258,18.87843],[-100.22533,18.88048]]}}
Distribución MT | LineString | n/d |  |  |  | n/d |  |  |  |  | OpenStreetMap | {"type":"Feature","properties":{},"geometry":{"type":"LineString","coordinates":[[-100.2327,18.89693],[-100.23273,18.89658],[-100.23271,18.89617],[-100.23274,18.89537],[-100.23271,18.89475],[-100.23274,18.8939],[-100.23274,18.89322],[-100.23373,18.8932],[-100.23341,18.89255],[-100.23357,18.89214],[-100.23395,18.89202],[-100.23439,18.89185],[-100.23485,18.89173],[-100.2352,18.89156],[-100.2356,18.89142],[-100.23657,18.8917],[-100.23732,18.89192],[-100.23918,18.89238]]}}
Distribución MT | LineString | n/d |  |  |  | n/d |  |  |  |  | OpenStreetMap | {"type":"Feature","properties":{},"geometry":{"type":"LineString","coordinates":[[-100.23598,18.89156],[-100.2356,18.89142]]}}
Distribución MT | LineString | n/d |  |  |  | n/d |  |  |  |  | OpenStreetMap | {"type":"Feature","properties":{},"geometry":{"type":"LineString","coordinates":[[-100.23452,18.89143],[-100.23483,18.89129],[-100.2352,18.89156]]}}
Distribución MT | LineString | n/d |  |  |  | n/d |  |  |  |  | OpenStreetMap | {"type":"Feature","properties":{},"geometry":{"type":"LineString","coordinates":[[-100.23258,18.89224],[-100.23305,18.89184],[-100.23357,18.89214]]}}
Distribución MT | LineString | n/d |  |  |  | n/d |  |  |  |  | OpenStreetMap | {"type":"Feature","properties":{},"geometry":{"type":"LineString","coordinates":[[-100.23303,18.89256],[-100.23341,18.89255]]}}
Distribución MT | LineString | n/d |  |  |  | n/d |  |  |  |  | OpenStreetMap | {"type":"Feature","properties":{},"geometry":{"type":"LineString","coordinates":[[-100.23215,18.8932],[-100.23274,18.89322]]}}
Distribución MT | LineString | n/d |  |  |  | n/d |  |  |  |  | OpenStreetMap | {"type":"Feature","properties":{},"geometry":{"type":"LineString","coordinates":[[-100.23216,18.89388],[-100.23274,18.8939]]}}
Distribución MT | LineString | n/d |  |  |  | n/d |  |  |  |  | OpenStreetMap | {"type":"Feature","properties":{},"geometry":{"type":"LineString","coordinates":[[-100.22778,18.88029],[-100.22732,18.88031]]}}
Distribución MT | LineString | n/d |  |  |  | n/d |  |  |  |  | OpenStreetMap | {"type":"Feature","properties":{},"geometry":{"type":"LineString","coordinates":[[-100.23834,18.89789],[-100.23863,18.89773],[-100.23895,18.89759],[-100.23938,18.89738],[-100.2406,18.89682],[-100.24285,18.8967],[-100.24389,18.89672],[-100.24416,18.89632]]}}
Distribución MT | LineString | n/d |  |  |  | n/d |  |  |  |  | OpenStreetMap | {"type":"Feature","properties":{},"geometry":{"type":"LineString","coordinates":[[-100.24388,18.89843],[-100.24403,18.898],[-100.24417,18.89758],[-100.2444,18.89707],[-100.24459,18.89659]]}}
Distribución MT | LineString | n/d |  |  |  | n/d |  |  |  |  | OpenStreetMap | {"type":"Feature","properties":{},"geometry":{"type":"LineString","coordinates":[[-100.24747,18.89601],[-100.2478,18.89642],[-100.24812,18.89669],[-100.24851,18.8971],[-100.24888,18.89736],[-100.24914,18.89754],[-100.24942,18.89771],[-100.25038,18.89751],[-100.25066,18.89779],[-100.25139,18.89814],[-100.25282,18.89842],[-100.25313,18.89851],[-100.25335,18.89859],[-100.25405,18.8992],[-100.25507,18.89975],[-100.2568,18.90069],[-100.25756,18.901],[-100.25744,18.90136],[-100.25748,18.90186],[-100.25766,18.90221],[-100.25804,18.90285],[-100.25812,18.90337],[-100.25818,18.90377],[-100.25763,18.90407],[-100.25751,18.9046],[-100.25664,18.90464]]}}
Distribución MT | LineString | n/d |  |  |  | n/d |  |  |  |  | OpenStreetMap | {"type":"Feature","properties":{},"geometry":{"type":"LineString","coordinates":[[-100.2467,18.8973],[-100.24708,18.89718],[-100.24727,18.89687],[-100.2475,18.89666],[-100.2478,18.89642]]}}
Distribución MT | LineString | n/d |  |  |  | n/d |  |  |  |  | OpenStreetMap | {"type":"Feature","properties":{},"geometry":{"type":"LineString","coordinates":[[-100.25071,18.89751],[-100.25066,18.89779]]}}
Distribución MT | LineString | n/d |  |  |  | n/d |  |  |  |  | OpenStreetMap | {"type":"Feature","properties":{},"geometry":{"type":"LineString","coordinates":[[-100.24959,18.89966],[-100.25028,18.89961],[-100.25124,18.89862],[-100.25169,18.89857],[-100.252,18.89854],[-100.25231,18.89848],[-100.25282,18.89842]]}}
Distribución MT | LineString | n/d |  |  |  | n/d |  |  |  |  | OpenStreetMap | {"type":"Feature","properties":{},"geometry":{"type":"LineString","coordinates":[[-100.25166,18.89977],[-100.25142,18.89918],[-100.25124,18.89862]]}}
Distribución MT | LineString | n/d |  |  |  | n/d |  |  |  |  | OpenStreetMap | {"type":"Feature","properties":{},"geometry":{"type":"LineString","coordinates":[[-100.25417,18.8989],[-100.25405,18.8992]]}}
Distribución MT | LineString | n/d |  |  |  | n/d |  |  |  |  | OpenStreetMap | {"type":"Feature","properties":{},"geometry":{"type":"LineString","coordinates":[[-100.25687,18.90286],[-100.25636,18.90205],[-100.25613,18.90112],[-100.2568,18.90069],[-100.25709,18.90047],[-100.25745,18.90026]]}}
Distribución MT | LineString | n/d |  |  |  | n/d |  |  |  |  | OpenStreetMap | {"type":"Feature","properties":{},"geometry":{"type":"LineString","coordinates":[[-100.23836,18.90859],[-100.24256,18.90453],[-100.24265,18.90435],[-100.2453,18.90186],[-100.24712,18.89978],[-100.24764,18.89868]]}}
Distribución MT | LineString | n/d |  |  |  | n/d |  |  |  |  | OpenStreetMap | {"type":"Feature","properties":{},"geometry":{"type":"LineString","coordinates":[[-100.24007,18.90266],[-100.24098,18.90309],[-100.242,18.90341],[-100.24229,18.90383],[-100.24265,18.90435]]}}
Distribución MT | LineString | n/d |  |  |  | n/d |  |  |  |  | OpenStreetMap | {"type":"Feature","properties":{},"geometry":{"type":"LineString","coordinates":[[-100.26006,18.90251],[-100.25972,18.90234],[-100.25937,18.90212],[-100.25915,18.90198],[-100.25903,18.90191],[-100.2583,18.90147],[-100.258,18.90129],[-100.25756,18.901]]}}
Distribución MT | LineString | n/d |  |  |  | n/d |  |  |  |  | OpenStreetMap | {"type":"Feature","properties":{},"geometry":{"type":"LineString","coordinates":[[-100.25729,18.90153],[-100.2583,18.90147]]}}
Distribución MT | LineString | n/d |  |  |  | n/d |  |  |  |  | OpenStreetMap | {"type":"Feature","properties":{},"geometry":{"type":"LineString","coordinates":[[-100.25876,18.90224],[-100.25903,18.90191]]}}
Distribución MT | LineString | n/d |  |  |  | n/d |  |  |  |  | OpenStreetMap | {"type":"Feature","properties":{},"geometry":{"type":"LineString","coordinates":[[-100.2891,18.91936],[-100.28843,18.92086]]}}
Distribución MT | LineString | n/d |  |  |  | n/d |  |  |  |  | OpenStreetMap | {"type":"Feature","properties":{},"geometry":{"type":"LineString","coordinates":[[-100.28734,18.9221],[-100.28719,18.92172],[-100.28713,18.92141],[-100.28684,18.92114],[-100.2866,18.9209],[-100.28605,18.92047],[-100.28612,18.91987],[-100.28619,18.91945],[-100.28633,18.91922]]}}
Distribución MT | LineString | n/d |  |  |  | n/d |  |  |  |  | OpenStreetMap | {"type":"Feature","properties":{},"geometry":{"type":"LineString","coordinates":[[-100.28729,18.92094],[-100.2866,18.9209]]}}
Distribución MT | LineString | n/d |  |  |  | n/d |  |  |  |  | OpenStreetMap | {"type":"Feature","properties":{},"geometry":{"type":"LineString","coordinates":[[-100.28766,18.92138],[-100.28713,18.92141],[-100.28554,18.92131],[-100.28444,18.92134],[-100.28203,18.92136],[-100.27936,18.92143],[-100.27906,18.92143],[-100.27847,18.92144],[-100.27603,18.92147],[-100.27524,18.92148],[-100.27419,18.92149],[-100.27315,18.92152],[-100.27224,18.92152],[-100.27125,18.92156],[-100.27018,18.92163],[-100.26918,18.92163],[-100.26823,18.92158],[-100.26754,18.92161],[-100.26531,18.92166],[-100.26369,18.92168],[-100.26195,18.92171],[-100.26099,18.92173],[-100.25977,18.92174],[-100.25906,18.92175],[-100.25788,18.92187],[-100.25705,18.92188],[-100.25595,18.9218],[-100.25442,18.92183],[-100.25326,18.92185],[-100.25231,18.92181],[-100.25131,18.92185],[-100.25031,18.92188]]}}
Distribución MT | LineString | n/d |  |  |  | n/d |  |  |  |  | OpenStreetMap | {"type":"Feature","properties":{},"geometry":{"type":"LineString","coordinates":[[-100.25271,18.92242],[-100.25218,18.92197],[-100.2517,18.92135]]}}
Distribución MT | LineString | n/d |  |  |  | n/d |  |  |  |  | OpenStreetMap | {"type":"Feature","properties":{},"geometry":{"type":"LineString","coordinates":[[-100.25354,18.9208],[-100.25302,18.92127],[-100.25268,18.92158],[-100.25253,18.9217],[-100.25218,18.92197]]}}
Distribución MT | LineString | n/d |  |  |  | n/d |  |  |  |  | OpenStreetMap | {"type":"Feature","properties":{},"geometry":{"type":"LineString","coordinates":[[-100.25326,18.92185],[-100.253,18.92173],[-100.25268,18.92158]]}}
Distribución MT | LineString | n/d |  |  |  | n/d |  |  |  |  | OpenStreetMap | {"type":"Feature","properties":{},"geometry":{"type":"LineString","coordinates":[[-100.25724,18.92309],[-100.25764,18.92297],[-100.25819,18.92284],[-100.25883,18.92204],[-100.25906,18.92175]]}}
Distribución MT | LineString | n/d |  |  |  | n/d |  |  |  |  | OpenStreetMap | {"type":"Feature","properties":{},"geometry":{"type":"LineString","coordinates":[[-100.2633,18.92301],[-100.26275,18.92328],[-100.26217,18.92363],[-100.26157,18.92389],[-100.26135,18.9232],[-100.26119,18.92262],[-100.26099,18.92173]]}}
Distribución MT | LineString | n/d |  |  |  | n/d |  |  |  |  | OpenStreetMap | {"type":"Feature","properties":{},"geometry":{"type":"LineString","coordinates":[[-100.25941,18.91794],[-100.26001,18.91826],[-100.26051,18.91855],[-100.26069,18.91987],[-100.26082,18.92094],[-100.26087,18.92128],[-100.26099,18.92173]]}}
Distribución MT | LineString | n/d |  |  |  | n/d |  |  |  |  | OpenStreetMap | {"type":"Feature","properties":{},"geometry":{"type":"LineString","coordinates":[[-100.26254,18.91477],[-100.26258,18.91521],[-100.26281,18.91591],[-100.26287,18.91613],[-100.26307,18.91681],[-100.26312,18.91701],[-100.26264,18.91733],[-100.26228,18.91752],[-100.26187,18.91777],[-100.26126,18.91814],[-100.26051,18.91855]]}}
Distribución MT | LineString | n/d |  |  |  | n/d |  |  |  |  | OpenStreetMap | {"type":"Feature","properties":{},"geometry":{"type":"LineString","coordinates":[[-100.26194,18.91819],[-100.26187,18.91777]]}}
Distribución MT | LineString | n/d |  |  |  | n/d |  |  |  |  | OpenStreetMap | {"type":"Feature","properties":{},"geometry":{"type":"LineString","coordinates":[[-100.26146,18.91768],[-100.26187,18.91777]]}}
Distribución MT | LineString | n/d |  |  |  | n/d |  |  |  |  | OpenStreetMap | {"type":"Feature","properties":{},"geometry":{"type":"LineString","coordinates":[[-100.26281,18.91772],[-100.26264,18.91733]]}}
Distribución MT | LineString | n/d |  |  |  | n/d |  |  |  |  | OpenStreetMap | {"type":"Feature","properties":{},"geometry":{"type":"LineString","coordinates":[[-100.25591,18.91592],[-100.25598,18.91625],[-100.25635,18.91649],[-100.2566,18.91615],[-100.25686,18.91578],[-100.25729,18.91501],[-100.25737,18.91462],[-100.25767,18.91445],[-100.25819,18.91456],[-100.25873,18.91467],[-100.25914,18.91495],[-100.25969,18.9148],[-100.26033,18.9148],[-100.26087,18.91476],[-100.26142,18.9147],[-100.26201,18.91491],[-100.26258,18.91521]]}}
Distribución MT | LineString | n/d |  |  |  | n/d |  |  |  |  | OpenStreetMap | {"type":"Feature","properties":{},"geometry":{"type":"LineString","coordinates":[[-100.26214,18.91463],[-100.26201,18.91491]]}}
Distribución MT | LineString | n/d |  |  |  | n/d |  |  |  |  | OpenStreetMap | {"type":"Feature","properties":{},"geometry":{"type":"LineString","coordinates":[[-100.2606,18.91428],[-100.26087,18.91476]]}}
Distribución MT | LineString | n/d |  |  |  | n/d |  |  |  |  | OpenStreetMap | {"type":"Feature","properties":{},"geometry":{"type":"LineString","coordinates":[[-100.25562,18.9107],[-100.25647,18.91069],[-100.25728,18.91115],[-100.25843,18.91224],[-100.25928,18.91305],[-100.25988,18.91405],[-100.26033,18.9148]]}}
Distribución MT | LineString | n/d |  |  |  | n/d |  |  |  |  | OpenStreetMap | {"type":"Feature","properties":{},"geometry":{"type":"LineString","coordinates":[[-100.25726,18.90845],[-100.25694,18.90919],[-100.25669,18.91011],[-100.25647,18.91069]]}}
Distribución MT | LineString | n/d |  |  |  | n/d |  |  |  |  | OpenStreetMap | {"type":"Feature","properties":{},"geometry":{"type":"LineString","coordinates":[[-100.25824,18.91436],[-100.25819,18.91456]]}}
Distribución MT | LineString | n/d |  |  |  | n/d |  |  |  |  | OpenStreetMap | {"type":"Feature","properties":{},"geometry":{"type":"LineString","coordinates":[[-100.25805,18.91494],[-100.25819,18.91456]]}}
Distribución MT | LineString | n/d |  |  |  | n/d |  |  |  |  | OpenStreetMap | {"type":"Feature","properties":{},"geometry":{"type":"LineString","coordinates":[[-100.2651,18.92085],[-100.26532,18.92121],[-100.26531,18.92166]]}}
Distribución MT | LineString | n/d |  |  |  | n/d |  |  |  |  | OpenStreetMap | {"type":"Feature","properties":{},"geometry":{"type":"LineString","coordinates":[[-100.28314,18.91801],[-100.28285,18.91837],[-100.28218,18.91871],[-100.28172,18.91881],[-100.28126,18.91894],[-100.28091,18.91921],[-100.28037,18.91971],[-100.2799,18.92027],[-100.27965,18.92067],[-100.27943,18.92107],[-100.27906,18.92143]]}}
Distribución MT | LineString | n/d |  |  |  | n/d |  |  |  |  | OpenStreetMap | {"type":"Feature","properties":{},"geometry":{"type":"LineString","coordinates":[[-100.27866,18.91739],[-100.27909,18.91762],[-100.27946,18.91786],[-100.27986,18.91809],[-100.28026,18.91833],[-100.28126,18.91894]]}}
Distribución MT | LineString | n/d |  |  |  | n/d |  |  |  |  | OpenStreetMap | {"type":"Feature","properties":{},"geometry":{"type":"LineString","coordinates":[[-100.28603,18.91779],[-100.28618,18.91775]]}}
Distribución MT | LineString | n/d |  |  |  | n/d |  |  |  |  | OpenStreetMap | {"type":"Feature","properties":{},"geometry":{"type":"LineString","coordinates":[[-100.28561,18.91756],[-100.28616,18.91739]]}}
Distribución MT | LineString | n/d |  |  |  | n/d |  |  |  |  | OpenStreetMap | {"type":"Feature","properties":{},"geometry":{"type":"LineString","coordinates":[[-100.28434,18.91566],[-100.28467,18.91533]]}}
Distribución MT | LineString | n/d |  |  |  | n/d |  |  |  |  | OpenStreetMap | {"type":"Feature","properties":{},"geometry":{"type":"LineString","coordinates":[[-100.28042,18.91106],[-100.2805,18.91153],[-100.28051,18.91179],[-100.28057,18.91266]]}}
Distribución MT | LineString | n/d |  |  |  | n/d |  |  |  |  | OpenStreetMap | {"type":"Feature","properties":{},"geometry":{"type":"LineString","coordinates":[[-100.28051,18.91179],[-100.28022,18.91184],[-100.27995,18.91189],[-100.27983,18.91232],[-100.2797,18.91269],[-100.27953,18.91308],[-100.27917,18.91327],[-100.27846,18.91354]]}}
Distribución MT | LineString | n/d |  |  |  | n/d |  |  |  |  | OpenStreetMap | {"type":"Feature","properties":{},"geometry":{"type":"LineString","coordinates":[[-100.27992,18.91279],[-100.2797,18.91269],[-100.27908,18.91242],[-100.2786,18.91223]]}}
Distribución MT | LineString | n/d |  |  |  | n/d |  |  |  |  | OpenStreetMap | {"type":"Feature","properties":{},"geometry":{"type":"LineString","coordinates":[[-100.27787,18.91241],[-100.2783,18.91162]]}}
Distribución MT | LineString | n/d |  |  |  | n/d |  |  |  |  | OpenStreetMap | {"type":"Feature","properties":{},"geometry":{"type":"LineString","coordinates":[[-100.27741,18.91179],[-100.27619,18.91115],[-100.27557,18.91088],[-100.27508,18.9107],[-100.27431,18.9103]]}}
Distribución MT | LineString | n/d |  |  |  | n/d |  |  |  |  | OpenStreetMap | {"type":"Feature","properties":{},"geometry":{"type":"LineString","coordinates":[[-100.27513,18.91137],[-100.27557,18.91088]]}}
Distribución MT | LineString | n/d |  |  |  | n/d |  |  |  |  | OpenStreetMap | {"type":"Feature","properties":{},"geometry":{"type":"LineString","coordinates":[[-100.27505,18.90872],[-100.27478,18.90934],[-100.27453,18.90979],[-100.27431,18.9103]]}}
Distribución MT | LineString | n/d |  |  |  | n/d |  |  |  |  | OpenStreetMap | {"type":"Feature","properties":{},"geometry":{"type":"LineString","coordinates":[[-100.27297,18.90977],[-100.27352,18.90995],[-100.2738,18.91024],[-100.27431,18.9103]]}}
Distribución MT | LineString | n/d |  |  |  | n/d |  |  |  |  | OpenStreetMap | {"type":"Feature","properties":{},"geometry":{"type":"LineString","coordinates":[[-100.27227,18.90944],[-100.27182,18.90921],[-100.27094,18.90894],[-100.27106,18.9087]]}}
Distribución MT | LineString | n/d |  |  |  | n/d |  |  |  |  | OpenStreetMap | {"type":"Feature","properties":{},"geometry":{"type":"LineString","coordinates":[[-100.2698,18.90768],[-100.27032,18.90817],[-100.27071,18.90836],[-100.27106,18.9087]]}}
Distribución MT | LineString | n/d |  |  |  | n/d |  |  |  |  | OpenStreetMap | {"type":"Feature","properties":{},"geometry":{"type":"LineString","coordinates":[[-100.26672,18.90771],[-100.26668,18.90729],[-100.26667,18.90692],[-100.26676,18.90663]]}}
Distribución MT | LineString | n/d |  |  |  | n/d |  |  |  |  | OpenStreetMap | {"type":"Feature","properties":{},"geometry":{"type":"LineString","coordinates":[[-100.26124,18.90395],[-100.26178,18.90414],[-100.26236,18.90426],[-100.26262,18.90413],[-100.26302,18.90393]]}}
Distribución MT | LineString | n/d |  |  |  | n/d |  |  |  |  | OpenStreetMap | {"type":"Feature","properties":{},"geometry":{"type":"LineString","coordinates":[[-100.26205,18.90361],[-100.26166,18.90298],[-100.26112,18.90224]]}}
Distribución MT | LineString | n/d |  |  |  | n/d |  |  |  |  | OpenStreetMap | {"type":"Feature","properties":{},"geometry":{"type":"LineString","coordinates":[[-100.26076,18.90284],[-100.26112,18.90224]]}}
Distribución MT | LineString | n/d |  |  |  | n/d |  |  |  |  | OpenStreetMap | {"type":"Feature","properties":{},"geometry":{"type":"LineString","coordinates":[[-100.25946,18.90556],[-100.25871,18.90513],[-100.2581,18.90489],[-100.25751,18.9046]]}}
Distribución MT | LineString | n/d |  |  |  | n/d |  |  |  |  | OpenStreetMap | {"type":"Feature","properties":{},"geometry":{"type":"LineString","coordinates":[[-100.26728,18.91459],[-100.26676,18.9143],[-100.2663,18.91463],[-100.26581,18.91531],[-100.265,18.91515],[-100.26419,18.91504],[-100.26335,18.91489],[-100.26254,18.91477]]}}
Distribución MT | LineString | n/d |  |  |  | n/d |  |  |  |  | OpenStreetMap | {"type":"Feature","properties":{},"geometry":{"type":"LineString","coordinates":[[-100.24812,18.9355],[-100.24938,18.93507],[-100.25049,18.93471],[-100.25144,18.93441],[-100.25232,18.93415],[-100.25315,18.93391],[-100.25371,18.93375],[-100.25418,18.9336],[-100.25485,18.9334],[-100.25543,18.93321],[-100.25632,18.93294],[-100.25718,18.93267],[-100.25835,18.93247],[-100.25958,18.93203],[-100.2608,18.93167],[-100.26156,18.93146],[-100.26206,18.93132],[-100.26411,18.93027],[-100.26446,18.9296],[-100.26506,18.92821],[-100.26533,18.92783],[-100.26619,18.9263],[-100.26627,18.92609],[-100.26638,18.92557],[-100.26685,18.92401],[-100.26716,18.92287],[-100.26754,18.92161]]}}
Distribución MT | LineString | n/d |  |  |  | n/d |  |  |  |  | OpenStreetMap | {"type":"Feature","properties":{},"geometry":{"type":"LineString","coordinates":[[-100.26877,18.92388],[-100.26827,18.92387],[-100.26781,18.92392],[-100.26733,18.92396],[-100.26685,18.92401]]}}
Distribución MT | LineString | n/d |  |  |  | n/d |  |  |  |  | OpenStreetMap | {"type":"Feature","properties":{},"geometry":{"type":"LineString","coordinates":[[-100.26592,18.92587],[-100.26619,18.9263]]}}
Distribución MT | LineString | n/d |  |  |  | n/d |  |  |  |  | OpenStreetMap | {"type":"Feature","properties":{},"geometry":{"type":"LineString","coordinates":[[-100.26736,18.92731],[-100.26662,18.92668],[-100.26619,18.9263]]}}
Distribución MT | LineString | n/d |  |  |  | n/d |  |  |  |  | OpenStreetMap | {"type":"Feature","properties":{},"geometry":{"type":"LineString","coordinates":[[-100.2662,18.92821],[-100.26623,18.92737],[-100.26625,18.92687],[-100.26619,18.9263]]}}
Distribución MT | LineString | n/d |  |  |  | n/d |  |  |  |  | OpenStreetMap | {"type":"Feature","properties":{},"geometry":{"type":"LineString","coordinates":[[-100.26513,18.9298],[-100.26446,18.9296]]}}
Distribución MT | LineString | n/d |  |  |  | n/d |  |  |  |  | OpenStreetMap | {"type":"Feature","properties":{},"geometry":{"type":"LineString","coordinates":[[-100.26384,18.92994],[-100.26446,18.9296]]}}
Distribución MT | LineString | n/d |  |  |  | n/d |  |  |  |  | OpenStreetMap | {"type":"Feature","properties":{},"geometry":{"type":"LineString","coordinates":[[-100.26151,18.93065],[-100.26206,18.93132]]}}
Distribución MT | LineString | n/d |  |  |  | n/d |  |  |  |  | OpenStreetMap | {"type":"Feature","properties":{},"geometry":{"type":"LineString","coordinates":[[-100.25407,18.93288],[-100.2553,18.93251],[-100.2558,18.93242],[-100.25718,18.93267]]}}
Distribución MT | LineString | n/d |  |  |  | n/d |  |  |  |  | OpenStreetMap | {"type":"Feature","properties":{},"geometry":{"type":"LineString","coordinates":[[-100.25616,18.9354],[-100.25661,18.9342],[-100.25694,18.93334],[-100.25718,18.93267]]}}
Distribución MT | LineString | n/d |  |  |  | n/d |  |  |  |  | OpenStreetMap | {"type":"Feature","properties":{},"geometry":{"type":"LineString","coordinates":[[-100.27065,18.92996],[-100.27113,18.92986],[-100.27191,18.92956],[-100.27276,18.92894],[-100.27329,18.92843],[-100.27353,18.92795],[-100.27376,18.92732],[-100.27354,18.9265],[-100.27337,18.92576],[-100.27297,18.92442],[-100.27267,18.92325],[-100.27224,18.92152]]}}
Distribución MT | LineString | n/d |  |  |  | n/d |  |  |  |  | OpenStreetMap | {"type":"Feature","properties":{},"geometry":{"type":"LineString","coordinates":[[-100.27414,18.9252],[-100.27337,18.92576]]}}
Distribución MT | LineString | n/d |  |  |  | n/d |  |  |  |  | OpenStreetMap | {"type":"Feature","properties":{},"geometry":{"type":"LineString","coordinates":[[-100.27208,18.92832],[-100.27276,18.92894]]}}
Distribución MT | LineString | n/d |  |  |  | n/d |  |  |  |  | OpenStreetMap | {"type":"Feature","properties":{},"geometry":{"type":"LineString","coordinates":[[-100.2748,18.92962],[-100.27422,18.92926],[-100.27394,18.92908],[-100.27329,18.92843]]}}
Distribución MT | LineString | n/d |  |  |  | n/d |  |  |  |  | OpenStreetMap | {"type":"Feature","properties":{},"geometry":{"type":"LineString","coordinates":[[-100.27774,18.93119],[-100.2769,18.93089],[-100.2761,18.93057],[-100.27601,18.93048],[-100.2756,18.9302],[-100.27514,18.92952],[-100.27422,18.92926]]}}
Distribución MT | LineString | n/d |  |  |  | n/d |  |  |  |  | OpenStreetMap | {"type":"Feature","properties":{},"geometry":{"type":"LineString","coordinates":[[-100.27608,18.93127],[-100.2761,18.93057]]}}
Distribución MT | LineString | n/d |  |  |  | n/d |  |  |  |  | OpenStreetMap | {"type":"Feature","properties":{},"geometry":{"type":"LineString","coordinates":[[-100.2754,18.93356],[-100.27574,18.9329],[-100.27605,18.93159],[-100.27596,18.93128],[-100.27601,18.93048]]}}
Distribución MT | LineString | n/d |  |  |  | n/d |  |  |  |  | OpenStreetMap | {"type":"Feature","properties":{},"geometry":{"type":"LineString","coordinates":[[-100.27414,18.93283],[-100.27441,18.93312],[-100.2747,18.93353],[-100.2754,18.93356],[-100.27609,18.93373],[-100.27674,18.93387],[-100.2773,18.93405],[-100.27788,18.93416],[-100.27896,18.93371],[-100.28024,18.93316],[-100.28181,18.93253],[-100.28235,18.93225],[-100.28293,18.93201],[-100.28357,18.93187],[-100.28424,18.93171],[-100.28495,18.93156],[-100.28588,18.93137],[-100.2879,18.93094],[-100.28861,18.92994],[-100.28941,18.92893],[-100.28976,18.92844],[-100.29008,18.92798],[-100.29008,18.92654],[-100.29006,18.92447],[-100.29014,18.92347],[-100.29071,18.92271]]}}
Distribución MT | LineString | n/d |  |  |  | n/d |  |  |  |  | OpenStreetMap | {"type":"Feature","properties":{},"geometry":{"type":"LineString","coordinates":[[-100.2744,18.93275],[-100.27414,18.93283],[-100.27392,18.93297]]}}
Distribución MT | LineString | n/d |  |  |  | n/d |  |  |  |  | OpenStreetMap | {"type":"Feature","properties":{},"geometry":{"type":"LineString","coordinates":[[-100.27407,18.93408],[-100.2747,18.93353]]}}
Distribución MT | LineString | n/d |  |  |  | n/d |  |  |  |  | OpenStreetMap | {"type":"Feature","properties":{},"geometry":{"type":"LineString","coordinates":[[-100.28989,18.9222],[-100.28998,18.92221],[-100.29005,18.92217],[-100.29009,18.92223],[-100.29071,18.92271],[-100.29237,18.92409],[-100.29393,18.92533],[-100.29519,18.92637],[-100.29566,18.92676],[-100.2963,18.92725],[-100.29644,18.92787],[-100.29676,18.92928],[-100.29695,18.93065],[-100.29724,18.93203],[-100.29761,18.93389],[-100.29779,18.93577],[-100.2978,18.93609],[-100.29796,18.937],[-100.29806,18.93791],[-100.29834,18.9393],[-100.29857,18.94082],[-100.29881,18.94209],[-100.29911,18.94327],[-100.29921,18.94538],[-100.29923,18.9467],[-100.29937,18.94838],[-100.30016,18.94898],[-100.3002,18.95095],[-100.30021,18.95147],[-100.30139,18.95219],[-100.30189,18.95273],[-100.30327,18.95372]]}}
Distribución MT | LineString | n/d |  |  |  | n/d |  |  |  |  | OpenStreetMap | {"type":"Feature","properties":{},"geometry":{"type":"LineString","coordinates":[[-100.28879,18.92211],[-100.28929,18.9222],[-100.28975,18.9223],[-100.29009,18.92223]]}}
Distribución MT | LineString | n/d |  |  |  | n/d |  |  |  |  | OpenStreetMap | {"type":"Feature","properties":{},"geometry":{"type":"LineString","coordinates":[[-100.28974,18.92513],[-100.28969,18.92469],[-100.28975,18.92428],[-100.28979,18.92389],[-100.28989,18.92344],[-100.28992,18.92304],[-100.28966,18.92245],[-100.28975,18.9223]]}}
Distribución MT | LineString | n/d |  |  |  | n/d |  |  |  |  | OpenStreetMap | {"type":"Feature","properties":{},"geometry":{"type":"LineString","coordinates":[[-100.28421,18.92203],[-100.28458,18.92212],[-100.285,18.9222],[-100.28557,18.92223],[-100.28607,18.92212],[-100.2866,18.92222],[-100.28699,18.92215],[-100.28734,18.9221],[-100.28749,18.9221],[-100.28856,18.92205]]}}
Distribución MT | LineString | n/d |  |  |  | n/d |  |  |  |  | OpenStreetMap | {"type":"Feature","properties":{},"geometry":{"type":"LineString","coordinates":[[-100.28571,18.9245],[-100.28595,18.9242],[-100.28632,18.92386],[-100.28659,18.92353],[-100.28646,18.92313],[-100.28656,18.92292],[-100.28683,18.92259],[-100.28698,18.92243],[-100.28739,18.92216],[-100.28749,18.9221]]}}
Distribución MT | LineString | n/d |  |  |  | n/d |  |  |  |  | OpenStreetMap | {"type":"Feature","properties":{},"geometry":{"type":"LineString","coordinates":[[-100.28239,18.92758],[-100.28235,18.92801],[-100.28236,18.92839],[-100.2825,18.92885],[-100.28258,18.92925],[-100.28248,18.92967],[-100.28241,18.9301],[-100.28215,18.93055],[-100.28239,18.93087],[-100.2827,18.93138],[-100.28256,18.93152]]}}
Distribución MT | LineString | n/d |  |  |  | n/d |  |  |  |  | OpenStreetMap | {"type":"Feature","properties":{},"geometry":{"type":"LineString","coordinates":[[-100.28086,18.92937],[-100.28107,18.92998],[-100.28125,18.93075],[-100.28217,18.93102],[-100.28256,18.93152],[-100.28293,18.93201]]}}
Distribución MT | LineString | n/d |  |  |  | n/d |  |  |  |  | OpenStreetMap | {"type":"Feature","properties":{},"geometry":{"type":"LineString","coordinates":[[-100.28373,18.93067],[-100.28329,18.93027],[-100.2827,18.93065],[-100.28239,18.93087],[-100.28217,18.93102]]}}
Distribución MT | LineString | n/d |  |  |  | n/d |  |  |  |  | OpenStreetMap | {"type":"Feature","properties":{},"geometry":{"type":"LineString","coordinates":[[-100.28252,18.92865],[-100.28264,18.9295],[-100.2827,18.93065]]}}
Distribución MT | LineString | n/d |  |  |  | n/d |  |  |  |  | OpenStreetMap | {"type":"Feature","properties":{},"geometry":{"type":"LineString","coordinates":[[-100.28263,18.93387],[-100.28272,18.93327],[-100.28284,18.9327],[-100.28293,18.93201]]}}
Distribución MT | LineString | n/d |  |  |  | n/d |  |  |  |  | OpenStreetMap | {"type":"Feature","properties":{},"geometry":{"type":"LineString","coordinates":[[-100.28376,18.93287],[-100.28284,18.9327]]}}
Distribución MT | LineString | n/d |  |  |  | n/d |  |  |  |  | OpenStreetMap | {"type":"Feature","properties":{},"geometry":{"type":"LineString","coordinates":[[-100.27834,18.93206],[-100.27914,18.93229],[-100.27994,18.93247],[-100.28024,18.93316],[-100.28073,18.93418],[-100.28078,18.93498],[-100.2809,18.93557]]}}
Distribución MT | LineString | n/d |  |  |  | n/d |  |  |  |  | OpenStreetMap | {"type":"Feature","properties":{},"geometry":{"type":"LineString","coordinates":[[-100.27974,18.93559],[-100.28024,18.93527],[-100.28078,18.93498]]}}
Distribución MT | LineString | n/d |  |  |  | n/d |  |  |  |  | OpenStreetMap | {"type":"Feature","properties":{},"geometry":{"type":"LineString","coordinates":[[-100.27615,18.93324],[-100.27609,18.93373],[-100.2757,18.93476]]}}
Distribución MT | LineString | n/d |  |  |  | n/d |  |  |  |  | OpenStreetMap | {"type":"Feature","properties":{},"geometry":{"type":"LineString","coordinates":[[-100.26832,18.94192],[-100.26897,18.9419],[-100.26963,18.94186],[-100.27116,18.94177],[-100.27285,18.94168],[-100.27358,18.94162],[-100.27445,18.94156],[-100.27568,18.94147],[-100.27604,18.94144]]}}
Distribución MT | LineString | n/d |  |  |  | n/d |  |  |  |  | OpenStreetMap | {"type":"Feature","properties":{},"geometry":{"type":"LineString","coordinates":[[-100.28136,18.94372],[-100.28091,18.94363],[-100.28057,18.94362],[-100.27995,18.94355],[-100.27794,18.94336],[-100.27732,18.94337],[-100.27624,18.94241],[-100.27577,18.94195],[-100.27604,18.94144],[-100.27639,18.94038],[-100.27676,18.93923],[-100.27706,18.93829],[-100.27733,18.93741],[-100.27751,18.93661],[-100.27763,18.93547],[-100.27788,18.93416]]}}
Distribución MT | LineString | n/d |  |  |  | n/d |  |  |  |  | OpenStreetMap | {"type":"Feature","properties":{},"geometry":{"type":"LineString","coordinates":[[-100.28078,18.93802],[-100.28027,18.93795],[-100.2792,18.93776],[-100.27777,18.93752],[-100.27733,18.93741]]}}
Distribución MT | LineString | n/d |  |  |  | n/d |  |  |  |  | OpenStreetMap | {"type":"Feature","properties":{},"geometry":{"type":"LineString","coordinates":[[-100.27951,18.93725],[-100.2792,18.93776],[-100.27922,18.93956]]}}
Distribución MT | LineString | n/d |  |  |  | n/d |  |  |  |  | OpenStreetMap | {"type":"Feature","properties":{},"geometry":{"type":"LineString","coordinates":[[-100.27798,18.93952],[-100.27718,18.93798],[-100.27733,18.93741]]}}
Distribución MT | LineString | n/d |  |  |  | n/d |  |  |  |  | OpenStreetMap | {"type":"Feature","properties":{},"geometry":{"type":"LineString","coordinates":[[-100.27624,18.94241],[-100.27675,18.94282],[-100.27732,18.94337]]}}
Distribución MT | LineString | n/d |  |  |  | n/d |  |  |  |  | OpenStreetMap | {"type":"Feature","properties":{},"geometry":{"type":"LineString","coordinates":[[-100.28072,18.94036],[-100.28082,18.94072],[-100.28091,18.94116],[-100.28096,18.94143],[-100.28051,18.94163],[-100.28045,18.94186],[-100.27994,18.94264],[-100.27967,18.94308],[-100.28006,18.94328],[-100.28057,18.94362]]}}
Distribución MT | LineString | n/d |  |  |  | n/d |  |  |  |  | OpenStreetMap | {"type":"Feature","properties":{},"geometry":{"type":"LineString","coordinates":[[-100.28171,18.94041],[-100.28126,18.94056],[-100.28082,18.94072]]}}
Distribución MT | LineString | n/d |  |  |  | n/d |  |  |  |  | OpenStreetMap | {"type":"Feature","properties":{},"geometry":{"type":"LineString","coordinates":[[-100.27344,18.94166],[-100.27285,18.94168]]}}
Distribución MT | LineString | n/d |  |  |  | n/d |  |  |  |  | OpenStreetMap | {"type":"Feature","properties":{},"geometry":{"type":"LineString","coordinates":[[-100.2746,18.94831],[-100.27433,18.94808],[-100.27319,18.94709],[-100.27255,18.94654],[-100.27035,18.94542],[-100.271,18.94439],[-100.27186,18.94313],[-100.27285,18.94168]]}}
Distribución MT | LineString | n/d |  |  |  | n/d |  |  |  |  | OpenStreetMap | {"type":"Feature","properties":{},"geometry":{"type":"LineString","coordinates":[[-100.27184,18.94455],[-100.271,18.94439]]}}
Distribución MT | LineString | n/d |  |  |  | n/d |  |  |  |  | OpenStreetMap | {"type":"Feature","properties":{},"geometry":{"type":"LineString","coordinates":[[-100.2735,18.94596],[-100.27255,18.94654],[-100.27219,18.94706],[-100.27193,18.9476],[-100.27171,18.94823],[-100.27134,18.94901],[-100.27106,18.94971],[-100.26978,18.94959],[-100.26843,18.94941],[-100.26822,18.94938]]}}
Distribución MT | LineString | n/d |  |  |  | n/d |  |  |  |  | OpenStreetMap | {"type":"Feature","properties":{},"geometry":{"type":"LineString","coordinates":[[-100.26115,18.94641],[-100.26215,18.94581],[-100.26238,18.94518],[-100.26259,18.94466],[-100.26283,18.94374],[-100.26292,18.94341]]}}
Distribución MT | LineString | n/d |  |  |  | n/d |  |  |  |  | OpenStreetMap | {"type":"Feature","properties":{},"geometry":{"type":"LineString","coordinates":[[-100.26061,18.93909],[-100.25998,18.93936],[-100.25924,18.93961],[-100.25853,18.94016],[-100.25879,18.94039],[-100.25965,18.94115],[-100.26031,18.94166],[-100.26114,18.94182],[-100.26224,18.94282],[-100.26292,18.94341],[-100.26378,18.94368],[-100.26499,18.94374]]}}
Distribución MT | LineString | n/d |  |  |  | n/d |  |  |  |  | OpenStreetMap | {"type":"Feature","properties":{},"geometry":{"type":"LineString","coordinates":[[-100.26161,18.94221],[-100.26114,18.94182]]}}
Distribución MT | LineString | n/d |  |  |  | n/d |  |  |  |  | OpenStreetMap | {"type":"Feature","properties":{},"geometry":{"type":"LineString","coordinates":[[-100.26297,18.94626],[-100.26215,18.94581]]}}
Distribución MT | LineString | n/d |  |  |  | n/d |  |  |  |  | OpenStreetMap | {"type":"Feature","properties":{},"geometry":{"type":"LineString","coordinates":[[-100.26719,18.95171],[-100.26768,18.95063],[-100.26789,18.95011],[-100.26822,18.94938],[-100.2667,18.94812],[-100.265,18.94742],[-100.26338,18.9465],[-100.26215,18.94581]]}}
Distribución MT | LineString | n/d |  |  |  | n/d |  |  |  |  | OpenStreetMap | {"type":"Feature","properties":{},"geometry":{"type":"LineString","coordinates":[[-100.26311,18.95122],[-100.26365,18.94982],[-100.26389,18.94918],[-100.26427,18.94851],[-100.26464,18.94798],[-100.265,18.94742]]}}
Distribución MT | LineString | n/d |  |  |  | n/d |  |  |  |  | OpenStreetMap | {"type":"Feature","properties":{},"geometry":{"type":"LineString","coordinates":[[-100.25922,18.9548],[-100.25978,18.95461],[-100.2604,18.95443],[-100.26142,18.95402],[-100.26172,18.9536],[-100.26229,18.95296],[-100.26325,18.95189],[-100.26347,18.95081],[-100.26365,18.94982]]}}
Distribución MT | LineString | n/d |  |  |  | n/d |  |  |  |  | OpenStreetMap | {"type":"Feature","properties":{},"geometry":{"type":"LineString","coordinates":[[-100.26124,18.95241],[-100.26172,18.9536]]}}
Distribución MT | LineString | n/d |  |  |  | n/d |  |  |  |  | OpenStreetMap | {"type":"Feature","properties":{},"geometry":{"type":"LineString","coordinates":[[-100.26645,18.96067],[-100.26658,18.96019],[-100.26702,18.95938],[-100.26703,18.95916],[-100.26709,18.95844],[-100.26715,18.95761],[-100.26723,18.95655],[-100.2673,18.9553],[-100.26735,18.95425],[-100.26751,18.95328],[-100.26774,18.95189],[-100.26789,18.95011]]}}
Distribución MT | LineString | n/d |  |  |  | n/d |  |  |  |  | OpenStreetMap | {"type":"Feature","properties":{},"geometry":{"type":"LineString","coordinates":[[-100.25996,18.96451],[-100.26065,18.96401],[-100.26117,18.9636],[-100.26167,18.96309],[-100.2621,18.96282],[-100.26266,18.96247],[-100.26333,18.9623],[-100.26395,18.96188],[-100.26533,18.96099],[-100.26658,18.96019]]}}
Distribución MT | LineString | n/d |  |  |  | n/d |  |  |  |  | OpenStreetMap | {"type":"Feature","properties":{},"geometry":{"type":"LineString","coordinates":[[-100.26035,18.96363],[-100.26065,18.96401]]}}
Distribución MT | LineString | n/d |  |  |  | n/d |  |  |  |  | OpenStreetMap | {"type":"Feature","properties":{},"geometry":{"type":"LineString","coordinates":[[-100.2617,18.96149],[-100.26266,18.96247],[-100.26301,18.96333],[-100.26309,18.96352],[-100.26342,18.96469],[-100.26371,18.96569],[-100.26397,18.96659],[-100.26411,18.96707],[-100.26428,18.96808],[-100.2644,18.96879],[-100.26464,18.96931]]}}
Distribución MT | LineString | n/d |  |  |  | n/d |  |  |  |  | OpenStreetMap | {"type":"Feature","properties":{},"geometry":{"type":"LineString","coordinates":[[-100.26266,18.96247],[-100.2621,18.96282],[-100.26167,18.96309]]}}
Distribución MT | LineString | n/d |  |  |  | n/d |  |  |  |  | OpenStreetMap | {"type":"Feature","properties":{},"geometry":{"type":"LineString","coordinates":[[-100.2775,18.94656],[-100.27681,18.94692],[-100.27623,18.94726],[-100.27558,18.94765],[-100.2746,18.94831],[-100.2741,18.94877],[-100.27358,18.94929]]}}
Distribución MT | LineString | n/d |  |  |  | n/d |  |  |  |  | OpenStreetMap | {"type":"Feature","properties":{},"geometry":{"type":"LineString","coordinates":[[-100.29838,18.93738],[-100.29806,18.93791]]}}
Distribución MT | LineString | n/d |  |  |  | n/d |  |  |  |  | OpenStreetMap | {"type":"Feature","properties":{},"geometry":{"type":"LineString","coordinates":[[-100.29594,18.92012],[-100.29602,18.92053],[-100.29614,18.92083]]}}
Distribución MT | LineString | n/d |  |  |  | n/d |  |  |  |  | OpenStreetMap | {"type":"Feature","properties":{},"geometry":{"type":"LineString","coordinates":[[-100.30036,18.9189],[-100.30015,18.91929],[-100.29999,18.9197],[-100.29944,18.91922],[-100.29906,18.9189],[-100.29905,18.9189],[-100.29863,18.91854],[-100.29831,18.91825],[-100.29798,18.91853],[-100.2976,18.91884],[-100.29727,18.91919],[-100.29695,18.91948],[-100.29676,18.91962],[-100.29636,18.91975],[-100.29591,18.91979],[-100.29538,18.91982],[-100.29495,18.9199],[-100.29464,18.91999],[-100.29463,18.91999],[-100.29416,18.92],[-100.29418,18.92028]]}}
Distribución MT | LineString | n/d |  |  |  | n/d |  |  |  |  | OpenStreetMap | {"type":"Feature","properties":{},"geometry":{"type":"LineString","coordinates":[[-100.29466,18.92021],[-100.29463,18.91999]]}}
Distribución MT | LineString | n/d |  |  |  | n/d |  |  |  |  | OpenStreetMap | {"type":"Feature","properties":{},"geometry":{"type":"LineString","coordinates":[[-100.29349,18.92055],[-100.29348,18.92036],[-100.2934,18.91996],[-100.29421,18.91988],[-100.29452,18.91988],[-100.29495,18.9199]]}}
Distribución MT | LineString | n/d |  |  |  | n/d |  |  |  |  | OpenStreetMap | {"type":"Feature","properties":{},"geometry":{"type":"LineString","coordinates":[[-100.29725,18.9197],[-100.29695,18.91948]]}}
Distribución MT | LineString | n/d |  |  |  | n/d |  |  |  |  | OpenStreetMap | {"type":"Feature","properties":{},"geometry":{"type":"LineString","coordinates":[[-100.29766,18.91952],[-100.29745,18.91934],[-100.29727,18.91919]]}}
Distribución MT | LineString | n/d |  |  |  | n/d |  |  |  |  | OpenStreetMap | {"type":"Feature","properties":{},"geometry":{"type":"LineString","coordinates":[[-100.29884,18.91988],[-100.29855,18.91961],[-100.29838,18.91946],[-100.29798,18.91908],[-100.2976,18.91884],[-100.29683,18.91816]]}}
Distribución MT | LineString | n/d |  |  |  | n/d |  |  |  |  | OpenStreetMap | {"type":"Feature","properties":{},"geometry":{"type":"LineString","coordinates":[[-100.29885,18.91907],[-100.29905,18.9189],[-100.2994,18.91853],[-100.29976,18.9182],[-100.30014,18.91784],[-100.30018,18.91781],[-100.30063,18.91734],[-100.30092,18.91709],[-100.30118,18.9168],[-100.30155,18.91648],[-100.30194,18.91615],[-100.30226,18.91582],[-100.30266,18.91546],[-100.30334,18.91501],[-100.30336,18.9143],[-100.30337,18.91386],[-100.30342,18.91336],[-100.3034,18.91295],[-100.30344,18.91239],[-100.30344,18.9119],[-100.30352,18.91081],[-100.30427,18.91027],[-100.30469,18.90953],[-100.30508,18.909],[-100.30549,18.90856],[-100.30609,18.90796],[-100.3066,18.90739],[-100.30719,18.90681],[-100.3079,18.90652],[-100.30819,18.9063],[-100.30873,18.90586],[-100.30994,18.9064],[-100.31207,18.90685],[-100.31246,18.90798],[-100.31261,18.9088],[-100.31338,18.90947],[-100.31319,18.91003],[-100.31303,18.9103],[-100.31295,18.91051]]}}
Distribución MT | LineString | n/d |  |  |  | n/d |  |  |  |  | OpenStreetMap | {"type":"Feature","properties":{},"geometry":{"type":"LineString","coordinates":[[-100.3126,18.91034],[-100.31279,18.91014],[-100.31319,18.91003]]}}
Distribución MT | LineString | n/d |  |  |  | n/d |  |  |  |  | OpenStreetMap | {"type":"Feature","properties":{},"geometry":{"type":"LineString","coordinates":[[-100.31185,18.90947],[-100.31261,18.9088]]}}
Distribución MT | LineString | n/d |  |  |  | n/d |  |  |  |  | OpenStreetMap | {"type":"Feature","properties":{},"geometry":{"type":"LineString","coordinates":[[-100.31521,18.90812],[-100.31411,18.90774],[-100.31388,18.90838],[-100.31369,18.90899],[-100.31338,18.90947]]}}
Distribución MT | LineString | n/d |  |  |  | n/d |  |  |  |  | OpenStreetMap | {"type":"Feature","properties":{},"geometry":{"type":"LineString","coordinates":[[-100.31354,18.90658],[-100.31316,18.90606],[-100.31238,18.90665],[-100.31214,18.90681],[-100.31207,18.90685]]}}
Distribución MT | LineString | n/d |  |  |  | n/d |  |  |  |  | OpenStreetMap | {"type":"Feature","properties":{},"geometry":{"type":"LineString","coordinates":[[-100.31573,18.90552],[-100.31449,18.90508],[-100.31368,18.90567],[-100.31316,18.90606]]}}
Distribución MT | LineString | n/d |  |  |  | n/d |  |  |  |  | OpenStreetMap | {"type":"Feature","properties":{},"geometry":{"type":"LineString","coordinates":[[-100.31449,18.90392],[-100.31449,18.90508]]}}
Distribución MT | LineString | n/d |  |  |  | n/d |  |  |  |  | OpenStreetMap | {"type":"Feature","properties":{},"geometry":{"type":"LineString","coordinates":[[-100.30999,18.90593],[-100.30994,18.9064],[-100.30982,18.90677],[-100.30956,18.9071]]}}
Distribución MT | LineString | n/d |  |  |  | n/d |  |  |  |  | OpenStreetMap | {"type":"Feature","properties":{},"geometry":{"type":"LineString","coordinates":[[-100.31001,18.90742],[-100.30982,18.90677]]}}
Distribución MT | LineString | n/d |  |  |  | n/d |  |  |  |  | OpenStreetMap | {"type":"Feature","properties":{},"geometry":{"type":"LineString","coordinates":[[-100.30802,18.90678],[-100.3079,18.90652]]}}
Distribución MT | LineString | n/d |  |  |  | n/d |  |  |  |  | OpenStreetMap | {"type":"Feature","properties":{},"geometry":{"type":"LineString","coordinates":[[-100.30773,18.90664],[-100.3079,18.90652]]}}
Distribución MT | LineString | n/d |  |  |  | n/d |  |  |  |  | OpenStreetMap | {"type":"Feature","properties":{},"geometry":{"type":"LineString","coordinates":[[-100.30583,18.90646],[-100.30547,18.90707],[-100.30609,18.90796],[-100.30673,18.90847],[-100.307,18.90917]]}}
Distribución MT | LineString | n/d |  |  |  | n/d |  |  |  |  | OpenStreetMap | {"type":"Feature","properties":{},"geometry":{"type":"LineString","coordinates":[[-100.30661,18.90895],[-100.30673,18.90847]]}}
Distribución MT | LineString | n/d |  |  |  | n/d |  |  |  |  | OpenStreetMap | {"type":"Feature","properties":{},"geometry":{"type":"LineString","coordinates":[[-100.30514,18.90755],[-100.30547,18.90707]]}}
Distribución MT | LineString | n/d |  |  |  | n/d |  |  |  |  | OpenStreetMap | {"type":"Feature","properties":{},"geometry":{"type":"LineString","coordinates":[[-100.30352,18.91081],[-100.3035,18.91153],[-100.30344,18.9119]]}}
Distribución MT | LineString | n/d |  |  |  | n/d |  |  |  |  | OpenStreetMap | {"type":"Feature","properties":{},"geometry":{"type":"LineString","coordinates":[[-100.3013,18.91015],[-100.3019,18.90971],[-100.30258,18.90932],[-100.30304,18.91005],[-100.30352,18.91081]]}}
Distribución MT | LineString | n/d |  |  |  | n/d |  |  |  |  | OpenStreetMap | {"type":"Feature","properties":{},"geometry":{"type":"LineString","coordinates":[[-100.3069,18.9008],[-100.30572,18.90007],[-100.30527,18.90114],[-100.30474,18.90293],[-100.30454,18.90417],[-100.30416,18.90598],[-100.30398,18.90668],[-100.30393,18.90686],[-100.30392,18.90688],[-100.30355,18.90754],[-100.30319,18.90797],[-100.30305,18.9084],[-100.30297,18.90858],[-100.30279,18.90896],[-100.30258,18.90932]]}}
Distribución MT | LineString | n/d |  |  |  | n/d |  |  |  |  | OpenStreetMap | {"type":"Feature","properties":{},"geometry":{"type":"LineString","coordinates":[[-100.30937,18.89515],[-100.3089,18.89595],[-100.30857,18.89647],[-100.30847,18.89663],[-100.30799,18.89807],[-100.30623,18.89913],[-100.30572,18.90007]]}}
Distribución MT | LineString | n/d |  |  |  | n/d |  |  |  |  | OpenStreetMap | {"type":"Feature","properties":{},"geometry":{"type":"LineString","coordinates":[[-100.30799,18.89807],[-100.30821,18.89731],[-100.30847,18.89663]]}}
Distribución MT | LineString | n/d |  |  |  | n/d |  |  |  |  | OpenStreetMap | {"type":"Feature","properties":{},"geometry":{"type":"LineString","coordinates":[[-100.30399,18.89973],[-100.30458,18.8997],[-100.30492,18.89978],[-100.3053,18.8999],[-100.30572,18.90007]]}}
Distribución MT | LineString | n/d |  |  |  | n/d |  |  |  |  | OpenStreetMap | {"type":"Feature","properties":{},"geometry":{"type":"LineString","coordinates":[[-100.29851,18.90391],[-100.29851,18.90448],[-100.29907,18.90444],[-100.29914,18.90443],[-100.29997,18.90428],[-100.30026,18.90372],[-100.30067,18.90323],[-100.30208,18.90363],[-100.30249,18.90413],[-100.30279,18.9045],[-100.30359,18.90539],[-100.30416,18.90598]]}}
Distribución MT | LineString | n/d |  |  |  | n/d |  |  |  |  | OpenStreetMap | {"type":"Feature","properties":{},"geometry":{"type":"LineString","coordinates":[[-100.29603,18.90475],[-100.29653,18.90453],[-100.29716,18.90434],[-100.29807,18.90448],[-100.29851,18.90448]]}}
Distribución MT | LineString | n/d |  |  |  | n/d |  |  |  |  | OpenStreetMap | {"type":"Feature","properties":{},"geometry":{"type":"LineString","coordinates":[[-100.29665,18.90413],[-100.29653,18.90453]]}}
Distribución MT | LineString | n/d |  |  |  | n/d |  |  |  |  | OpenStreetMap | {"type":"Feature","properties":{},"geometry":{"type":"LineString","coordinates":[[-100.29474,18.90342],[-100.29559,18.90399],[-100.29607,18.90436],[-100.29653,18.90453]]}}
Distribución MT | LineString | n/d |  |  |  | n/d |  |  |  |  | OpenStreetMap | {"type":"Feature","properties":{},"geometry":{"type":"LineString","coordinates":[[-100.30279,18.90896],[-100.30289,18.90845],[-100.3035,18.90752],[-100.30392,18.90688],[-100.30393,18.90686]]}}
Distribución MT | LineString | n/d |  |  |  | n/d |  |  |  |  | OpenStreetMap | {"type":"Feature","properties":{},"geometry":{"type":"LineString","coordinates":[[-100.30281,18.91396],[-100.30278,18.91353],[-100.30342,18.91336]]}}
Distribución MT | LineString | n/d |  |  |  | n/d |  |  |  |  | OpenStreetMap | {"type":"Feature","properties":{},"geometry":{"type":"LineString","coordinates":[[-100.30445,18.91505],[-100.30458,18.91451],[-100.30401,18.91441],[-100.30336,18.9143]]}}
Distribución MT | LineString | n/d |  |  |  | n/d |  |  |  |  | OpenStreetMap | {"type":"Feature","properties":{},"geometry":{"type":"LineString","coordinates":[[-100.30398,18.91473],[-100.30401,18.91441]]}}
Distribución MT | LineString | n/d |  |  |  | n/d |  |  |  |  | OpenStreetMap | {"type":"Feature","properties":{},"geometry":{"type":"LineString","coordinates":[[-100.30072,18.91825],[-100.30088,18.91787],[-100.30103,18.9174],[-100.30117,18.91703],[-100.30118,18.9168]]}}
Distribución MT | LineString | n/d |  |  |  | n/d |  |  |  |  | OpenStreetMap | {"type":"Feature","properties":{},"geometry":{"type":"LineString","coordinates":[[-100.30033,18.91801],[-100.30014,18.91784],[-100.29993,18.9176]]}}
Distribución MT | LineString | n/d |  |  |  | n/d |  |  |  |  | OpenStreetMap | {"type":"Feature","properties":{},"geometry":{"type":"LineString","coordinates":[[-100.29989,18.91831],[-100.29976,18.9182],[-100.29951,18.918]]}}
Distribución MT | LineString | n/d |  |  |  | n/d |  |  |  |  | OpenStreetMap | {"type":"Feature","properties":{},"geometry":{"type":"LineString","coordinates":[[-100.30164,18.91552],[-100.30115,18.91563],[-100.30045,18.91621],[-100.29995,18.91659],[-100.29946,18.91717],[-100.29888,18.91783],[-100.29831,18.91825]]}}
Distribución MT | LineString | n/d |  |  |  | n/d |  |  |  |  | OpenStreetMap | {"type":"Feature","properties":{},"geometry":{"type":"LineString","coordinates":[[-100.29694,18.91306],[-100.29723,18.91331],[-100.29746,18.91355],[-100.29776,18.91382],[-100.29799,18.91414],[-100.29812,18.91435],[-100.29829,18.91469],[-100.29846,18.91505],[-100.29869,18.91536],[-100.29902,18.91563],[-100.29946,18.91612],[-100.29995,18.91659]]}}
Distribución MT | LineString | n/d |  |  |  | n/d |  |  |  |  | OpenStreetMap | {"type":"Feature","properties":{},"geometry":{"type":"LineString","coordinates":[[-100.29691,18.91749],[-100.29728,18.91786],[-100.29762,18.91819],[-100.29798,18.91853],[-100.29839,18.91884]]}}
Distribución MT | LineString | n/d |  |  |  | n/d |  |  |  |  | OpenStreetMap | {"type":"Feature","properties":{},"geometry":{"type":"LineString","coordinates":[[-100.29429,18.91866],[-100.29498,18.91864],[-100.29541,18.91872],[-100.29586,18.9188],[-100.29588,18.91921],[-100.29591,18.91979]]}}
Distribución MT | LineString | n/d |  |  |  | n/d |  |  |  |  | OpenStreetMap | {"type":"Feature","properties":{},"geometry":{"type":"LineString","coordinates":[[-100.29546,18.91923],[-100.29588,18.91921],[-100.29628,18.91922]]}}
Distribución MT | LineString | n/d |  |  |  | n/d |  |  |  |  | OpenStreetMap | {"type":"Feature","properties":{},"geometry":{"type":"LineString","coordinates":[[-100.29661,18.91718],[-100.29628,18.91691],[-100.29596,18.91664],[-100.29576,18.9172],[-100.2957,18.91763],[-100.29583,18.91825],[-100.29586,18.9188]]}}
Distribución MT | LineString | n/d |  |  |  | n/d |  |  |  |  | OpenStreetMap | {"type":"Feature","properties":{},"geometry":{"type":"LineString","coordinates":[[-100.29612,18.9174],[-100.29576,18.9172]]}}
Distribución MT | LineString | n/d |  |  |  | n/d |  |  |  |  | OpenStreetMap | {"type":"Feature","properties":{},"geometry":{"type":"LineString","coordinates":[[-100.29599,18.91784],[-100.2957,18.91763]]}}
Distribución MT | LineString | n/d |  |  |  | n/d |  |  |  |  | OpenStreetMap | {"type":"Feature","properties":{},"geometry":{"type":"LineString","coordinates":[[-100.29679,18.91877],[-100.29633,18.91843],[-100.29583,18.91825],[-100.29546,18.91822]]}}
Distribución MT | LineString | n/d |  |  |  | n/d |  |  |  |  | OpenStreetMap | {"type":"Feature","properties":{},"geometry":{"type":"LineString","coordinates":[[-100.2872,18.91449],[-100.28649,18.91513],[-100.28596,18.91533],[-100.28562,18.91549],[-100.2852,18.91573],[-100.28467,18.91533]]}}
Distribución MT | LineString | n/d |  |  |  | n/d |  |  |  |  | OpenStreetMap | {"type":"Feature","properties":{},"geometry":{"type":"LineString","coordinates":[[-100.29258,18.91498],[-100.29304,18.9151],[-100.29376,18.91531],[-100.29442,18.9155],[-100.2948,18.91573],[-100.29501,18.91605],[-100.29533,18.91647],[-100.29577,18.91641],[-100.29606,18.9163],[-100.29638,18.91614],[-100.29641,18.91612],[-100.29671,18.91595],[-100.29675,18.91593],[-100.29717,18.91572],[-100.29748,18.91559],[-100.29788,18.91539],[-100.29825,18.91526],[-100.29846,18.91505]]}}
Distribución MT | LineString | n/d |  |  |  | n/d |  |  |  |  | OpenStreetMap | {"type":"Feature","properties":{},"geometry":{"type":"LineString","coordinates":[[-100.29842,18.91555],[-100.29825,18.91526]]}}
Distribución MT | LineString | n/d |  |  |  | n/d |  |  |  |  | OpenStreetMap | {"type":"Feature","properties":{},"geometry":{"type":"LineString","coordinates":[[-100.29038,18.91124],[-100.29119,18.91078],[-100.29176,18.91144],[-100.29233,18.912],[-100.29295,18.91267],[-100.29352,18.91341],[-100.29429,18.91421],[-100.29486,18.91506],[-100.2948,18.91573]]}}
Distribución MT | LineString | n/d |  |  |  | n/d |  |  |  |  | OpenStreetMap | {"type":"Feature","properties":{},"geometry":{"type":"LineString","coordinates":[[-100.28729,18.9066],[-100.28737,18.90705],[-100.28778,18.9078],[-100.28831,18.90841],[-100.28901,18.9091],[-100.28948,18.90971],[-100.2899,18.91028],[-100.29119,18.91078]]}}
Distribución MT | LineString | n/d |  |  |  | n/d |  |  |  |  | OpenStreetMap | {"type":"Feature","properties":{},"geometry":{"type":"LineString","coordinates":[[-100.28796,18.90683],[-100.28737,18.90705]]}}
Distribución MT | LineString | n/d |  |  |  | n/d |  |  |  |  | OpenStreetMap | {"type":"Feature","properties":{},"geometry":{"type":"LineString","coordinates":[[-100.29536,18.91566],[-100.29555,18.91601],[-100.29577,18.91641]]}}
Distribución MT | LineString | n/d |  |  |  | n/d |  |  |  |  | OpenStreetMap | {"type":"Feature","properties":{},"geometry":{"type":"LineString","coordinates":[[-100.29566,18.91553],[-100.29588,18.91593],[-100.29606,18.9163]]}}
Distribución MT | LineString | n/d |  |  |  | n/d |  |  |  |  | OpenStreetMap | {"type":"Feature","properties":{},"geometry":{"type":"LineString","coordinates":[[-100.29607,18.91545],[-100.29623,18.91577],[-100.29641,18.91612]]}}
Distribución MT | LineString | n/d |  |  |  | n/d |  |  |  |  | OpenStreetMap | {"type":"Feature","properties":{},"geometry":{"type":"LineString","coordinates":[[-100.29641,18.91524],[-100.29655,18.91554],[-100.29675,18.91593]]}}
Distribución MT | LineString | n/d |  |  |  | n/d |  |  |  |  | OpenStreetMap | {"type":"Feature","properties":{},"geometry":{"type":"LineString","coordinates":[[-100.29695,18.9153],[-100.29717,18.91572]]}}
Distribución MT | LineString | n/d |  |  |  | n/d |  |  |  |  | OpenStreetMap | {"type":"Feature","properties":{},"geometry":{"type":"LineString","coordinates":[[-100.29706,18.91479],[-100.29719,18.91503],[-100.29748,18.91559]]}}
Distribución MT | LineString | n/d |  |  |  | n/d |  |  |  |  | OpenStreetMap | {"type":"Feature","properties":{},"geometry":{"type":"LineString","coordinates":[[-100.29809,18.91499],[-100.29795,18.91472],[-100.29763,18.91482],[-100.29719,18.91503]]}}
Distribución MT | LineString | n/d |  |  |  | n/d |  |  |  |  | OpenStreetMap | {"type":"Feature","properties":{},"geometry":{"type":"LineString","coordinates":[[-100.29755,18.91449],[-100.29763,18.91482]]}}
Distribución MT | LineString | n/d |  |  |  | n/d |  |  |  |  | OpenStreetMap | {"type":"Feature","properties":{},"geometry":{"type":"LineString","coordinates":[[-100.29828,18.91608],[-100.29809,18.91574],[-100.29788,18.91539]]}}
Distribución MT | LineString | n/d |  |  |  | n/d |  |  |  |  | OpenStreetMap | {"type":"Feature","properties":{},"geometry":{"type":"LineString","coordinates":[[-100.29787,18.91621],[-100.29775,18.91597],[-100.29748,18.91559]]}}
Distribución MT | LineString | n/d |  |  |  | n/d |  |  |  |  | OpenStreetMap | {"type":"Feature","properties":{},"geometry":{"type":"LineString","coordinates":[[-100.29707,18.91657],[-100.29748,18.91631],[-100.29717,18.91572]]}}
Distribución MT | LineString | n/d |  |  |  | n/d |  |  |  |  | OpenStreetMap | {"type":"Feature","properties":{},"geometry":{"type":"LineString","coordinates":[[-100.29705,18.91721],[-100.29672,18.91694],[-100.29642,18.91661],[-100.29606,18.9163]]}}
Distribución MT | LineString | n/d |  |  |  | n/d |  |  |  |  | OpenStreetMap | {"type":"Feature","properties":{},"geometry":{"type":"LineString","coordinates":[[-100.29575,18.91667],[-100.29533,18.91668],[-100.29463,18.91665],[-100.29441,18.91661],[-100.29427,18.91638],[-100.29472,18.9162]]}}
Distribución MT | LineString | n/d |  |  |  | n/d |  |  |  |  | OpenStreetMap | {"type":"Feature","properties":{},"geometry":{"type":"LineString","coordinates":[[-100.29533,18.91647],[-100.29533,18.91657],[-100.29533,18.91668]]}}
Distribución MT | LineString | n/d |  |  |  | n/d |  |  |  |  | OpenStreetMap | {"type":"Feature","properties":{},"geometry":{"type":"LineString","coordinates":[[-100.32157,18.91624],[-100.31992,18.91615],[-100.31834,18.91592],[-100.3168,18.91568],[-100.3158,18.91552],[-100.31412,18.91532],[-100.31308,18.91561],[-100.31227,18.91592],[-100.31172,18.91613],[-100.31128,18.91631],[-100.31012,18.91654],[-100.30968,18.91662],[-100.30889,18.91665],[-100.30824,18.91668],[-100.30695,18.91656],[-100.30575,18.91711],[-100.30533,18.91737],[-100.30502,18.91753],[-100.30475,18.91771],[-100.30455,18.91785],[-100.30429,18.918],[-100.30407,18.91812],[-100.30343,18.91848],[-100.30301,18.91874],[-100.3026,18.91894],[-100.30201,18.91931],[-100.30168,18.91949],[-100.30136,18.91972],[-100.30118,18.91985],[-100.301,18.92],[-100.30119,18.92022]]}}
Distribución MT | LineString | n/d |  |  |  | n/d |  |  |  |  | OpenStreetMap | {"type":"Feature","properties":{},"geometry":{"type":"LineString","coordinates":[[-100.30062,18.91889],[-100.30097,18.91926],[-100.30112,18.91946],[-100.30136,18.91972]]}}
Distribución MT | LineString | n/d |  |  |  | n/d |  |  |  |  | OpenStreetMap | {"type":"Feature","properties":{},"geometry":{"type":"LineString","coordinates":[[-100.30112,18.91915],[-100.30097,18.91926]]}}
Distribución MT | LineString | n/d |  |  |  | n/d |  |  |  |  | OpenStreetMap | {"type":"Feature","properties":{},"geometry":{"type":"LineString","coordinates":[[-100.30145,18.91867],[-100.3017,18.91879],[-100.30201,18.91931]]}}
Distribución MT | LineString | n/d |  |  |  | n/d |  |  |  |  | OpenStreetMap | {"type":"Feature","properties":{},"geometry":{"type":"LineString","coordinates":[[-100.30232,18.91832],[-100.3017,18.91879]]}}
Distribución MT | LineString | n/d |  |  |  | n/d |  |  |  |  | OpenStreetMap | {"type":"Feature","properties":{},"geometry":{"type":"LineString","coordinates":[[-100.30199,18.91722],[-100.30222,18.91742],[-100.30237,18.9177],[-100.30265,18.91812],[-100.30301,18.91874]]}}
Distribución MT | LineString | n/d |  |  |  | n/d |  |  |  |  | OpenStreetMap | {"type":"Feature","properties":{},"geometry":{"type":"LineString","coordinates":[[-100.30258,18.91733],[-100.30296,18.9179],[-100.30265,18.91812]]}}
Distribución MT | LineString | n/d |  |  |  | n/d |  |  |  |  | OpenStreetMap | {"type":"Feature","properties":{},"geometry":{"type":"LineString","coordinates":[[-100.30345,18.9172],[-100.30379,18.91745],[-100.304,18.91766],[-100.30429,18.918]]}}
Distribución MT | LineString | n/d |  |  |  | n/d |  |  |  |  | OpenStreetMap | {"type":"Feature","properties":{},"geometry":{"type":"LineString","coordinates":[[-100.30393,18.91665],[-100.30439,18.91715],[-100.30475,18.91771]]}}
Distribución MT | LineString | n/d |  |  |  | n/d |  |  |  |  | OpenStreetMap | {"type":"Feature","properties":{},"geometry":{"type":"LineString","coordinates":[[-100.30511,18.91709],[-100.30533,18.91737],[-100.3064,18.91812],[-100.30741,18.91897],[-100.30808,18.91939],[-100.30871,18.91986],[-100.3095,18.92045],[-100.31002,18.92076],[-100.3106,18.92092],[-100.3111,18.92055],[-100.31194,18.92076],[-100.3125,18.92015],[-100.31297,18.91944],[-100.31392,18.9195],[-100.31459,18.919],[-100.31502,18.91827],[-100.31543,18.91752],[-100.31588,18.91689],[-100.31656,18.9164],[-100.31712,18.91631]]}}
Distribución MT | LineString | n/d |  |  |  | n/d |  |  |  |  | OpenStreetMap | {"type":"Feature","properties":{},"geometry":{"type":"LineString","coordinates":[[-100.31353,18.92387],[-100.31222,18.92444],[-100.31134,18.92486],[-100.31005,18.9245],[-100.30894,18.9235],[-100.30831,18.92278],[-100.30789,18.92198],[-100.30863,18.92113],[-100.3095,18.92045]]}}
Distribución MT | LineString | n/d |  |  |  | n/d |  |  |  |  | OpenStreetMap | {"type":"Feature","properties":{},"geometry":{"type":"LineString","coordinates":[[-100.30934,18.91674],[-100.30887,18.91671],[-100.30768,18.91662],[-100.30715,18.91662],[-100.30669,18.91669],[-100.30621,18.9169],[-100.30575,18.91711]]}}
Distribución MT | LineString | n/d |  |  |  | n/d |  |  |  |  | OpenStreetMap | {"type":"Feature","properties":{},"geometry":{"type":"LineString","coordinates":[[-100.30715,18.91662],[-100.30667,18.91679],[-100.30575,18.91711]]}}
Distribución MT | LineString | n/d |  |  |  | n/d |  |  |  |  | OpenStreetMap | {"type":"Feature","properties":{},"geometry":{"type":"LineString","coordinates":[[-100.30443,18.92365],[-100.3056,18.92452],[-100.30597,18.92419],[-100.30629,18.92399],[-100.30755,18.9253],[-100.30782,18.92556]]}}
Distribución MT | LineString | n/d |  |  |  | n/d |  |  |  |  | OpenStreetMap | {"type":"Feature","properties":{},"geometry":{"type":"LineString","coordinates":[[-100.30793,18.9262],[-100.30764,18.92658],[-100.30734,18.92697],[-100.30704,18.92735],[-100.30676,18.92771],[-100.30647,18.92808]]}}
Distribución MT | LineString | n/d |  |  |  | n/d |  |  |  |  | OpenStreetMap | {"type":"Feature","properties":{},"geometry":{"type":"LineString","coordinates":[[-100.30769,18.92818],[-100.3076,18.92814],[-100.30718,18.92792],[-100.30676,18.92771]]}}
Distribución MT | LineString | n/d |  |  |  | n/d |  |  |  |  | OpenStreetMap | {"type":"Feature","properties":{},"geometry":{"type":"LineString","coordinates":[[-100.30775,18.92664],[-100.30764,18.92658],[-100.3073,18.92623]]}}
Distribución MT | LineString | n/d |  |  |  | n/d |  |  |  |  | OpenStreetMap | {"type":"Feature","properties":{},"geometry":{"type":"LineString","coordinates":[[-100.29756,18.92912],[-100.29754,18.9284],[-100.29754,18.92797],[-100.29754,18.92758],[-100.29752,18.9272],[-100.29744,18.92663],[-100.29721,18.92622],[-100.29722,18.92621],[-100.29727,18.92615],[-100.29731,18.92613],[-100.29767,18.92583],[-100.29792,18.9257],[-100.29819,18.9254],[-100.29767,18.92502],[-100.29719,18.92467],[-100.2967,18.92434],[-100.29634,18.92406],[-100.29623,18.92387],[-100.29623,18.92343],[-100.29625,18.92315],[-100.29626,18.92283],[-100.29625,18.92241],[-100.29622,18.92214],[-100.29613,18.9215],[-100.29614,18.92114],[-100.29614,18.92083]]}}
Distribución MT | LineString | n/d |  |  |  | n/d |  |  |  |  | OpenStreetMap | {"type":"Feature","properties":{},"geometry":{"type":"LineString","coordinates":[[-100.29629,18.92586],[-100.29657,18.92562],[-100.29685,18.92593],[-100.29721,18.92622]]}}
Distribución MT | LineString | n/d |  |  |  | n/d |  |  |  |  | OpenStreetMap | {"type":"Feature","properties":{},"geometry":{"type":"LineString","coordinates":[[-100.29771,18.92601],[-100.29727,18.92615]]}}
Distribución MT | LineString | n/d |  |  |  | n/d |  |  |  |  | OpenStreetMap | {"type":"Feature","properties":{},"geometry":{"type":"LineString","coordinates":[[-100.29485,18.92453],[-100.29535,18.92471],[-100.2961,18.92515],[-100.29624,18.92497],[-100.29642,18.92481],[-100.2967,18.92434]]}}
Distribución MT | LineString | n/d |  |  |  | n/d |  |  |  |  | OpenStreetMap | {"type":"Feature","properties":{},"geometry":{"type":"LineString","coordinates":[[-100.29599,18.92408],[-100.29623,18.92387]]}}
Distribución MT | LineString | n/d |  |  |  | n/d |  |  |  |  | OpenStreetMap | {"type":"Feature","properties":{},"geometry":{"type":"LineString","coordinates":[[-100.29588,18.92645],[-100.29566,18.92676]]}}
Distribución MT | LineString | n/d |  |  |  | n/d |  |  |  |  | OpenStreetMap | {"type":"Feature","properties":{},"geometry":{"type":"LineString","coordinates":[[-100.29754,18.92758],[-100.29704,18.92757],[-100.29681,18.92741],[-100.29656,18.92769],[-100.29644,18.92787]]}}
Distribución MT | LineString | n/d |  |  |  | n/d |  |  |  |  | OpenStreetMap | {"type":"Feature","properties":{},"geometry":{"type":"LineString","coordinates":[[-100.29829,18.92811],[-100.29803,18.92788],[-100.2978,18.92801],[-100.29754,18.92797]]}}
Distribución MT | LineString | n/d |  |  |  | n/d |  |  |  |  | OpenStreetMap | {"type":"Feature","properties":{},"geometry":{"type":"LineString","coordinates":[[-100.29873,18.92846],[-100.29825,18.92851],[-100.29827,18.92917],[-100.2979,18.92916],[-100.29788,18.92946],[-100.29789,18.92987],[-100.29695,18.93065]]}}
Distribución MT | LineString | n/d |  |  |  | n/d |  |  |  |  | OpenStreetMap | {"type":"Feature","properties":{},"geometry":{"type":"LineString","coordinates":[[-100.30117,18.9276],[-100.30092,18.92795],[-100.30066,18.92828],[-100.30026,18.92879],[-100.29996,18.92862],[-100.29958,18.92834],[-100.29935,18.92816],[-100.29873,18.92846]]}}
Distribución MT | LineString | n/d |  |  |  | n/d |  |  |  |  | OpenStreetMap | {"type":"Feature","properties":{},"geometry":{"type":"LineString","coordinates":[[-100.30013,18.92835],[-100.29996,18.92862]]}}
Distribución MT | LineString | n/d |  |  |  | n/d |  |  |  |  | OpenStreetMap | {"type":"Feature","properties":{},"geometry":{"type":"LineString","coordinates":[[-100.29516,18.92284],[-100.29579,18.9228],[-100.29626,18.92283],[-100.2968,18.92277]]}}
Distribución MT | LineString | n/d |  |  |  | n/d |  |  |  |  | OpenStreetMap | {"type":"Feature","properties":{},"geometry":{"type":"LineString","coordinates":[[-100.29726,18.92247],[-100.29721,18.92203],[-100.29677,18.9221],[-100.29622,18.92214],[-100.29573,18.92215],[-100.29517,18.92221]]}}
Distribución MT | LineString | n/d |  |  |  | n/d |  |  |  |  | OpenStreetMap | {"type":"Feature","properties":{},"geometry":{"type":"LineString","coordinates":[[-100.29664,18.92146],[-100.29613,18.9215],[-100.29575,18.92156],[-100.29524,18.92158],[-100.29474,18.92164]]}}
Distribución MT | LineString | n/d |  |  |  | n/d |  |  |  |  | OpenStreetMap | {"type":"Feature","properties":{},"geometry":{"type":"LineString","coordinates":[[-100.30091,18.92189],[-100.30128,18.92156],[-100.30179,18.92114],[-100.30238,18.92054],[-100.30273,18.92027],[-100.30322,18.91991],[-100.30361,18.91955],[-100.304,18.9192],[-100.30438,18.91884],[-100.30423,18.91852],[-100.30407,18.91812]]}}
Distribución MT | LineString | n/d |  |  |  | n/d |  |  |  |  | OpenStreetMap | {"type":"Feature","properties":{},"geometry":{"type":"LineString","coordinates":[[-100.30241,18.9198],[-100.30273,18.92027]]}}
Distribución MT | LineString | n/d |  |  |  | n/d |  |  |  |  | OpenStreetMap | {"type":"Feature","properties":{},"geometry":{"type":"LineString","coordinates":[[-100.29535,18.93336],[-100.296,18.93319],[-100.29666,18.93307],[-100.29687,18.93261],[-100.29724,18.93203]]}}
Distribución MT | LineString | n/d |  |  |  | n/d |  |  |  |  | OpenStreetMap | {"type":"Feature","properties":{},"geometry":{"type":"LineString","coordinates":[[-100.29933,18.93362],[-100.29963,18.93311],[-100.29918,18.9329],[-100.2978,18.93228],[-100.29762,18.93217],[-100.29724,18.93203]]}}
Distribución MT | LineString | n/d |  |  |  | n/d |  |  |  |  | OpenStreetMap | {"type":"Feature","properties":{},"geometry":{"type":"LineString","coordinates":[[-100.30043,18.93439],[-100.30003,18.93429],[-100.30064,18.93403],[-100.30094,18.93335],[-100.29963,18.93311]]}}
Distribución MT | LineString | n/d |  |  |  | n/d |  |  |  |  | OpenStreetMap | {"type":"Feature","properties":{},"geometry":{"type":"LineString","coordinates":[[-100.29807,18.93006],[-100.29774,18.9308],[-100.29783,18.93146],[-100.2978,18.93228]]}}
Distribución MT | LineString | n/d |  |  |  | n/d |  |  |  |  | OpenStreetMap | {"type":"Feature","properties":{},"geometry":{"type":"LineString","coordinates":[[-100.30708,18.93638],[-100.30814,18.93618],[-100.30823,18.93588],[-100.30755,18.93564],[-100.30616,18.93513],[-100.30439,18.9345],[-100.30269,18.93388],[-100.30148,18.93352],[-100.30094,18.93335]]}}
Distribución MT | LineString | n/d |  |  |  | n/d |  |  |  |  | OpenStreetMap | {"type":"Feature","properties":{},"geometry":{"type":"LineString","coordinates":[[-100.31021,18.94405],[-100.31151,18.94465],[-100.31185,18.94346],[-100.31216,18.94238],[-100.3124,18.94152],[-100.31278,18.94016],[-100.31324,18.93887],[-100.31365,18.93775],[-100.31221,18.9373],[-100.31061,18.93668],[-100.30964,18.93635],[-100.30933,18.93625],[-100.30897,18.93613],[-100.30823,18.93588]]}}
Distribución MT | LineString | n/d |  |  |  | n/d |  |  |  |  | OpenStreetMap | {"type":"Feature","properties":{},"geometry":{"type":"LineString","coordinates":[[-100.30887,18.937],[-100.30933,18.93625],[-100.30954,18.93592],[-100.31024,18.93503],[-100.31121,18.93391],[-100.31162,18.93298],[-100.31196,18.93181],[-100.31229,18.93087],[-100.31289,18.93062],[-100.31341,18.9304],[-100.31432,18.93062],[-100.31522,18.93079],[-100.31641,18.93085],[-100.31773,18.93074],[-100.31823,18.92987],[-100.31891,18.92878],[-100.32137,18.92798],[-100.32271,18.92791],[-100.32236,18.92717]]}}
Distribución MT | LineString | n/d |  |  |  | n/d |  |  |  |  | OpenStreetMap | {"type":"Feature","properties":{},"geometry":{"type":"LineString","coordinates":[[-100.32572,18.92773],[-100.32502,18.92767],[-100.32432,18.92765],[-100.32271,18.92791]]}}
Distribución MT | LineString | n/d |  |  |  | n/d |  |  |  |  | OpenStreetMap | {"type":"Feature","properties":{},"geometry":{"type":"LineString","coordinates":[[-100.32522,18.9251],[-100.32468,18.9255],[-100.32487,18.92616],[-100.32508,18.92696],[-100.32502,18.92767]]}}
Distribución MT | LineString | n/d |  |  |  | n/d |  |  |  |  | OpenStreetMap | {"type":"Feature","properties":{},"geometry":{"type":"LineString","coordinates":[[-100.32278,18.9231],[-100.32348,18.92315],[-100.32426,18.92363],[-100.32435,18.92409],[-100.32453,18.92474],[-100.32468,18.9255]]}}
Distribución MT | LineString | n/d |  |  |  | n/d |  |  |  |  | OpenStreetMap | {"type":"Feature","properties":{},"geometry":{"type":"LineString","coordinates":[[-100.31893,18.93207],[-100.31917,18.93125],[-100.31773,18.93074]]}}
Distribución MT | LineString | n/d |  |  |  | n/d |  |  |  |  | OpenStreetMap | {"type":"Feature","properties":{},"geometry":{"type":"LineString","coordinates":[[-100.32184,18.93222],[-100.32114,18.93144],[-100.31973,18.9315],[-100.31917,18.93125]]}}
Distribución MT | LineString | n/d |  |  |  | n/d |  |  |  |  | OpenStreetMap | {"type":"Feature","properties":{},"geometry":{"type":"LineString","coordinates":[[-100.32023,18.93038],[-100.31971,18.93094],[-100.31973,18.9315]]}}
Distribución MT | LineString | n/d |  |  |  | n/d |  |  |  |  | OpenStreetMap | {"type":"Feature","properties":{},"geometry":{"type":"LineString","coordinates":[[-100.30719,18.93351],[-100.30762,18.93414],[-100.30807,18.93457],[-100.30848,18.93514],[-100.30887,18.93546],[-100.30954,18.93592],[-100.31061,18.93668]]}}
Distribución MT | LineString | n/d |  |  |  | n/d |  |  |  |  | OpenStreetMap | {"type":"Feature","properties":{},"geometry":{"type":"LineString","coordinates":[[-100.31331,18.94593],[-100.31267,18.94518],[-100.31151,18.94465]]}}
Distribución MT | LineString | n/d |  |  |  | n/d |  |  |  |  | OpenStreetMap | {"type":"Feature","properties":{},"geometry":{"type":"LineString","coordinates":[[-100.33692,18.94372],[-100.33659,18.94442],[-100.33609,18.94567],[-100.33438,18.94488],[-100.3333,18.94438],[-100.33142,18.9435],[-100.32989,18.94278],[-100.32806,18.94241],[-100.3273,18.94227],[-100.32556,18.94194],[-100.32419,18.94149],[-100.32148,18.94063],[-100.31919,18.93981],[-100.31771,18.93928],[-100.31618,18.93872],[-100.3152,18.9383],[-100.31365,18.93775]]}}
Distribución MT | LineString | n/d |  |  |  | n/d |  |  |  |  | OpenStreetMap | {"type":"Feature","properties":{},"geometry":{"type":"LineString","coordinates":[[-100.34859,18.95136],[-100.34831,18.95089],[-100.34828,18.95039],[-100.34844,18.9499],[-100.3467,18.94924],[-100.34474,18.94849],[-100.34248,18.94762],[-100.34184,18.94739],[-100.34048,18.94698],[-100.33865,18.94644],[-100.33704,18.94596],[-100.33609,18.94567]]}}
Distribución MT | LineString | n/d |  |  |  | n/d |  |  |  |  | OpenStreetMap | {"type":"Feature","properties":{},"geometry":{"type":"LineString","coordinates":[[-100.34161,18.94831],[-100.34184,18.94739],[-100.34199,18.94674],[-100.3429,18.94711],[-100.3436,18.94754],[-100.34435,18.94787],[-100.34513,18.94779]]}}
Distribución MT | LineString | n/d |  |  |  | n/d |  |  |  |  | OpenStreetMap | {"type":"Feature","properties":{},"geometry":{"type":"LineString","coordinates":[[-100.35039,18.95093],[-100.34988,18.95086],[-100.34921,18.95072],[-100.34871,18.9506],[-100.34828,18.95039]]}}
Distribución MT | LineString | n/d |  |  |  | n/d |  |  |  |  | OpenStreetMap | {"type":"Feature","properties":{},"geometry":{"type":"LineString","coordinates":[[-100.3751,18.96676],[-100.37562,18.96641],[-100.37545,18.965],[-100.37536,18.9637],[-100.37519,18.96299],[-100.37492,18.96191],[-100.37467,18.96003],[-100.37369,18.95884],[-100.37315,18.95821],[-100.37257,18.95752],[-100.37125,18.95616],[-100.37091,18.95582],[-100.37011,18.95495],[-100.36932,18.95408],[-100.3679,18.95387],[-100.36673,18.95368],[-100.3654,18.9535],[-100.36456,18.95337],[-100.3636,18.95322],[-100.36232,18.95304],[-100.36158,18.95292],[-100.36052,18.95276],[-100.35722,18.95232],[-100.35425,18.95152],[-100.35257,18.95107],[-100.35144,18.95078],[-100.35061,18.95056],[-100.34896,18.95007],[-100.34844,18.9499]]}}
Distribución MT | LineString | n/d |  |  |  | n/d |  |  |  |  | OpenStreetMap | {"type":"Feature","properties":{},"geometry":{"type":"LineString","coordinates":[[-100.34971,18.94847],[-100.34931,18.9487],[-100.34922,18.94909],[-100.34977,18.94953],[-100.35014,18.95015],[-100.35077,18.95033],[-100.35061,18.95056]]}}
Distribución MT | LineString | n/d |  |  |  | n/d |  |  |  |  | OpenStreetMap | {"type":"Feature","properties":{},"geometry":{"type":"LineString","coordinates":[[-100.35373,18.95072],[-100.35275,18.95068],[-100.3517,18.95053],[-100.35116,18.95039],[-100.35077,18.95033]]}}
Distribución MT | LineString | n/d |  |  |  | n/d |  |  |  |  | OpenStreetMap | {"type":"Feature","properties":{},"geometry":{"type":"LineString","coordinates":[[-100.35966,18.95177],[-100.35971,18.9527],[-100.36052,18.95276]]}}
Distribución MT | LineString | n/d |  |  |  | n/d |  |  |  |  | OpenStreetMap | {"type":"Feature","properties":{},"geometry":{"type":"LineString","coordinates":[[-100.36449,18.95351],[-100.36383,18.95348],[-100.36284,18.95334],[-100.36223,18.95321],[-100.36232,18.95304]]}}
Distribución MT | LineString | n/d |  |  |  | n/d |  |  |  |  | OpenStreetMap | {"type":"Feature","properties":{},"geometry":{"type":"LineString","coordinates":[[-100.36052,18.95276],[-100.36094,18.95284],[-100.36156,18.95296],[-100.36223,18.95321]]}}
Distribución MT | LineString | n/d |  |  |  | n/d |  |  |  |  | OpenStreetMap | {"type":"Feature","properties":{},"geometry":{"type":"LineString","coordinates":[[-100.36425,18.95034],[-100.36494,18.95037],[-100.3652,18.95136],[-100.36642,18.95115],[-100.36663,18.95292],[-100.36673,18.95368]]}}
Distribución MT | LineString | n/d |  |  |  | n/d |  |  |  |  | OpenStreetMap | {"type":"Feature","properties":{},"geometry":{"type":"LineString","coordinates":[[-100.36151,18.94848],[-100.36191,18.94746],[-100.36226,18.94666],[-100.36414,18.94693],[-100.36462,18.94888],[-100.36494,18.95037]]}}
Distribución MT | LineString | n/d |  |  |  | n/d |  |  |  |  | OpenStreetMap | {"type":"Feature","properties":{},"geometry":{"type":"LineString","coordinates":[[-100.36299,18.94654],[-100.36303,18.94688],[-100.36226,18.94666]]}}
Distribución MT | LineString | n/d |  |  |  | n/d |  |  |  |  | OpenStreetMap | {"type":"Feature","properties":{},"geometry":{"type":"LineString","coordinates":[[-100.35278,18.94425],[-100.3552,18.94443],[-100.3579,18.94464],[-100.35844,18.94468],[-100.36037,18.94598],[-100.3617,18.94627],[-100.36226,18.94666]]}}
Distribución MT | LineString | n/d |  |  |  | n/d |  |  |  |  | OpenStreetMap | {"type":"Feature","properties":{},"geometry":{"type":"LineString","coordinates":[[-100.35636,18.94079],[-100.35716,18.94227],[-100.35795,18.94376],[-100.35844,18.94468]]}}
Distribución MT | LineString | n/d |  |  |  | n/d |  |  |  |  | OpenStreetMap | {"type":"Feature","properties":{},"geometry":{"type":"LineString","coordinates":[[-100.36279,18.9428],[-100.36304,18.9422],[-100.36324,18.94235],[-100.36424,18.94453],[-100.36488,18.94508],[-100.36414,18.94693]]}}
Distribución MT | LineString | n/d |  |  |  | n/d |  |  |  |  | OpenStreetMap | {"type":"Feature","properties":{},"geometry":{"type":"LineString","coordinates":[[-100.36594,18.93222],[-100.36678,18.93329],[-100.36686,18.93428],[-100.3682,18.93462],[-100.37009,18.93337],[-100.37145,18.93433],[-100.37198,18.93493],[-100.37193,18.93663],[-100.3719,18.93764],[-100.37015,18.93967],[-100.3692,18.94071],[-100.36828,18.94129],[-100.36697,18.9421],[-100.36557,18.94296],[-100.36457,18.94348],[-100.36424,18.94453]]}}
Distribución MT | LineString | n/d |  |  |  | n/d |  |  |  |  | OpenStreetMap | {"type":"Feature","properties":{},"geometry":{"type":"LineString","coordinates":[[-100.37309,18.93793],[-100.3719,18.93764]]}}
Distribución MT | LineString | n/d |  |  |  | n/d |  |  |  |  | OpenStreetMap | {"type":"Feature","properties":{},"geometry":{"type":"LineString","coordinates":[[-100.3815,18.93832],[-100.38083,18.93822],[-100.37998,18.93879],[-100.37936,18.93936],[-100.37898,18.93974],[-100.37827,18.94082],[-100.37489,18.94112],[-100.37351,18.94124],[-100.37166,18.94102],[-100.36959,18.94078],[-100.3692,18.94071]]}}
Distribución MT | LineString | n/d |  |  |  | n/d |  |  |  |  | OpenStreetMap | {"type":"Feature","properties":{},"geometry":{"type":"LineString","coordinates":[[-100.37883,18.93923],[-100.37936,18.93936]]}}
Distribución MT | LineString | n/d |  |  |  | n/d |  |  |  |  | OpenStreetMap | {"type":"Feature","properties":{},"geometry":{"type":"LineString","coordinates":[[-100.37869,18.93972],[-100.37898,18.93974]]}}
Distribución MT | LineString | n/d |  |  |  | n/d |  |  |  |  | OpenStreetMap | {"type":"Feature","properties":{},"geometry":{"type":"LineString","coordinates":[[-100.37862,18.93659],[-100.37957,18.93653],[-100.37982,18.93781],[-100.37998,18.93879]]}}
Distribución MT | LineString | n/d |  |  |  | n/d |  |  |  |  | OpenStreetMap | {"type":"Feature","properties":{},"geometry":{"type":"LineString","coordinates":[[-100.38351,18.93756],[-100.38325,18.93725],[-100.3828,18.93703],[-100.38241,18.93728],[-100.38224,18.93787],[-100.38195,18.93818],[-100.38147,18.93826],[-100.38099,18.93819],[-100.37982,18.93781]]}}
Distribución MT | LineString | n/d |  |  |  | n/d |  |  |  |  | OpenStreetMap | {"type":"Feature","properties":{},"geometry":{"type":"LineString","coordinates":[[-100.38315,18.93673],[-100.3828,18.93703]]}}
Distribución MT | LineString | n/d |  |  |  | n/d |  |  |  |  | OpenStreetMap | {"type":"Feature","properties":{},"geometry":{"type":"LineString","coordinates":[[-100.39523,18.94383],[-100.39464,18.94392],[-100.39419,18.94401],[-100.39376,18.94409],[-100.39349,18.94306],[-100.39201,18.94308],[-100.39137,18.94323],[-100.39098,18.94323],[-100.39039,18.94294],[-100.38975,18.94295],[-100.3891,18.94306],[-100.38782,18.94337],[-100.38719,18.944],[-100.38472,18.94522],[-100.38425,18.94544],[-100.38328,18.94547],[-100.38147,18.94551],[-100.38031,18.94553],[-100.37869,18.94555],[-100.37866,18.94524],[-100.37852,18.94374],[-100.37838,18.94202],[-100.37827,18.94082]]}}
Distribución MT | LineString | n/d |  |  |  | n/d |  |  |  |  | OpenStreetMap | {"type":"Feature","properties":{},"geometry":{"type":"LineString","coordinates":[[-100.39429,18.94336],[-100.39452,18.94379],[-100.39464,18.94392]]}}
Distribución MT | LineString | n/d |  |  |  | n/d |  |  |  |  | OpenStreetMap | {"type":"Feature","properties":{},"geometry":{"type":"LineString","coordinates":[[-100.38868,18.94385],[-100.38884,18.94349],[-100.3891,18.94306]]}}
Distribución MT | LineString | n/d |  |  |  | n/d |  |  |  |  | OpenStreetMap | {"type":"Feature","properties":{},"geometry":{"type":"LineString","coordinates":[[-100.36735,18.94126],[-100.36829,18.9411],[-100.3692,18.94071]]}}
Distribución MT | LineString | n/d |  |  |  | n/d |  |  |  |  | OpenStreetMap | {"type":"Feature","properties":{},"geometry":{"type":"LineString","coordinates":[[-100.36999,18.94827],[-100.36834,18.94706],[-100.36729,18.94637],[-100.36571,18.94573],[-100.36488,18.94508]]}}
Distribución MT | LineString | n/d |  |  |  | n/d |  |  |  |  | OpenStreetMap | {"type":"Feature","properties":{},"geometry":{"type":"LineString","coordinates":[[-100.3667,18.94788],[-100.36729,18.94637],[-100.367,18.94544]]}}
Distribución MT | LineString | n/d |  |  |  | n/d |  |  |  |  | OpenStreetMap | {"type":"Feature","properties":{},"geometry":{"type":"LineString","coordinates":[[-100.36847,18.95189],[-100.36848,18.95324],[-100.36932,18.95408]]}}
Distribución MT | LineString | n/d |  |  |  | n/d |  |  |  |  | OpenStreetMap | {"type":"Feature","properties":{},"geometry":{"type":"LineString","coordinates":[[-100.37115,18.95454],[-100.37166,18.9551],[-100.37116,18.95554],[-100.37091,18.95582]]}}
Distribución MT | LineString | n/d |  |  |  | n/d |  |  |  |  | OpenStreetMap | {"type":"Feature","properties":{},"geometry":{"type":"LineString","coordinates":[[-100.372,18.95564],[-100.37166,18.9551]]}}
Distribución MT | LineString | n/d |  |  |  | n/d |  |  |  |  | OpenStreetMap | {"type":"Feature","properties":{},"geometry":{"type":"LineString","coordinates":[[-100.37246,18.95656],[-100.37257,18.95752]]}}
Distribución MT | LineString | n/d |  |  |  | n/d |  |  |  |  | OpenStreetMap | {"type":"Feature","properties":{},"geometry":{"type":"LineString","coordinates":[[-100.37324,18.95801],[-100.37386,18.95848],[-100.37425,18.95898],[-100.37448,18.9595],[-100.37467,18.96003],[-100.37476,18.96084],[-100.37492,18.96191]]}}
Distribución MT | LineString | n/d |  |  |  | n/d |  |  |  |  | OpenStreetMap | {"type":"Feature","properties":{},"geometry":{"type":"LineString","coordinates":[[-100.37733,18.96344],[-100.376,18.96353],[-100.37536,18.9637]]}}
Distribución MT | LineString | n/d |  |  |  | n/d |  |  |  |  | OpenStreetMap | {"type":"Feature","properties":{},"geometry":{"type":"LineString","coordinates":[[-100.3763,18.96726],[-100.37587,18.96725],[-100.37563,18.96725],[-100.37562,18.96641]]}}
Distribución MT | LineString | n/d |  |  |  | n/d |  |  |  |  | OpenStreetMap | {"type":"Feature","properties":{},"geometry":{"type":"LineString","coordinates":[[-100.37562,18.96641],[-100.37565,18.96679],[-100.37563,18.96725]]}}
Distribución MT | LineString | n/d |  |  |  | n/d |  |  |  |  | OpenStreetMap | {"type":"Feature","properties":{},"geometry":{"type":"LineString","coordinates":[[-100.37531,18.98936],[-100.37449,18.9891],[-100.37378,18.98961],[-100.37309,18.99014],[-100.37245,18.99058],[-100.37187,18.99026],[-100.37161,18.99024],[-100.3716,18.99022],[-100.37156,18.98951],[-100.37151,18.9887],[-100.37148,18.98831],[-100.37142,18.98721],[-100.37139,18.98612],[-100.37132,18.98459],[-100.37151,18.98336],[-100.37154,18.98201],[-100.37154,18.982],[-100.37151,18.98055],[-100.37149,18.97912],[-100.37149,18.9779],[-100.37149,18.97659],[-100.37149,18.97649],[-100.37148,18.97472],[-100.37205,18.97367],[-100.37272,18.97245],[-100.3733,18.97154],[-100.37404,18.9704],[-100.37477,18.96928],[-100.37511,18.96848],[-100.37563,18.96725]]}}
Distribución MT | LineString | n/d |  |  |  | n/d |  |  |  |  | OpenStreetMap | {"type":"Feature","properties":{},"geometry":{"type":"LineString","coordinates":[[-100.37328,18.99578],[-100.37287,18.99561],[-100.37255,18.99567],[-100.37233,18.99525],[-100.37171,18.99517],[-100.37118,18.99494],[-100.37078,18.99485],[-100.3708,18.99444],[-100.37078,18.99411],[-100.37084,18.99339],[-100.3708,18.99285],[-100.37083,18.99246],[-100.37086,18.99233],[-100.37089,18.99219],[-100.37125,18.99155],[-100.37125,18.99154],[-100.37135,18.99101],[-100.3716,18.99022]]}}
Distribución MT | LineString | n/d |  |  |  | n/d |  |  |  |  | OpenStreetMap | {"type":"Feature","properties":{},"geometry":{"type":"LineString","coordinates":[[-100.37007,18.99395],[-100.37084,18.99339]]}}
Distribución MT | LineString | n/d |  |  |  | n/d |  |  |  |  | OpenStreetMap | {"type":"Feature","properties":{},"geometry":{"type":"LineString","coordinates":[[-100.37275,18.99623],[-100.37255,18.99567]]}}
Distribución MT | LineString | n/d |  |  |  | n/d |  |  |  |  | OpenStreetMap | {"type":"Feature","properties":{},"geometry":{"type":"LineString","coordinates":[[-100.37142,18.99564],[-100.37171,18.99517]]}}
Distribución MT | LineString | n/d |  |  |  | n/d |  |  |  |  | OpenStreetMap | {"type":"Feature","properties":{},"geometry":{"type":"LineString","coordinates":[[-100.37079,18.99531],[-100.37078,18.99485]]}}
Distribución MT | LineString | n/d |  |  |  | n/d |  |  |  |  | OpenStreetMap | {"type":"Feature","properties":{},"geometry":{"type":"LineString","coordinates":[[-100.37105,18.99286],[-100.3708,18.99285]]}}
Distribución MT | LineString | n/d |  |  |  | n/d |  |  |  |  | OpenStreetMap | {"type":"Feature","properties":{},"geometry":{"type":"LineString","coordinates":[[-100.37196,18.9922],[-100.37149,18.99215],[-100.37089,18.99219]]}}
Distribución MT | LineString | n/d |  |  |  | n/d |  |  |  |  | OpenStreetMap | {"type":"Feature","properties":{},"geometry":{"type":"LineString","coordinates":[[-100.37158,18.99263],[-100.37123,18.99256],[-100.37083,18.99246]]}}
Distribución MT | LineString | n/d |  |  |  | n/d |  |  |  |  | OpenStreetMap | {"type":"Feature","properties":{},"geometry":{"type":"LineString","coordinates":[[-100.37109,18.99269],[-100.37123,18.99256]]}}
Distribución MT | LineString | n/d |  |  |  | n/d |  |  |  |  | OpenStreetMap | {"type":"Feature","properties":{},"geometry":{"type":"LineString","coordinates":[[-100.37276,18.99172],[-100.37244,18.99185],[-100.37208,18.99171],[-100.37173,18.99166],[-100.37125,18.99155]]}}
Distribución MT | LineString | n/d |  |  |  | n/d |  |  |  |  | OpenStreetMap | {"type":"Feature","properties":{},"geometry":{"type":"LineString","coordinates":[[-100.37183,18.99106],[-100.37125,18.99154]]}}
Distribución MT | LineString | n/d |  |  |  | n/d |  |  |  |  | OpenStreetMap | {"type":"Feature","properties":{},"geometry":{"type":"LineString","coordinates":[[-100.36926,18.99217],[-100.36945,18.99224],[-100.36986,18.99227],[-100.37039,18.99231],[-100.37086,18.99233]]}}
Distribución MT | LineString | n/d |  |  |  | n/d |  |  |  |  | OpenStreetMap | {"type":"Feature","properties":{},"geometry":{"type":"LineString","coordinates":[[-100.37025,18.99127],[-100.3706,18.99144],[-100.37046,18.99192],[-100.37046,18.99193],[-100.37039,18.99231],[-100.37045,18.99249],[-100.37046,18.99295]]}}
Distribución MT | LineString | n/d |  |  |  | n/d |  |  |  |  | OpenStreetMap | {"type":"Feature","properties":{},"geometry":{"type":"LineString","coordinates":[[-100.37067,18.99246],[-100.37045,18.99249]]}}
Distribución MT | LineString | n/d |  |  |  | n/d |  |  |  |  | OpenStreetMap | {"type":"Feature","properties":{},"geometry":{"type":"LineString","coordinates":[[-100.37009,18.99182],[-100.37046,18.99192]]}}
Distribución MT | LineString | n/d |  |  |  | n/d |  |  |  |  | OpenStreetMap | {"type":"Feature","properties":{},"geometry":{"type":"LineString","coordinates":[[-100.37026,18.9915],[-100.3706,18.99144]]}}
Distribución MT | LineString | n/d |  |  |  | n/d |  |  |  |  | OpenStreetMap | {"type":"Feature","properties":{},"geometry":{"type":"LineString","coordinates":[[-100.36951,18.99332],[-100.36973,18.99291]]}}
Distribución MT | LineString | n/d |  |  |  | n/d |  |  |  |  | OpenStreetMap | {"type":"Feature","properties":{},"geometry":{"type":"LineString","coordinates":[[-100.36946,18.99205],[-100.36945,18.99224],[-100.36941,18.99261],[-100.36959,18.99276],[-100.36973,18.99291],[-100.36991,18.99312]]}}
Distribución MT | LineString | n/d |  |  |  | n/d |  |  |  |  | OpenStreetMap | {"type":"Feature","properties":{},"geometry":{"type":"LineString","coordinates":[[-100.36984,18.99253],[-100.36986,18.99227]]}}
Distribución MT | LineString | n/d |  |  |  | n/d |  |  |  |  | OpenStreetMap | {"type":"Feature","properties":{},"geometry":{"type":"LineString","coordinates":[[-100.37482,18.98761],[-100.37466,18.98823],[-100.37449,18.9891]]}}
Distribución MT | LineString | n/d |  |  |  | n/d |  |  |  |  | OpenStreetMap | {"type":"Feature","properties":{},"geometry":{"type":"LineString","coordinates":[[-100.40106,19.03562],[-100.40051,19.03578],[-100.4004,19.03413],[-100.40031,19.03282],[-100.40026,19.0319],[-100.40003,19.03119],[-100.39963,19.02994],[-100.39926,19.02882],[-100.39884,19.02751],[-100.39835,19.02715],[-100.39697,19.02614],[-100.39585,19.02529],[-100.39454,19.02433],[-100.39426,19.024],[-100.39352,19.02312],[-100.39277,19.02223],[-100.39201,19.02135],[-100.3912,19.02039],[-100.3906,19.01968],[-100.38982,19.01879],[-100.38981,19.01879],[-100.38947,19.01835],[-100.38856,19.01725],[-100.38746,19.01589],[-100.38648,19.01469],[-100.3858,19.01391],[-100.38473,19.01271],[-100.38357,19.0114],[-100.3829,19.0102],[-100.38221,19.00894],[-100.38144,19.00756],[-100.38069,19.00621],[-100.37991,19.00482],[-100.37913,19.00341],[-100.37839,19.00207],[-100.378,19.0013],[-100.37751,19.00032],[-100.37674,18.99877],[-100.3761,18.99751],[-100.37555,18.9964],[-100.37493,18.99518],[-100.37448,18.99428],[-100.37363,18.99271],[-100.37287,18.99133],[-100.37245,18.99058]]}}
Distribución MT | LineString | n/d |  |  |  | n/d |  |  |  |  | OpenStreetMap | {"type":"Feature","properties":{},"geometry":{"type":"LineString","coordinates":[[-100.40387,19.04873],[-100.40361,19.04839],[-100.40339,19.048],[-100.40309,19.04765],[-100.40288,19.04726],[-100.4025,19.04645],[-100.40264,19.04558],[-100.40249,19.04447],[-100.402,19.0437],[-100.40112,19.04231],[-100.40032,19.04105],[-100.40036,19.0399],[-100.4004,19.03865],[-100.40045,19.03736],[-100.40049,19.03646],[-100.40051,19.03578]]}}
Distribución MT | LineString | n/d |  |  |  | n/d |  |  |  |  | OpenStreetMap | {"type":"Feature","properties":{},"geometry":{"type":"LineString","coordinates":[[-100.40318,19.04594],[-100.40309,19.04547],[-100.40264,19.04558]]}}
Distribución MT | LineString | n/d |  |  |  | n/d |  |  |  |  | OpenStreetMap | {"type":"Feature","properties":{},"geometry":{"type":"LineString","coordinates":[[-100.417,19.03067],[-100.41693,19.03186],[-100.41715,19.03232],[-100.41659,19.03271],[-100.41511,19.03397],[-100.41397,19.03493],[-100.41326,19.03552],[-100.41231,19.03631],[-100.41131,19.03716],[-100.41056,19.03779],[-100.40994,19.03837],[-100.40916,19.03908],[-100.40848,19.03972],[-100.40736,19.04075],[-100.40625,19.04179],[-100.40521,19.04252],[-100.40416,19.04327],[-100.40322,19.04394],[-100.40249,19.04447]]}}
Distribución MT | LineString | n/d |  |  |  | n/d |  |  |  |  | OpenStreetMap | {"type":"Feature","properties":{},"geometry":{"type":"LineString","coordinates":[[-100.42219,19.04266],[-100.42094,19.04249],[-100.42055,19.04093],[-100.42016,19.03928],[-100.41967,19.03862],[-100.4186,19.03716],[-100.41833,19.03549],[-100.41844,19.03418],[-100.41807,19.03374],[-100.41773,19.03336],[-100.41659,19.03271]]}}
Distribución MT | LineString | n/d |  |  |  | n/d |  |  |  |  | OpenStreetMap | {"type":"Feature","properties":{},"geometry":{"type":"LineString","coordinates":[[-100.41991,19.03805],[-100.42016,19.03928]]}}
Distribución MT | LineString | n/d |  |  |  | n/d |  |  |  |  | OpenStreetMap | {"type":"Feature","properties":{},"geometry":{"type":"LineString","coordinates":[[-100.41645,19.03817],[-100.4186,19.03716]]}}
Distribución MT | LineString | n/d |  |  |  | n/d |  |  |  |  | OpenStreetMap | {"type":"Feature","properties":{},"geometry":{"type":"LineString","coordinates":[[-100.41877,19.03388],[-100.41807,19.03374]]}}
Distribución MT | LineString | n/d |  |  |  | n/d |  |  |  |  | OpenStreetMap | {"type":"Feature","properties":{},"geometry":{"type":"LineString","coordinates":[[-100.41844,19.03418],[-100.41805,19.03375],[-100.41773,19.03336]]}}
Distribución MT | LineString | n/d |  |  |  | n/d |  |  |  |  | OpenStreetMap | {"type":"Feature","properties":{},"geometry":{"type":"LineString","coordinates":[[-100.41565,19.0319],[-100.41606,19.03196],[-100.4165,19.03235],[-100.41659,19.03271]]}}
Distribución MT | LineString | n/d |  |  |  | n/d |  |  |  |  | OpenStreetMap | {"type":"Feature","properties":{},"geometry":{"type":"LineString","coordinates":[[-100.41621,19.03182],[-100.41606,19.03196],[-100.4156,19.03222],[-100.41527,19.03257],[-100.41509,19.03301],[-100.41508,19.03302],[-100.41477,19.03365]]}}
Distribución MT | LineString | n/d |  |  |  | n/d |  |  |  |  | OpenStreetMap | {"type":"Feature","properties":{},"geometry":{"type":"LineString","coordinates":[[-100.41484,19.03299],[-100.41509,19.03301]]}}
Distribución MT | LineString | n/d |  |  |  | n/d |  |  |  |  | OpenStreetMap | {"type":"Feature","properties":{},"geometry":{"type":"LineString","coordinates":[[-100.4129,19.02984],[-100.41336,19.02999],[-100.41412,19.03056],[-100.41493,19.0315],[-100.41531,19.03186],[-100.4156,19.03222]]}}
Distribución MT | LineString | n/d |  |  |  | n/d |  |  |  |  | OpenStreetMap | {"type":"Feature","properties":{},"geometry":{"type":"LineString","coordinates":[[-100.41336,19.02999],[-100.41371,19.03019],[-100.41412,19.03056]]}}
Distribución MT | LineString | n/d |  |  |  | n/d |  |  |  |  | OpenStreetMap | {"type":"Feature","properties":{},"geometry":{"type":"LineString","coordinates":[[-100.41289,19.03082],[-100.41343,19.03138],[-100.41412,19.03056]]}}
Distribución MT | LineString | n/d |  |  |  | n/d |  |  |  |  | OpenStreetMap | {"type":"Feature","properties":{},"geometry":{"type":"LineString","coordinates":[[-100.41234,19.03206],[-100.41343,19.03138]]}}
Distribución MT | LineString | n/d |  |  |  | n/d |  |  |  |  | OpenStreetMap | {"type":"Feature","properties":{},"geometry":{"type":"LineString","coordinates":[[-100.41311,19.03202],[-100.41343,19.03138]]}}
Distribución MT | LineString | n/d |  |  |  | n/d |  |  |  |  | OpenStreetMap | {"type":"Feature","properties":{},"geometry":{"type":"LineString","coordinates":[[-100.41428,19.03253],[-100.41493,19.0315],[-100.41588,19.03124]]}}
Distribución MT | LineString | n/d |  |  |  | n/d |  |  |  |  | OpenStreetMap | {"type":"Feature","properties":{},"geometry":{"type":"LineString","coordinates":[[-100.45839,19.01319],[-100.45765,19.01332],[-100.45737,19.01389],[-100.45717,19.01478],[-100.45695,19.01561],[-100.45685,19.01635],[-100.4567,19.01709],[-100.45596,19.01716],[-100.45521,19.01721],[-100.45352,19.01673],[-100.45259,19.0167],[-100.45174,19.0168],[-100.45086,19.01684],[-100.44933,19.01624],[-100.44878,19.01585],[-100.44819,19.01549],[-100.44761,19.01507],[-100.44703,19.01482],[-100.44503,19.01588],[-100.44511,19.01622],[-100.44428,19.01724],[-100.44359,19.01765],[-100.4433,19.01783],[-100.44237,19.01799],[-100.44195,19.0188],[-100.44151,19.01934],[-100.44132,19.02002],[-100.44009,19.02032],[-100.43942,19.0205],[-100.43794,19.0205],[-100.43746,19.02256],[-100.43715,19.0239],[-100.43681,19.02539],[-100.43643,19.02698],[-100.43483,19.02861],[-100.43273,19.02892],[-100.43111,19.02915],[-100.42908,19.02954],[-100.42669,19.03],[-100.42515,19.03057],[-100.42348,19.03118],[-100.42229,19.03145],[-100.42052,19.03184],[-100.41849,19.0323],[-100.41659,19.03271]]}}
Distribución MT | LineString | n/d |  |  |  | n/d |  |  |  |  | OpenStreetMap | {"type":"Feature","properties":{},"geometry":{"type":"LineString","coordinates":[[-100.46007,19.01309],[-100.46007,19.01284],[-100.46002,19.0127],[-100.45988,19.01239],[-100.45969,19.01179],[-100.45923,19.01049],[-100.45889,19.01107],[-100.45846,19.01172],[-100.45856,19.012],[-100.45812,19.01262],[-100.45765,19.01332]]}}
Distribución MT | LineString | n/d |  |  |  | n/d |  |  |  |  | OpenStreetMap | {"type":"Feature","properties":{},"geometry":{"type":"LineString","coordinates":[[-100.45461,19.01345],[-100.45554,19.0136],[-100.45646,19.01367],[-100.45737,19.01389]]}}
Distribución MT | LineString | n/d |  |  |  | n/d |  |  |  |  | OpenStreetMap | {"type":"Feature","properties":{},"geometry":{"type":"LineString","coordinates":[[-100.44345,19.01642],[-100.4436,19.0168],[-100.44322,19.01729],[-100.44359,19.01765]]}}
Distribución MT | LineString | n/d |  |  |  | n/d |  |  |  |  | OpenStreetMap | {"type":"Feature","properties":{},"geometry":{"type":"LineString","coordinates":[[-100.43009,19.01211],[-100.4305,19.01215],[-100.43077,19.01237],[-100.43104,19.01255],[-100.4313,19.01269],[-100.43175,19.01299],[-100.43174,19.01307],[-100.43211,19.01329],[-100.43199,19.0135],[-100.43214,19.01349],[-100.43253,19.01359],[-100.43312,19.01378],[-100.43345,19.01391],[-100.43377,19.01402],[-100.43394,19.01445],[-100.43412,19.01491],[-100.43489,19.01536],[-100.43563,19.01583],[-100.43636,19.01648],[-100.437,19.01605],[-100.43796,19.01569],[-100.43887,19.0157],[-100.43923,19.01557],[-100.43985,19.01527],[-100.44102,19.01531],[-100.44173,19.01561],[-100.44255,19.01622],[-100.44265,19.01718],[-100.44322,19.01729]]}}
Distribución MT | LineString | n/d |  |  |  | n/d |  |  |  |  | OpenStreetMap | {"type":"Feature","properties":{},"geometry":{"type":"LineString","coordinates":[[-100.43048,19.01224],[-100.43099,19.01239],[-100.43085,19.01287],[-100.43079,19.01325],[-100.43142,19.01333],[-100.43199,19.0135]]}}
Distribución MT | LineString | n/d |  |  |  | n/d |  |  |  |  | OpenStreetMap | {"type":"Feature","properties":{},"geometry":{"type":"LineString","coordinates":[[-100.43135,19.01254],[-100.43099,19.01239]]}}
Distribución MT | LineString | n/d |  |  |  | n/d |  |  |  |  | OpenStreetMap | {"type":"Feature","properties":{},"geometry":{"type":"LineString","coordinates":[[-100.43197,19.01283],[-100.43214,19.01349]]}}
Distribución MT | LineString | n/d |  |  |  | n/d |  |  |  |  | OpenStreetMap | {"type":"Feature","properties":{},"geometry":{"type":"LineString","coordinates":[[-100.43015,19.01294],[-100.42966,19.01288],[-100.42954,19.01336],[-100.42953,19.01337],[-100.42993,19.01337],[-100.43026,19.01338],[-100.43065,19.01342],[-100.43079,19.01325]]}}
Distribución MT | LineString | n/d |  |  |  | n/d |  |  |  |  | OpenStreetMap | {"type":"Feature","properties":{},"geometry":{"type":"LineString","coordinates":[[-100.42923,19.0134],[-100.42954,19.01336]]}}
Distribución MT | LineString | n/d |  |  |  | n/d |  |  |  |  | OpenStreetMap | {"type":"Feature","properties":{},"geometry":{"type":"LineString","coordinates":[[-100.43099,19.01416],[-100.43059,19.01423],[-100.43059,19.01422],[-100.43064,19.01371],[-100.43065,19.01342]]}}
Distribución MT | LineString | n/d |  |  |  | n/d |  |  |  |  | OpenStreetMap | {"type":"Feature","properties":{},"geometry":{"type":"LineString","coordinates":[[-100.42893,19.01331],[-100.42876,19.01369],[-100.42916,19.01384],[-100.42966,19.01414],[-100.43012,19.01417],[-100.43059,19.01422]]}}
Distribución MT | LineString | n/d |  |  |  | n/d |  |  |  |  | OpenStreetMap | {"type":"Feature","properties":{},"geometry":{"type":"LineString","coordinates":[[-100.42876,19.01369],[-100.42915,19.01388],[-100.42966,19.01414]]}}
Distribución MT | LineString | n/d |  |  |  | n/d |  |  |  |  | OpenStreetMap | {"type":"Feature","properties":{},"geometry":{"type":"LineString","coordinates":[[-100.42803,19.01303],[-100.42782,19.01342],[-100.42876,19.01369]]}}
Distribución MT | LineString | n/d |  |  |  | n/d |  |  |  |  | OpenStreetMap | {"type":"Feature","properties":{},"geometry":{"type":"LineString","coordinates":[[-100.42534,19.01276],[-100.42572,19.01279],[-100.4262,19.01288],[-100.4268,19.01302],[-100.42731,19.01319],[-100.42782,19.01342]]}}
Distribución MT | LineString | n/d |  |  |  | n/d |  |  |  |  | OpenStreetMap | {"type":"Feature","properties":{},"geometry":{"type":"LineString","coordinates":[[-100.42617,19.01317],[-100.4262,19.01288]]}}
Distribución MT | LineString | n/d |  |  |  | n/d |  |  |  |  | OpenStreetMap | {"type":"Feature","properties":{},"geometry":{"type":"LineString","coordinates":[[-100.42651,19.01229],[-100.42689,19.01239],[-100.4268,19.01302]]}}
Distribución MT | LineString | n/d |  |  |  | n/d |  |  |  |  | OpenStreetMap | {"type":"Feature","properties":{},"geometry":{"type":"LineString","coordinates":[[-100.43202,19.01435],[-100.4318,19.0141],[-100.43166,19.01376],[-100.43199,19.0135]]}}
Distribución MT | LineString | n/d |  |  |  | n/d |  |  |  |  | OpenStreetMap | {"type":"Feature","properties":{},"geometry":{"type":"LineString","coordinates":[[-100.43196,19.01421],[-100.43206,19.01391],[-100.43214,19.01349]]}}
Distribución MT | LineString | n/d |  |  |  | n/d |  |  |  |  | OpenStreetMap | {"type":"Feature","properties":{},"geometry":{"type":"LineString","coordinates":[[-100.43248,19.01292],[-100.43254,19.01326],[-100.43253,19.01359],[-100.43199,19.0135]]}}
Distribución MT | LineString | n/d |  |  |  | n/d |  |  |  |  | OpenStreetMap | {"type":"Feature","properties":{},"geometry":{"type":"LineString","coordinates":[[-100.43794,19.0205],[-100.43756,19.01953],[-100.43713,19.01843],[-100.43668,19.01731],[-100.43636,19.01648]]}}
Distribución MT | LineString | n/d |  |  |  | n/d |  |  |  |  | OpenStreetMap | {"type":"Feature","properties":{},"geometry":{"type":"LineString","coordinates":[[-100.47504,19.03162],[-100.47454,19.03134],[-100.47396,19.03112],[-100.47394,19.03112],[-100.47248,19.03036],[-100.47173,19.02976],[-100.4706,19.0295],[-100.46859,19.02905],[-100.46679,19.02864],[-100.4655,19.02858],[-100.46416,19.02852],[-100.46278,19.0284],[-100.46133,19.02827],[-100.45946,19.0281],[-100.45803,19.02797],[-100.45595,19.02777],[-100.45424,19.02716],[-100.45343,19.02656],[-100.45233,19.02582],[-100.45119,19.02503],[-100.44984,19.0241],[-100.44876,19.02337],[-100.44752,19.02253],[-100.44642,19.02174],[-100.44526,19.02156],[-100.44379,19.02131],[-100.44294,19.02116],[-100.44144,19.02088],[-100.43942,19.0205]]}}
Distribución MT | LineString | n/d |  |  |  | n/d |  |  |  |  | OpenStreetMap | {"type":"Feature","properties":{},"geometry":{"type":"LineString","coordinates":[[-100.47375,19.03051],[-100.47394,19.03112]]}}
Distribución MT | LineString | n/d |  |  |  | n/d |  |  |  |  | OpenStreetMap | {"type":"Feature","properties":{},"geometry":{"type":"LineString","coordinates":[[-100.47189,19.03024],[-100.47248,19.03036]]}}
Distribución MT | LineString | n/d |  |  |  | n/d |  |  |  |  | OpenStreetMap | {"type":"Feature","properties":{},"geometry":{"type":"LineString","coordinates":[[-100.45198,19.0264],[-100.45265,19.0265],[-100.45343,19.02656]]}}
Distribución MT | LineString | n/d |  |  |  | n/d |  |  |  |  | OpenStreetMap | {"type":"Feature","properties":{},"geometry":{"type":"LineString","coordinates":[[-100.45251,19.02787],[-100.45216,19.02744],[-100.45265,19.0265]]}}
Distribución MT | LineString | n/d |  |  |  | n/d |  |  |  |  | OpenStreetMap | {"type":"Feature","properties":{},"geometry":{"type":"LineString","coordinates":[[-100.44182,19.01653],[-100.44173,19.01561],[-100.4426,19.01539]]}}
Distribución MT | LineString | n/d |  |  |  | n/d |  |  |  |  | OpenStreetMap | {"type":"Feature","properties":{},"geometry":{"type":"LineString","coordinates":[[-100.44473,19.019],[-100.44458,19.01861],[-100.44359,19.01765]]}}
Distribución MT | LineString | n/d |  |  |  | n/d |  |  |  |  | OpenStreetMap | {"type":"Feature","properties":{},"geometry":{"type":"LineString","coordinates":[[-100.44502,19.01807],[-100.44458,19.01861],[-100.44371,19.01883],[-100.44295,19.01887]]}}
Distribución MT | LineString | n/d |  |  |  | n/d |  |  |  |  | OpenStreetMap | {"type":"Feature","properties":{},"geometry":{"type":"LineString","coordinates":[[-100.40201,19.02846],[-100.4016,19.02871],[-100.40132,19.02946],[-100.40116,19.0299],[-100.40073,19.03093],[-100.40048,19.03153],[-100.40045,19.03181],[-100.40026,19.0319]]}}
Distribución MT | LineString | n/d |  |  |  | n/d |  |  |  |  | OpenStreetMap | {"type":"Feature","properties":{},"geometry":{"type":"LineString","coordinates":[[-100.40198,19.02895],[-100.4016,19.02871]]}}
Distribución MT | LineString | n/d |  |  |  | n/d |  |  |  |  | OpenStreetMap | {"type":"Feature","properties":{},"geometry":{"type":"LineString","coordinates":[[-100.40087,19.0316],[-100.40048,19.03153]]}}
Distribución MT | LineString | n/d |  |  |  | n/d |  |  |  |  | OpenStreetMap | {"type":"Feature","properties":{},"geometry":{"type":"LineString","coordinates":[[-100.39408,19.02325],[-100.39449,19.02384],[-100.39454,19.02433]]}}
Distribución MT | LineString | n/d |  |  |  | n/d |  |  |  |  | OpenStreetMap | {"type":"Feature","properties":{},"geometry":{"type":"LineString","coordinates":[[-100.39664,19.02101],[-100.39623,19.02133],[-100.39573,19.02168],[-100.39504,19.02121]]}}
Distribución MT | LineString | n/d |  |  |  | n/d |  |  |  |  | OpenStreetMap | {"type":"Feature","properties":{},"geometry":{"type":"LineString","coordinates":[[-100.39454,19.02433],[-100.39497,19.02377],[-100.39499,19.02277],[-100.39529,19.0225],[-100.39557,19.02221],[-100.39573,19.02168]]}}
Distribución MT | LineString | n/d |  |  |  | n/d |  |  |  |  | OpenStreetMap | {"type":"Feature","properties":{},"geometry":{"type":"LineString","coordinates":[[-100.39019,19.02201],[-100.38988,19.02167],[-100.39071,19.02093],[-100.39101,19.02057],[-100.3912,19.02039]]}}
Distribución MT | LineString | n/d |  |  |  | n/d |  |  |  |  | OpenStreetMap | {"type":"Feature","properties":{},"geometry":{"type":"LineString","coordinates":[[-100.38927,19.02229],[-100.38958,19.02249],[-100.38984,19.02265],[-100.38993,19.02217],[-100.38988,19.02167]]}}
Distribución MT | LineString | n/d |  |  |  | n/d |  |  |  |  | OpenStreetMap | {"type":"Feature","properties":{},"geometry":{"type":"LineString","coordinates":[[-100.38736,19.02526],[-100.38735,19.02466],[-100.38739,19.02385],[-100.38731,19.02335],[-100.38772,19.02309],[-100.38828,19.02323],[-100.38869,19.02311],[-100.38918,19.02304],[-100.38945,19.02305],[-100.38984,19.02265]]}}
Distribución MT | LineString | n/d |  |  |  | n/d |  |  |  |  | OpenStreetMap | {"type":"Feature","properties":{},"geometry":{"type":"LineString","coordinates":[[-100.39218,19.02265],[-100.39203,19.02289],[-100.39132,19.023],[-100.39046,19.02306],[-100.38988,19.02317],[-100.38945,19.02305]]}}
Distribución MT | LineString | n/d |  |  |  | n/d |  |  |  |  | OpenStreetMap | {"type":"Feature","properties":{},"geometry":{"type":"LineString","coordinates":[[-100.39187,19.02364],[-100.39192,19.02308],[-100.39203,19.02289]]}}
Distribución MT | LineString | n/d |  |  |  | n/d |  |  |  |  | OpenStreetMap | {"type":"Feature","properties":{},"geometry":{"type":"LineString","coordinates":[[-100.38995,19.02552],[-100.39089,19.02495],[-100.391,19.02414],[-100.39046,19.02306]]}}
Distribución MT | LineString | n/d |  |  |  | n/d |  |  |  |  | OpenStreetMap | {"type":"Feature","properties":{},"geometry":{"type":"LineString","coordinates":[[-100.39301,19.01032],[-100.39228,19.01042],[-100.39167,19.01234],[-100.39088,19.01274],[-100.39016,19.01315],[-100.39047,19.01436],[-100.39071,19.01527],[-100.39088,19.01594],[-100.39008,19.01634],[-100.38933,19.0173],[-100.38981,19.01879]]}}
Distribución MT | LineString | n/d |  |  |  | n/d |  |  |  |  | OpenStreetMap | {"type":"Feature","properties":{},"geometry":{"type":"LineString","coordinates":[[-100.39235,19.01175],[-100.39176,19.01172],[-100.39167,19.01234]]}}
Distribución MT | LineString | n/d |  |  |  | n/d |  |  |  |  | OpenStreetMap | {"type":"Feature","properties":{},"geometry":{"type":"LineString","coordinates":[[-100.37771,18.99635],[-100.37734,18.99674],[-100.37639,18.99703],[-100.37537,18.99556],[-100.37448,18.99428]]}}
Distribución MT | LineString | n/d |  |  |  | n/d |  |  |  |  | OpenStreetMap | {"type":"Feature","properties":{},"geometry":{"type":"LineString","coordinates":[[-100.37078,18.9837],[-100.37132,18.98459]]}}
Distribución MT | LineString | n/d |  |  |  | n/d |  |  |  |  | OpenStreetMap | {"type":"Feature","properties":{},"geometry":{"type":"LineString","coordinates":[[-100.3707,18.97792],[-100.37045,18.9792],[-100.37065,18.97951],[-100.37013,18.97985]]}}
Distribución MT | LineString | n/d |  |  |  | n/d |  |  |  |  | OpenStreetMap | {"type":"Feature","properties":{},"geometry":{"type":"LineString","coordinates":[[-100.37154,18.982],[-100.3713,18.98137],[-100.37106,18.98068],[-100.37086,18.98001],[-100.37065,18.97951]]}}
Distribución MT | LineString | n/d |  |  |  | n/d |  |  |  |  | OpenStreetMap | {"type":"Feature","properties":{},"geometry":{"type":"LineString","coordinates":[[-100.37231,18.97743],[-100.37149,18.97649],[-100.37137,18.97636],[-100.37045,18.97501],[-100.37148,18.97472]]}}
Distribución MT | LineString | n/d |  |  |  | n/d |  |  |  |  | OpenStreetMap | {"type":"Feature","properties":{},"geometry":{"type":"LineString","coordinates":[[-100.37484,18.97075],[-100.37477,18.96928]]}}
Distribución MT | LineString | n/d |  |  |  | n/d |  |  |  |  | OpenStreetMap | {"type":"Feature","properties":{},"geometry":{"type":"LineString","coordinates":[[-100.37612,18.96888],[-100.37611,18.96825],[-100.37598,18.96776],[-100.37587,18.96725]]}}
Distribución MT | LineString | n/d |  |  |  | n/d |  |  |  |  | OpenStreetMap | {"type":"Feature","properties":{},"geometry":{"type":"LineString","coordinates":[[-100.37522,18.96815],[-100.37568,18.96789],[-100.37598,18.96776]]}}
Distribución MT | LineString | n/d |  |  |  | n/d |  |  |  |  | OpenStreetMap | {"type":"Feature","properties":{},"geometry":{"type":"LineString","coordinates":[[-100.26289,18.93891],[-100.26247,18.93911],[-100.26199,18.93926],[-100.26176,18.93903],[-100.26149,18.93873],[-100.26042,18.93906],[-100.25975,18.93932],[-100.25896,18.93958],[-100.25833,18.93995],[-100.25798,18.94043]]}}
Distribución MT | LineString | n/d |  |  |  | n/d |  |  |  |  | OpenStreetMap | {"type":"Feature","properties":{},"geometry":{"type":"LineString","coordinates":[[-100.2561,18.93847],[-100.25612,18.93994],[-100.25612,18.93995],[-100.25689,18.94104],[-100.25798,18.94043],[-100.25853,18.94016]]}}
Distribución MT | LineString | n/d |  |  |  | n/d |  |  |  |  | OpenStreetMap | {"type":"Feature","properties":{},"geometry":{"type":"LineString","coordinates":[[-100.2541,18.93903],[-100.25612,18.93994],[-100.25555,18.94026]]}}
Distribución MT | LineString | n/d |  |  |  | n/d |  |  |  |  | OpenStreetMap | {"type":"Feature","properties":{},"geometry":{"type":"LineString","coordinates":[[-100.25719,18.94144],[-100.25689,18.94104],[-100.2564,18.94139],[-100.25586,18.94177],[-100.2563,18.94221]]}}
Distribución MT | LineString | n/d |  |  |  | n/d |  |  |  |  | OpenStreetMap | {"type":"Feature","properties":{},"geometry":{"type":"LineString","coordinates":[[-100.25358,18.94103],[-100.25369,18.94158],[-100.25586,18.94177]]}}
Distribución MT | LineString | n/d |  |  |  | n/d |  |  |  |  | OpenStreetMap | {"type":"Feature","properties":{},"geometry":{"type":"LineString","coordinates":[[-100.25032,18.93756],[-100.24844,18.93884],[-100.24704,18.93892],[-100.24805,18.93948],[-100.24916,18.9401],[-100.25008,18.94062],[-100.25072,18.94077],[-100.252,18.9411],[-100.25369,18.94158]]}}
Distribución MT | LineString | n/d |  |  |  | n/d |  |  |  |  | OpenStreetMap | {"type":"Feature","properties":{},"geometry":{"type":"LineString","coordinates":[[-100.24883,18.93986],[-100.24947,18.94021],[-100.25008,18.94062]]}}
Distribución MT | LineString | n/d |  |  |  | n/d |  |  |  |  | OpenStreetMap | {"type":"Feature","properties":{},"geometry":{"type":"LineString","coordinates":[[-100.24327,18.94079],[-100.24366,18.94153],[-100.24449,18.94023],[-100.24557,18.93968],[-100.24704,18.93892]]}}
Distribución MT | LineString | n/d |  |  |  | n/d |  |  |  |  | OpenStreetMap | {"type":"Feature","properties":{},"geometry":{"type":"LineString","coordinates":[[-100.2446,18.93951],[-100.24449,18.94023],[-100.24455,18.94105]]}}
Distribución MT | LineString | n/d |  |  |  | n/d |  |  |  |  | OpenStreetMap | {"type":"Feature","properties":{},"geometry":{"type":"LineString","coordinates":[[-100.24613,18.93987],[-100.2454,18.9407],[-100.24449,18.94023]]}}
Distribución MT | LineString | n/d |  |  |  | n/d |  |  |  |  | OpenStreetMap | {"type":"Feature","properties":{},"geometry":{"type":"LineString","coordinates":[[-100.24371,18.94208],[-100.24366,18.94153]]}}
Distribución MT | LineString | n/d |  |  |  | n/d |  |  |  |  | OpenStreetMap | {"type":"Feature","properties":{},"geometry":{"type":"LineString","coordinates":[[-100.25443,18.94308],[-100.254,18.94293],[-100.25398,18.94258],[-100.25369,18.94158]]}}
Distribución MT | LineString | n/d |  |  |  | n/d |  |  |  |  | OpenStreetMap | {"type":"Feature","properties":{},"geometry":{"type":"LineString","coordinates":[[-100.25097,18.94721],[-100.2513,18.94711],[-100.25131,18.94709],[-100.25195,18.94539],[-100.25178,18.94496],[-100.25149,18.94417],[-100.25322,18.94262],[-100.254,18.94293]]}}
Distribución MT | LineString | n/d |  |  |  | n/d |  |  |  |  | OpenStreetMap | {"type":"Feature","properties":{},"geometry":{"type":"LineString","coordinates":[[-100.24952,18.95257],[-100.24987,18.95249],[-100.25037,18.95196],[-100.25101,18.95133],[-100.251,18.95077],[-100.25096,18.94962],[-100.25102,18.94921],[-100.25119,18.94795],[-100.25131,18.94709]]}}
Distribución MT | LineString | n/d |  |  |  | n/d |  |  |  |  | OpenStreetMap | {"type":"Feature","properties":{},"geometry":{"type":"LineString","coordinates":[[-100.24958,18.95065],[-100.25045,18.95102],[-100.25101,18.95133],[-100.25141,18.95148],[-100.25173,18.95154]]}}
Distribución MT | LineString | n/d |  |  |  | n/d |  |  |  |  | OpenStreetMap | {"type":"Feature","properties":{},"geometry":{"type":"LineString","coordinates":[[-100.25145,18.95311],[-100.2506,18.9522],[-100.25037,18.95196]]}}
Distribución MT | LineString | n/d |  |  |  | n/d |  |  |  |  | OpenStreetMap | {"type":"Feature","properties":{},"geometry":{"type":"LineString","coordinates":[[-100.25089,18.95246],[-100.25037,18.95196]]}}
Distribución MT | LineString | n/d |  |  |  | n/d |  |  |  |  | OpenStreetMap | {"type":"Feature","properties":{},"geometry":{"type":"LineString","coordinates":[[-100.25214,18.95268],[-100.25176,18.9529],[-100.25145,18.95311],[-100.25161,18.95342],[-100.25257,18.95438],[-100.25365,18.95424]]}}
Distribución MT | LineString | n/d |  |  |  | n/d |  |  |  |  | OpenStreetMap | {"type":"Feature","properties":{},"geometry":{"type":"LineString","coordinates":[[-100.25258,18.95406],[-100.25257,18.95438],[-100.2526,18.95475],[-100.25251,18.95524],[-100.25202,18.95611]]}}
Distribución MT | LineString | n/d |  |  |  | n/d |  |  |  |  | OpenStreetMap | {"type":"Feature","properties":{},"geometry":{"type":"LineString","coordinates":[[-100.25493,18.95731],[-100.25486,18.95673],[-100.25397,18.9558],[-100.25311,18.95493],[-100.25257,18.95438]]}}
Distribución MT | LineString | n/d |  |  |  | n/d |  |  |  |  | OpenStreetMap | {"type":"Feature","properties":{},"geometry":{"type":"LineString","coordinates":[[-100.25129,18.94364],[-100.25149,18.94417]]}}
Distribución MT | LineString | n/d |  |  |  | n/d |  |  |  |  | OpenStreetMap | {"type":"Feature","properties":{},"geometry":{"type":"LineString","coordinates":[[-100.25168,18.9435],[-100.25149,18.94417]]}}
Distribución MT | LineString | n/d |  |  |  | n/d |  |  |  |  | OpenStreetMap | {"type":"Feature","properties":{},"geometry":{"type":"LineString","coordinates":[[-100.25592,18.94354],[-100.25488,18.94391],[-100.25408,18.94352],[-100.254,18.94293]]}}
Distribución MT | LineString | n/d |  |  |  | n/d |  |  |  |  | OpenStreetMap | {"type":"Feature","properties":{},"geometry":{"type":"LineString","coordinates":[[-100.25544,18.94359],[-100.25488,18.94391],[-100.25531,18.94459],[-100.25609,18.94565]]}}
Distribución MT | LineString | n/d |  |  |  | n/d |  |  |  |  | OpenStreetMap | {"type":"Feature","properties":{},"geometry":{"type":"LineString","coordinates":[[-100.27033,18.93969],[-100.26945,18.94059],[-100.26905,18.94103],[-100.26851,18.94154],[-100.26897,18.9419]]}}
Distribución MT | LineString | n/d |  |  |  | n/d |  |  |  |  | OpenStreetMap | {"type":"Feature","properties":{},"geometry":{"type":"LineString","coordinates":[[-100.28083,18.93735],[-100.28027,18.93795]]}}
Distribución MT | LineString | n/d |  |  |  | n/d |  |  |  |  | OpenStreetMap | {"type":"Feature","properties":{},"geometry":{"type":"LineString","coordinates":[[-100.29725,18.94042],[-100.29857,18.94082],[-100.29901,18.94032]]}}
Distribución MT | LineString | n/d |  |  |  | n/d |  |  |  |  | OpenStreetMap | {"type":"Feature","properties":{},"geometry":{"type":"LineString","coordinates":[[-100.30207,18.94266],[-100.30092,18.94348],[-100.30008,18.94439],[-100.29921,18.94538],[-100.29827,18.94538]]}}
Distribución MT | LineString | n/d |  |  |  | n/d |  |  |  |  | OpenStreetMap | {"type":"Feature","properties":{},"geometry":{"type":"LineString","coordinates":[[-100.29855,18.9457],[-100.29827,18.94538],[-100.29783,18.94487],[-100.29706,18.94409],[-100.29651,18.94349],[-100.29604,18.94293],[-100.29539,18.94274],[-100.2938,18.94218],[-100.29308,18.94181],[-100.29235,18.94201],[-100.29166,18.94225],[-100.29062,18.94266],[-100.28962,18.94263],[-100.28901,18.9421],[-100.28781,18.94093],[-100.28656,18.93954]]}}
Distribución MT | LineString | n/d |  |  |  | n/d |  |  |  |  | OpenStreetMap | {"type":"Feature","properties":{},"geometry":{"type":"LineString","coordinates":[[-100.28529,18.94061],[-100.28602,18.94132],[-100.28674,18.94198],[-100.28709,18.94233],[-100.2879,18.94313],[-100.28868,18.94283],[-100.28962,18.94263]]}}
Distribución MT | LineString | n/d |  |  |  | n/d |  |  |  |  | OpenStreetMap | {"type":"Feature","properties":{},"geometry":{"type":"LineString","coordinates":[[-100.28524,18.9424],[-100.28553,18.94294],[-100.28583,18.94349],[-100.28599,18.94388],[-100.28622,18.94431],[-100.28679,18.94376],[-100.2879,18.94313]]}}
Distribución MT | LineString | n/d |  |  |  | n/d |  |  |  |  | OpenStreetMap | {"type":"Feature","properties":{},"geometry":{"type":"LineString","coordinates":[[-100.28518,18.94554],[-100.28586,18.94565],[-100.28591,18.94516],[-100.28595,18.9447],[-100.28622,18.94431]]}}
Distribución MT | LineString | n/d |  |  |  | n/d |  |  |  |  | OpenStreetMap | {"type":"Feature","properties":{},"geometry":{"type":"LineString","coordinates":[[-100.28067,18.95013],[-100.28139,18.9492],[-100.28178,18.94887],[-100.28288,18.94884],[-100.2841,18.94874],[-100.28464,18.94803],[-100.2851,18.94733],[-100.28536,18.94669],[-100.28561,18.94612],[-100.28586,18.94565]]}}
Distribución MT | LineString | n/d |  |  |  | n/d |  |  |  |  | OpenStreetMap | {"type":"Feature","properties":{},"geometry":{"type":"LineString","coordinates":[[-100.28147,18.94853],[-100.28139,18.9492]]}}
Distribución MT | LineString | n/d |  |  |  | n/d |  |  |  |  | OpenStreetMap | {"type":"Feature","properties":{},"geometry":{"type":"LineString","coordinates":[[-100.27693,18.95813],[-100.27762,18.95813],[-100.27817,18.95737],[-100.27896,18.95628],[-100.27963,18.95542],[-100.28001,18.95401],[-100.28033,18.95357],[-100.28135,18.95353],[-100.28252,18.95288],[-100.28267,18.95207],[-100.28279,18.95113],[-100.28264,18.95015],[-100.28288,18.94884]]}}
Distribución MT | LineString | n/d |  |  |  | n/d |  |  |  |  | OpenStreetMap | {"type":"Feature","properties":{},"geometry":{"type":"LineString","coordinates":[[-100.2799,18.95956],[-100.2794,18.95941],[-100.27867,18.95889],[-100.27762,18.95813]]}}
Distribución MT | LineString | n/d |  |  |  | n/d |  |  |  |  | OpenStreetMap | {"type":"Feature","properties":{},"geometry":{"type":"LineString","coordinates":[[-100.26679,18.96236],[-100.26771,18.96207],[-100.26865,18.96235],[-100.26947,18.9624],[-100.27056,18.9622],[-100.27241,18.9625],[-100.27243,18.9625],[-100.27352,18.96255],[-100.2741,18.96262],[-100.27465,18.96264],[-100.2753,18.96248],[-100.27648,18.96228],[-100.27702,18.96205],[-100.27758,18.96222],[-100.27798,18.96223],[-100.2786,18.96227],[-100.27937,18.96237],[-100.27993,18.96225],[-100.28051,18.96219],[-100.28122,18.96221],[-100.28186,18.96222],[-100.28189,18.96176],[-100.28144,18.96133],[-100.28096,18.96114],[-100.28035,18.96047],[-100.27973,18.95978],[-100.2794,18.95941]]}}
Distribución MT | LineString | n/d |  |  |  | n/d |  |  |  |  | OpenStreetMap | {"type":"Feature","properties":{},"geometry":{"type":"LineString","coordinates":[[-100.26963,18.96431],[-100.26999,18.96373],[-100.27056,18.9622]]}}
Distribución MT | LineString | n/d |  |  |  | n/d |  |  |  |  | OpenStreetMap | {"type":"Feature","properties":{},"geometry":{"type":"LineString","coordinates":[[-100.27434,18.95934],[-100.27426,18.96003],[-100.27423,18.96054],[-100.27276,18.96153],[-100.27241,18.9625]]}}
Distribución MT | LineString | n/d |  |  |  | n/d |  |  |  |  | OpenStreetMap | {"type":"Feature","properties":{},"geometry":{"type":"LineString","coordinates":[[-100.27542,18.96061],[-100.27423,18.96054],[-100.27312,18.96048],[-100.27247,18.96044],[-100.27272,18.95916],[-100.27228,18.95834],[-100.27199,18.95753],[-100.27173,18.95696]]}}
Distribución MT | LineString | n/d |  |  |  | n/d |  |  |  |  | OpenStreetMap | {"type":"Feature","properties":{},"geometry":{"type":"LineString","coordinates":[[-100.27423,18.96054],[-100.27326,18.96045],[-100.27247,18.96044]]}}
Distribución MT | LineString | n/d |  |  |  | n/d |  |  |  |  | OpenStreetMap | {"type":"Feature","properties":{},"geometry":{"type":"LineString","coordinates":[[-100.27342,18.96318],[-100.27352,18.96255]]}}
Distribución MT | LineString | n/d |  |  |  | n/d |  |  |  |  | OpenStreetMap | {"type":"Feature","properties":{},"geometry":{"type":"LineString","coordinates":[[-100.27463,18.96326],[-100.27465,18.96264]]}}
Distribución MT | LineString | n/d |  |  |  | n/d |  |  |  |  | OpenStreetMap | {"type":"Feature","properties":{},"geometry":{"type":"LineString","coordinates":[[-100.27701,18.96157],[-100.27702,18.96205]]}}
Distribución MT | LineString | n/d |  |  |  | n/d |  |  |  |  | OpenStreetMap | {"type":"Feature","properties":{},"geometry":{"type":"LineString","coordinates":[[-100.27804,18.96024],[-100.27787,18.96079],[-100.27786,18.9608],[-100.27782,18.96122],[-100.27758,18.96222]]}}
Distribución MT | LineString | n/d |  |  |  | n/d |  |  |  |  | OpenStreetMap | {"type":"Feature","properties":{},"geometry":{"type":"LineString","coordinates":[[-100.27725,18.96079],[-100.27787,18.96079]]}}
Distribución MT | LineString | n/d |  |  |  | n/d |  |  |  |  | OpenStreetMap | {"type":"Feature","properties":{},"geometry":{"type":"LineString","coordinates":[[-100.27831,18.96125],[-100.27782,18.96122]]}}
Distribución MT | LineString | n/d |  |  |  | n/d |  |  |  |  | OpenStreetMap | {"type":"Feature","properties":{},"geometry":{"type":"LineString","coordinates":[[-100.26896,18.96968],[-100.26861,18.96888],[-100.27033,18.96842],[-100.27117,18.96837],[-100.27286,18.9683],[-100.27353,18.96819],[-100.27532,18.96751],[-100.27615,18.9673],[-100.27817,18.96663],[-100.27861,18.96663],[-100.27903,18.96624],[-100.27946,18.96582],[-100.27969,18.96518],[-100.27928,18.96463],[-100.27889,18.96415],[-100.27859,18.96377],[-100.27839,18.96301],[-100.27798,18.96223]]}}
Distribución MT | LineString | n/d |  |  |  | n/d |  |  |  |  | OpenStreetMap | {"type":"Feature","properties":{},"geometry":{"type":"LineString","coordinates":[[-100.27878,18.9634],[-100.27859,18.96377],[-100.27798,18.96408],[-100.27715,18.96489]]}}
Distribución MT | LineString | n/d |  |  |  | n/d |  |  |  |  | OpenStreetMap | {"type":"Feature","properties":{},"geometry":{"type":"LineString","coordinates":[[-100.27683,18.9632],[-100.27702,18.96354],[-100.27772,18.96338],[-100.27839,18.96301]]}}
Distribución MT | LineString | n/d |  |  |  | n/d |  |  |  |  | OpenStreetMap | {"type":"Feature","properties":{},"geometry":{"type":"LineString","coordinates":[[-100.27748,18.96296],[-100.27772,18.96338]]}}
Distribución MT | LineString | n/d |  |  |  | n/d |  |  |  |  | OpenStreetMap | {"type":"Feature","properties":{},"geometry":{"type":"LineString","coordinates":[[-100.27882,18.96592],[-100.27903,18.96624],[-100.27976,18.96678],[-100.28039,18.96724],[-100.28088,18.9676],[-100.28286,18.9676],[-100.2845,18.96631],[-100.28553,18.96611]]}}
Distribución MT | LineString | n/d |  |  |  | n/d |  |  |  |  | OpenStreetMap | {"type":"Feature","properties":{},"geometry":{"type":"LineString","coordinates":[[-100.27561,18.96853],[-100.27532,18.96751]]}}
Distribución MT | LineString | n/d |  |  |  | n/d |  |  |  |  | OpenStreetMap | {"type":"Feature","properties":{},"geometry":{"type":"LineString","coordinates":[[-100.28063,18.97275],[-100.28051,18.97201],[-100.28032,18.97088],[-100.28006,18.96932],[-100.28005,18.96854],[-100.28039,18.96724]]}}
Distribución MT | LineString | n/d |  |  |  | n/d |  |  |  |  | OpenStreetMap | {"type":"Feature","properties":{},"geometry":{"type":"LineString","coordinates":[[-100.28659,18.94996],[-100.28607,18.94973],[-100.28517,18.94922],[-100.2841,18.94874]]}}
Distribución MT | LineString | n/d |  |  |  | n/d |  |  |  |  | OpenStreetMap | {"type":"Feature","properties":{},"geometry":{"type":"LineString","coordinates":[[-100.2876,18.94869],[-100.28677,18.94869],[-100.28649,18.949],[-100.28622,18.94936],[-100.28607,18.94973],[-100.28592,18.95016],[-100.2858,18.95063],[-100.28571,18.95108],[-100.28563,18.95151],[-100.28689,18.95173],[-100.28744,18.95183],[-100.28808,18.95201],[-100.2881,18.95202],[-100.2885,18.95209],[-100.28895,18.95213],[-100.28931,18.95224],[-100.29004,18.95241],[-100.2908,18.95305]]}}
Distribución MT | LineString | n/d |  |  |  | n/d |  |  |  |  | OpenStreetMap | {"type":"Feature","properties":{},"geometry":{"type":"LineString","coordinates":[[-100.2876,18.95261],[-100.28808,18.95201]]}}
Distribución MT | LineString | n/d |  |  |  | n/d |  |  |  |  | OpenStreetMap | {"type":"Feature","properties":{},"geometry":{"type":"LineString","coordinates":[[-100.29017,18.95207],[-100.28982,18.95213],[-100.28931,18.95224]]}}
Distribución MT | LineString | n/d |  |  |  | n/d |  |  |  |  | OpenStreetMap | {"type":"Feature","properties":{},"geometry":{"type":"LineString","coordinates":[[-100.28453,18.95939],[-100.28498,18.95898],[-100.28556,18.9584],[-100.28602,18.95766],[-100.28638,18.95707],[-100.28684,18.95643],[-100.28733,18.95575],[-100.28764,18.95533],[-100.28794,18.95498],[-100.28825,18.95456],[-100.28902,18.95353],[-100.28934,18.95306],[-100.28932,18.95268],[-100.28931,18.95224]]}}
Distribución MT | LineString | n/d |  |  |  | n/d |  |  |  |  | OpenStreetMap | {"type":"Feature","properties":{},"geometry":{"type":"LineString","coordinates":[[-100.28477,18.95264],[-100.28506,18.95275],[-100.28529,18.9528],[-100.28539,18.95248],[-100.2855,18.95206],[-100.28563,18.95151]]}}
Distribución MT | LineString | n/d |  |  |  | n/d |  |  |  |  | OpenStreetMap | {"type":"Feature","properties":{},"geometry":{"type":"LineString","coordinates":[[-100.28158,18.95594],[-100.28105,18.955],[-100.27963,18.95542]]}}
Distribución MT | LineString | n/d |  |  |  | n/d |  |  |  |  | OpenStreetMap | {"type":"Feature","properties":{},"geometry":{"type":"LineString","coordinates":[[-100.28103,18.95449],[-100.28105,18.955]]}}
Distribución MT | LineString | n/d |  |  |  | n/d |  |  |  |  | OpenStreetMap | {"type":"Feature","properties":{},"geometry":{"type":"LineString","coordinates":[[-100.28135,18.96273],[-100.28122,18.96221]]}}
Distribución MT | LineString | n/d |  |  |  | n/d |  |  |  |  | OpenStreetMap | {"type":"Feature","properties":{},"geometry":{"type":"LineString","coordinates":[[-100.28032,18.96274],[-100.27993,18.96225]]}}
Distribución MT | LineString | n/d |  |  |  | n/d |  |  |  |  | OpenStreetMap | {"type":"Feature","properties":{},"geometry":{"type":"LineString","coordinates":[[-100.2829,18.96291],[-100.28236,18.96271],[-100.28186,18.96222]]}}
Distribución MT | LineString | n/d |  |  |  | n/d |  |  |  |  | OpenStreetMap | {"type":"Feature","properties":{},"geometry":{"type":"LineString","coordinates":[[-100.2826,18.95994],[-100.28339,18.96009],[-100.28407,18.96079],[-100.28382,18.96145],[-100.28186,18.96222]]}}
Distribución MT | LineString | n/d |  |  |  | n/d |  |  |  |  | OpenStreetMap | {"type":"Feature","properties":{},"geometry":{"type":"LineString","coordinates":[[-100.29214,18.96343],[-100.29164,18.96349],[-100.2918,18.9629],[-100.29116,18.96211],[-100.2906,18.96162],[-100.29048,18.96163],[-100.29005,18.9617],[-100.28936,18.96209],[-100.28881,18.96226],[-100.28834,18.96243],[-100.28809,18.96202],[-100.28768,18.96153],[-100.28682,18.96121],[-100.28582,18.96121],[-100.28483,18.96125],[-100.28382,18.96145]]}}
Distribución MT | LineString | n/d |  |  |  | n/d |  |  |  |  | OpenStreetMap | {"type":"Feature","properties":{},"geometry":{"type":"LineString","coordinates":[[-100.28851,18.96191],[-100.28881,18.96226],[-100.2891,18.96264]]}}
Distribución MT | LineString | n/d |  |  |  | n/d |  |  |  |  | OpenStreetMap | {"type":"Feature","properties":{},"geometry":{"type":"LineString","coordinates":[[-100.28848,18.96445],[-100.28829,18.9636],[-100.28829,18.96307],[-100.28821,18.96259],[-100.28834,18.96243]]}}
Distribución MT | LineString | n/d |  |  |  | n/d |  |  |  |  | OpenStreetMap | {"type":"Feature","properties":{},"geometry":{"type":"LineString","coordinates":[[-100.29119,18.96044],[-100.29092,18.96071],[-100.29053,18.96101],[-100.2906,18.96162]]}}
Distribución MT | LineString | n/d |  |  |  | n/d |  |  |  |  | OpenStreetMap | {"type":"Feature","properties":{},"geometry":{"type":"LineString","coordinates":[[-100.29371,18.96029],[-100.29348,18.96082],[-100.29394,18.96086],[-100.29405,18.96087],[-100.29456,18.96095],[-100.29409,18.96158],[-100.29357,18.96201],[-100.29312,18.96232],[-100.29243,18.96257],[-100.2918,18.9629]]}}
Distribución MT | LineString | n/d |  |  |  | n/d |  |  |  |  | OpenStreetMap | {"type":"Feature","properties":{},"geometry":{"type":"LineString","coordinates":[[-100.31968,18.97627],[-100.31926,18.97615],[-100.31916,18.97645],[-100.31785,18.97614],[-100.31783,18.97613],[-100.31679,18.97595],[-100.31548,18.97565],[-100.31392,18.9754],[-100.31236,18.97488],[-100.30994,18.97437],[-100.30863,18.97407],[-100.3077,18.97386],[-100.30723,18.97266],[-100.30656,18.97137],[-100.30447,18.97055],[-100.30256,18.96984],[-100.30096,18.96944],[-100.29977,18.96775],[-100.29881,18.96667],[-100.29772,18.96548],[-100.29686,18.96484],[-100.2957,18.96393],[-100.2948,18.96323],[-100.29428,18.96292],[-100.29383,18.96262],[-100.29361,18.9625],[-100.29337,18.96243],[-100.29336,18.96242],[-100.29312,18.96232]]}}
Distribución MT | LineString | n/d |  |  |  | n/d |  |  |  |  | OpenStreetMap | {"type":"Feature","properties":{},"geometry":{"type":"LineString","coordinates":[[-100.32308,18.97377],[-100.32264,18.97428],[-100.32237,18.97474],[-100.32224,18.9751],[-100.32195,18.97611],[-100.32168,18.9768],[-100.32153,18.97727],[-100.32038,18.9769],[-100.31961,18.97662],[-100.31916,18.97645]]}}
Distribución MT | LineString | n/d |  |  |  | n/d |  |  |  |  | OpenStreetMap | {"type":"Feature","properties":{},"geometry":{"type":"LineString","coordinates":[[-100.32136,18.9741],[-100.32237,18.97474],[-100.32264,18.97491]]}}
Distribución MT | LineString | n/d |  |  |  | n/d |  |  |  |  | OpenStreetMap | {"type":"Feature","properties":{},"geometry":{"type":"LineString","coordinates":[[-100.32775,18.96507],[-100.32753,18.96575],[-100.32719,18.96687],[-100.32688,18.96768],[-100.32687,18.9677],[-100.32633,18.96912],[-100.32597,18.97024],[-100.32648,18.97147],[-100.3271,18.97244],[-100.32761,18.97375],[-100.32687,18.97466],[-100.32608,18.97573],[-100.32564,18.97632],[-100.32502,18.97717],[-100.32463,18.97769],[-100.3239,18.97761],[-100.32298,18.9775],[-100.32226,18.97739],[-100.32153,18.97727]]}}
Distribución MT | LineString | n/d |  |  |  | n/d |  |  |  |  | OpenStreetMap | {"type":"Feature","properties":{},"geometry":{"type":"LineString","coordinates":[[-100.32589,18.96587],[-100.3266,18.9658],[-100.32753,18.96575]]}}
Distribución MT | LineString | n/d |  |  |  | n/d |  |  |  |  | OpenStreetMap | {"type":"Feature","properties":{},"geometry":{"type":"LineString","coordinates":[[-100.32717,18.96308],[-100.32729,18.96394],[-100.32742,18.9649],[-100.32753,18.96575]]}}
Distribución MT | LineString | n/d |  |  |  | n/d |  |  |  |  | OpenStreetMap | {"type":"Feature","properties":{},"geometry":{"type":"LineString","coordinates":[[-100.33345,18.96675],[-100.33289,18.96708],[-100.33214,18.96754],[-100.33115,18.96813],[-100.32998,18.96892],[-100.32903,18.96854],[-100.3278,18.96805],[-100.32688,18.96768]]}}
Distribución MT | LineString | n/d |  |  |  | n/d |  |  |  |  | OpenStreetMap | {"type":"Feature","properties":{},"geometry":{"type":"LineString","coordinates":[[-100.33851,18.97199],[-100.33693,18.97192],[-100.33676,18.9711],[-100.33653,18.96991],[-100.33478,18.9691],[-100.33362,18.96784],[-100.33362,18.96783],[-100.33289,18.96708]]}}
Distribución MT | LineString | n/d |  |  |  | n/d |  |  |  |  | OpenStreetMap | {"type":"Feature","properties":{},"geometry":{"type":"LineString","coordinates":[[-100.34299,18.97832],[-100.34287,18.97788],[-100.34269,18.97749],[-100.34168,18.97693],[-100.34115,18.97654],[-100.34032,18.97582],[-100.3398,18.97496],[-100.33905,18.97468],[-100.3378,18.9732],[-100.33693,18.97192]]}}
Distribución MT | LineString | n/d |  |  |  | n/d |  |  |  |  | OpenStreetMap | {"type":"Feature","properties":{},"geometry":{"type":"LineString","coordinates":[[-100.346,18.9721],[-100.34556,18.9725],[-100.34482,18.97333],[-100.34363,18.97461],[-100.34238,18.9761],[-100.34168,18.97693]]}}
Distribución MT | LineString | n/d |  |  |  | n/d |  |  |  |  | OpenStreetMap | {"type":"Feature","properties":{},"geometry":{"type":"LineString","coordinates":[[-100.34592,18.97639],[-100.34442,18.97534],[-100.34363,18.97461]]}}
Distribución MT | LineString | n/d |  |  |  | n/d |  |  |  |  | OpenStreetMap | {"type":"Feature","properties":{},"geometry":{"type":"LineString","coordinates":[[-100.33168,18.96519],[-100.33296,18.96521],[-100.33377,18.96522],[-100.33468,18.96525],[-100.33475,18.96596],[-100.33452,18.96663],[-100.33421,18.9673],[-100.33362,18.96783]]}}
Distribución MT | LineString | n/d |  |  |  | n/d |  |  |  |  | OpenStreetMap | {"type":"Feature","properties":{},"geometry":{"type":"LineString","coordinates":[[-100.33643,18.95945],[-100.33628,18.96059],[-100.33724,18.96169],[-100.33716,18.96302],[-100.33716,18.96426],[-100.33661,18.96536],[-100.3361,18.96609],[-100.33522,18.96677],[-100.33421,18.9673]]}}
Distribución MT | LineString | n/d |  |  |  | n/d |  |  |  |  | OpenStreetMap | {"type":"Feature","properties":{},"geometry":{"type":"LineString","coordinates":[[-100.33343,18.9546],[-100.33293,18.95628],[-100.33258,18.95743],[-100.33225,18.95856],[-100.33187,18.95977],[-100.33187,18.95978],[-100.3345,18.95999],[-100.33628,18.96059]]}}
Distribución MT | LineString | n/d |  |  |  | n/d |  |  |  |  | OpenStreetMap | {"type":"Feature","properties":{},"geometry":{"type":"LineString","coordinates":[[-100.33135,18.96279],[-100.33144,18.9622],[-100.3317,18.9608],[-100.33187,18.95977]]}}
Distribución MT | LineString | n/d |  |  |  | n/d |  |  |  |  | OpenStreetMap | {"type":"Feature","properties":{},"geometry":{"type":"LineString","coordinates":[[-100.33626,18.96703],[-100.3361,18.96609]]}}
Distribución MT | LineString | n/d |  |  |  | n/d |  |  |  |  | OpenStreetMap | {"type":"Feature","properties":{},"geometry":{"type":"LineString","coordinates":[[-100.33802,18.96636],[-100.3361,18.96609]]}}
Distribución MT | LineString | n/d |  |  |  | n/d |  |  |  |  | OpenStreetMap | {"type":"Feature","properties":{},"geometry":{"type":"LineString","coordinates":[[-100.3298,18.9807],[-100.3293,18.98005],[-100.32907,18.97983],[-100.32878,18.97958],[-100.32849,18.97934],[-100.32775,18.97873],[-100.32689,18.97822],[-100.32632,18.97793],[-100.32519,18.97779],[-100.32463,18.97769]]}}
Distribución MT | LineString | n/d |  |  |  | n/d |  |  |  |  | OpenStreetMap | {"type":"Feature","properties":{},"geometry":{"type":"LineString","coordinates":[[-100.32935,18.9794],[-100.3292,18.97924],[-100.32902,18.9794],[-100.32878,18.97958],[-100.32894,18.97999],[-100.32864,18.97995],[-100.32857,18.98007]]}}
Distribución MT | LineString | n/d |  |  |  | n/d |  |  |  |  | OpenStreetMap | {"type":"Feature","properties":{},"geometry":{"type":"LineString","coordinates":[[-100.33845,18.98001],[-100.33913,18.98076],[-100.33847,18.98263],[-100.33787,18.98327],[-100.33721,18.9837],[-100.33539,18.98324],[-100.3341,18.98307],[-100.33155,18.98291],[-100.3305,18.98294],[-100.3305,18.98293],[-100.32996,18.98192],[-100.32841,18.9817],[-100.32784,18.98025],[-100.32849,18.97934]]}}
Distribución MT | LineString | n/d |  |  |  | n/d |  |  |  |  | OpenStreetMap | {"type":"Feature","properties":{},"geometry":{"type":"LineString","coordinates":[[-100.34216,18.98133],[-100.34112,18.98102],[-100.34069,18.98173],[-100.34008,18.98296],[-100.33922,18.98276],[-100.33847,18.98263]]}}
Distribución MT | LineString | n/d |  |  |  | n/d |  |  |  |  | OpenStreetMap | {"type":"Feature","properties":{},"geometry":{"type":"LineString","coordinates":[[-100.33863,18.98338],[-100.33787,18.98327]]}}
Distribución MT | LineString | n/d |  |  |  | n/d |  |  |  |  | OpenStreetMap | {"type":"Feature","properties":{},"geometry":{"type":"LineString","coordinates":[[-100.33079,18.98237],[-100.3305,18.98293],[-100.33029,18.98334]]}}
Distribución MT | LineString | n/d |  |  |  | n/d |  |  |  |  | OpenStreetMap | {"type":"Feature","properties":{},"geometry":{"type":"LineString","coordinates":[[-100.32571,18.99321],[-100.32575,18.99288],[-100.32583,18.99226],[-100.32599,18.99115],[-100.32657,18.99011],[-100.32661,18.98915],[-100.32656,18.98813],[-100.32668,18.98719],[-100.32699,18.98622],[-100.32723,18.98558],[-100.3275,18.98445],[-100.32773,18.98374],[-100.32814,18.98248],[-100.32841,18.9817]]}}
Distribución MT | LineString | n/d |  |  |  | n/d |  |  |  |  | OpenStreetMap | {"type":"Feature","properties":{},"geometry":{"type":"LineString","coordinates":[[-100.32708,18.99154],[-100.32684,18.99095],[-100.32657,18.99011]]}}
Distribución MT | LineString | n/d |  |  |  | n/d |  |  |  |  | OpenStreetMap | {"type":"Feature","properties":{},"geometry":{"type":"LineString","coordinates":[[-100.32632,18.99208],[-100.32684,18.99095]]}}
Distribución MT | LineString | n/d |  |  |  | n/d |  |  |  |  | OpenStreetMap | {"type":"Feature","properties":{},"geometry":{"type":"LineString","coordinates":[[-100.32519,18.97779],[-100.32589,18.97795],[-100.32632,18.97793]]}}
Distribución MT | LineString | n/d |  |  |  | n/d |  |  |  |  | OpenStreetMap | {"type":"Feature","properties":{},"geometry":{"type":"LineString","coordinates":[[-100.32806,18.97503],[-100.32758,18.9757],[-100.32733,18.97611],[-100.32677,18.97674],[-100.32648,18.97731],[-100.32632,18.97793]]}}
Distribución MT | LineString | n/d |  |  |  | n/d |  |  |  |  | OpenStreetMap | {"type":"Feature","properties":{},"geometry":{"type":"LineString","coordinates":[[-100.32812,18.97522],[-100.32766,18.97549],[-100.32767,18.97593],[-100.32752,18.97639],[-100.32753,18.97681]]}}
Distribución MT | LineString | n/d |  |  |  | n/d |  |  |  |  | OpenStreetMap | {"type":"Feature","properties":{},"geometry":{"type":"LineString","coordinates":[[-100.32752,18.97639],[-100.32733,18.97611],[-100.32702,18.97559],[-100.32693,18.975],[-100.32687,18.97466]]}}
Distribución MT | LineString | n/d |  |  |  | n/d |  |  |  |  | OpenStreetMap | {"type":"Feature","properties":{},"geometry":{"type":"LineString","coordinates":[[-100.32112,18.97186],[-100.3199,18.9719],[-100.31923,18.97158],[-100.31826,18.97155],[-100.31817,18.9718],[-100.31791,18.97255],[-100.31757,18.9735],[-100.31718,18.97478],[-100.31718,18.97479],[-100.31679,18.97595]]}}
Distribución MT | LineString | n/d |  |  |  | n/d |  |  |  |  | OpenStreetMap | {"type":"Feature","properties":{},"geometry":{"type":"LineString","coordinates":[[-100.31897,18.97145],[-100.31817,18.9718]]}}
Distribución MT | LineString | n/d |  |  |  | n/d |  |  |  |  | OpenStreetMap | {"type":"Feature","properties":{},"geometry":{"type":"LineString","coordinates":[[-100.31599,18.97415],[-100.31623,18.97453],[-100.31666,18.9744],[-100.31718,18.97478]]}}
Distribución MT | LineString | n/d |  |  |  | n/d |  |  |  |  | OpenStreetMap | {"type":"Feature","properties":{},"geometry":{"type":"LineString","coordinates":[[-100.31703,18.97407],[-100.31666,18.9744]]}}
Distribución MT | LineString | n/d |  |  |  | n/d |  |  |  |  | OpenStreetMap | {"type":"Feature","properties":{},"geometry":{"type":"LineString","coordinates":[[-100.31959,18.97962],[-100.31888,18.97944],[-100.31818,18.97935],[-100.31737,18.97922],[-100.31682,18.97918],[-100.31701,18.97836],[-100.31741,18.97713],[-100.31783,18.97613]]}}
Distribución MT | LineString | n/d |  |  |  | n/d |  |  |  |  | OpenStreetMap | {"type":"Feature","properties":{},"geometry":{"type":"LineString","coordinates":[[-100.31829,18.97968],[-100.31818,18.97935],[-100.3184,18.97909],[-100.31874,18.97882]]}}
Distribución MT | LineString | n/d |  |  |  | n/d |  |  |  |  | OpenStreetMap | {"type":"Feature","properties":{},"geometry":{"type":"LineString","coordinates":[[-100.3146,18.97946],[-100.31514,18.97903],[-100.31555,18.97909],[-100.31637,18.97914],[-100.31682,18.97918]]}}
Distribución MT | LineString | n/d |  |  |  | n/d |  |  |  |  | OpenStreetMap | {"type":"Feature","properties":{},"geometry":{"type":"LineString","coordinates":[[-100.31363,18.97841],[-100.31426,18.97871],[-100.31514,18.97903]]}}
Distribución MT | LineString | n/d |  |  |  | n/d |  |  |  |  | OpenStreetMap | {"type":"Feature","properties":{},"geometry":{"type":"LineString","coordinates":[[-100.31284,18.9794],[-100.3125,18.97907],[-100.31234,18.97848],[-100.31227,18.97788],[-100.3125,18.97682],[-100.31239,18.97546],[-100.31236,18.97488]]}}
Distribución MT | LineString | n/d |  |  |  | n/d |  |  |  |  | OpenStreetMap | {"type":"Feature","properties":{},"geometry":{"type":"LineString","coordinates":[[-100.30907,18.97563],[-100.30965,18.97488],[-100.30994,18.97437]]}}
Distribución MT | LineString | n/d |  |  |  | n/d |  |  |  |  | OpenStreetMap | {"type":"Feature","properties":{},"geometry":{"type":"LineString","coordinates":[[-100.29942,18.97637],[-100.3015,18.97816],[-100.30329,18.97834],[-100.30462,18.97853],[-100.30471,18.97801],[-100.30492,18.97675],[-100.30517,18.97536],[-100.30685,18.97437],[-100.3077,18.97386]]}}
Distribución MT | LineString | n/d |  |  |  | n/d |  |  |  |  | OpenStreetMap | {"type":"Feature","properties":{},"geometry":{"type":"LineString","coordinates":[[-100.30971,18.99105],[-100.30962,18.99043],[-100.3086,18.99038],[-100.30849,18.98919],[-100.30814,18.98824],[-100.30766,18.9869],[-100.30775,18.9859],[-100.30784,18.98486],[-100.30792,18.98392],[-100.30724,18.98219],[-100.3064,18.98063],[-100.30598,18.9791],[-100.30462,18.97853]]}}
Distribución MT | LineString | n/d |  |  |  | n/d |  |  |  |  | OpenStreetMap | {"type":"Feature","properties":{},"geometry":{"type":"LineString","coordinates":[[-100.30635,18.99283],[-100.30631,18.99329],[-100.30882,18.99285],[-100.3086,18.99038]]}}
Distribución MT | LineString | n/d |  |  |  | n/d |  |  |  |  | OpenStreetMap | {"type":"Feature","properties":{},"geometry":{"type":"LineString","coordinates":[[-100.30359,18.99065],[-100.30461,18.98905],[-100.3061,18.98909],[-100.30742,18.98912],[-100.30849,18.98919]]}}
Distribución MT | LineString | n/d |  |  |  | n/d |  |  |  |  | OpenStreetMap | {"type":"Feature","properties":{},"geometry":{"type":"LineString","coordinates":[[-100.2967,18.92434],[-100.2974,18.92344],[-100.2976,18.923]]}}
Distribución MT | LineString | n/d |  |  |  | n/d |  |  |  |  | OpenStreetMap | {"type":"Feature","properties":{},"geometry":{"type":"LineString","coordinates":[[-100.29771,18.92301],[-100.29766,18.92301],[-100.2976,18.923]]}}
Distribución MT | LineString | n/d |  |  |  | n/d |  |  |  |  | OpenStreetMap | {"type":"Feature","properties":{},"geometry":{"type":"LineString","coordinates":[[-100.29734,18.92365],[-100.29731,18.92364],[-100.29725,18.92361]]}}
Distribución MT | LineString | n/d |  |  |  | n/d |  |  |  |  | OpenStreetMap | {"type":"Feature","properties":{},"geometry":{"type":"LineString","coordinates":[[-100.29725,18.92361],[-100.2974,18.92344],[-100.2975,18.92321],[-100.2976,18.923]]}}
Distribución MT | LineString | n/d |  |  |  | n/d |  |  |  |  | OpenStreetMap | {"type":"Feature","properties":{},"geometry":{"type":"LineString","coordinates":[[-100.29698,18.92411],[-100.2969,18.92407],[-100.29713,18.92378],[-100.29725,18.92361]]}}
Distribución MT | LineString | n/d |  |  |  | n/d |  |  |  |  | OpenStreetMap | {"type":"Feature","properties":{},"geometry":{"type":"LineString","coordinates":[[-100.29472,18.94685],[-100.29575,18.94652],[-100.29648,18.94625],[-100.29801,18.94579],[-100.29783,18.94487]]}}
Distribución MT | LineString | n/d |  |  |  | n/d |  |  |  |  | OpenStreetMap | {"type":"Feature","properties":{},"geometry":{"type":"LineString","coordinates":[[-100.29904,18.95288],[-100.2993,18.95248],[-100.29962,18.95209],[-100.29997,18.95174],[-100.30021,18.95147]]}}
Distribución MT | LineString | n/d |  |  |  | n/d |  |  |  |  | OpenStreetMap | {"type":"Feature","properties":{},"geometry":{"type":"LineString","coordinates":[[-100.30319,18.94863],[-100.30224,18.94992],[-100.3002,18.95095],[-100.30006,18.94966],[-100.30016,18.94898]]}}
Distribución MT | LineString | n/d |  |  |  | n/d |  |  |  |  | OpenStreetMap | {"type":"Feature","properties":{},"geometry":{"type":"LineString","coordinates":[[-100.30879,18.95455],[-100.30702,18.9526],[-100.30547,18.95088],[-100.30224,18.94992]]}}
Distribución MT | LineString | n/d |  |  |  | n/d |  |  |  |  | OpenStreetMap | {"type":"Feature","properties":{},"geometry":{"type":"LineString","coordinates":[[-100.30234,18.95947],[-100.30145,18.95934],[-100.30028,18.95907],[-100.30016,18.9585],[-100.2995,18.95788],[-100.29893,18.95752],[-100.29831,18.95717],[-100.29587,18.95583],[-100.29636,18.95429],[-100.29666,18.95336],[-100.2971,18.95204],[-100.2974,18.95118],[-100.2978,18.95001],[-100.29823,18.94873],[-100.29846,18.94795],[-100.29883,18.9467],[-100.29921,18.94538]]}}
Distribución MT | LineString | n/d |  |  |  | n/d |  |  |  |  | OpenStreetMap | {"type":"Feature","properties":{},"geometry":{"type":"LineString","coordinates":[[-100.29632,18.95171],[-100.29736,18.95215],[-100.29666,18.95336]]}}
Distribución MT | LineString | n/d |  |  |  | n/d |  |  |  |  | OpenStreetMap | {"type":"Feature","properties":{},"geometry":{"type":"LineString","coordinates":[[-100.29336,18.96242],[-100.29365,18.96165],[-100.29394,18.96086],[-100.29408,18.96051],[-100.29451,18.95934],[-100.29503,18.95799],[-100.29554,18.95669],[-100.29587,18.95583]]}}
Distribución MT | LineString | n/d |  |  |  | n/d |  |  |  |  | OpenStreetMap | {"type":"Feature","properties":{},"geometry":{"type":"LineString","coordinates":[[-100.29578,18.95964],[-100.29559,18.9602],[-100.29537,18.96072],[-100.29518,18.96118],[-100.29456,18.96095]]}}
Distribución MT | LineString | n/d |  |  |  | n/d |  |  |  |  | OpenStreetMap | {"type":"Feature","properties":{},"geometry":{"type":"LineString","coordinates":[[-100.29706,18.96138],[-100.29651,18.96135],[-100.29608,18.96136],[-100.29562,18.96129],[-100.29518,18.96118]]}}
Distribución MT | LineString | n/d |  |  |  | n/d |  |  |  |  | OpenStreetMap | {"type":"Feature","properties":{},"geometry":{"type":"LineString","coordinates":[[-100.29609,18.95867],[-100.29619,18.95872],[-100.29592,18.95914],[-100.29571,18.95952],[-100.29546,18.95989],[-100.29506,18.96047],[-100.2948,18.96092],[-100.29436,18.96168],[-100.29409,18.9622],[-100.29383,18.96262]]}}
Distribución MT | LineString | n/d |  |  |  | n/d |  |  |  |  | OpenStreetMap | {"type":"Feature","properties":{},"geometry":{"type":"LineString","coordinates":[[-100.29546,18.95941],[-100.29571,18.95952]]}}
Distribución MT | LineString | n/d |  |  |  | n/d |  |  |  |  | OpenStreetMap | {"type":"Feature","properties":{},"geometry":{"type":"LineString","coordinates":[[-100.29545,18.96388],[-100.29557,18.96354],[-100.29515,18.9634],[-100.29467,18.9632],[-100.2941,18.96331],[-100.29354,18.96324],[-100.29364,18.96296],[-100.29383,18.96262]]}}
Distribución MT | LineString | n/d |  |  |  | n/d |  |  |  |  | OpenStreetMap | {"type":"Feature","properties":{},"geometry":{"type":"LineString","coordinates":[[-100.29398,18.96313],[-100.2937,18.963],[-100.29383,18.96262]]}}
Distribución MT | LineString | n/d |  |  |  | n/d |  |  |  |  | OpenStreetMap | {"type":"Feature","properties":{},"geometry":{"type":"LineString","coordinates":[[-100.29353,18.96334],[-100.2937,18.963]]}}
Distribución MT | LineString | n/d |  |  |  | n/d |  |  |  |  | OpenStreetMap | {"type":"Feature","properties":{},"geometry":{"type":"LineString","coordinates":[[-100.2921,18.98523],[-100.29123,18.98569],[-100.28969,18.98665],[-100.2891,18.98666],[-100.28867,18.9867],[-100.2881,18.98681],[-100.28795,18.98588],[-100.28782,18.98496],[-100.2876,18.98358],[-100.28748,18.98227],[-100.28737,18.98116],[-100.28757,18.97995],[-100.28771,18.97911],[-100.28782,18.97856],[-100.28806,18.97738],[-100.28827,18.97636],[-100.28847,18.97521],[-100.28864,18.97427],[-100.28896,18.9734],[-100.28932,18.97254],[-100.28961,18.97186],[-100.28976,18.97147],[-100.2901,18.97063],[-100.2906,18.96936],[-100.29108,18.96815],[-100.29163,18.96677],[-100.29188,18.96616],[-100.2922,18.96536],[-100.29258,18.96443],[-100.29301,18.96332],[-100.29336,18.96242]]}}
Distribución MT | LineString | n/d |  |  |  | n/d |  |  |  |  | OpenStreetMap | {"type":"Feature","properties":{},"geometry":{"type":"LineString","coordinates":[[-100.29177,18.96548],[-100.29172,18.96495],[-100.29177,18.96429],[-100.29176,18.964],[-100.29164,18.96349]]}}
Distribución MT | LineString | n/d |  |  |  | n/d |  |  |  |  | OpenStreetMap | {"type":"Feature","properties":{},"geometry":{"type":"LineString","coordinates":[[-100.29234,18.96427],[-100.29177,18.96429]]}}
Distribución MT | LineString | n/d |  |  |  | n/d |  |  |  |  | OpenStreetMap | {"type":"Feature","properties":{},"geometry":{"type":"LineString","coordinates":[[-100.29096,18.96807],[-100.29108,18.96815],[-100.29126,18.96829],[-100.29126,18.96828],[-100.29145,18.9679],[-100.29171,18.9672],[-100.29181,18.96683],[-100.29209,18.96687],[-100.29242,18.96696],[-100.29245,18.9673]]}}
Distribución MT | LineString | n/d |  |  |  | n/d |  |  |  |  | OpenStreetMap | {"type":"Feature","properties":{},"geometry":{"type":"LineString","coordinates":[[-100.29151,18.96672],[-100.29181,18.96683]]}}
Distribución MT | LineString | n/d |  |  |  | n/d |  |  |  |  | OpenStreetMap | {"type":"Feature","properties":{},"geometry":{"type":"LineString","coordinates":[[-100.29197,18.96745],[-100.29171,18.9672]]}}
Distribución MT | LineString | n/d |  |  |  | n/d |  |  |  |  | OpenStreetMap | {"type":"Feature","properties":{},"geometry":{"type":"LineString","coordinates":[[-100.29151,18.96826],[-100.29126,18.96828]]}}
Distribución MT | LineString | n/d |  |  |  | n/d |  |  |  |  | OpenStreetMap | {"type":"Feature","properties":{},"geometry":{"type":"LineString","coordinates":[[-100.29148,18.96861],[-100.29126,18.96828]]}}
Distribución MT | LineString | n/d |  |  |  | n/d |  |  |  |  | OpenStreetMap | {"type":"Feature","properties":{},"geometry":{"type":"LineString","coordinates":[[-100.29178,18.97059],[-100.29156,18.97039],[-100.2914,18.9702],[-100.29091,18.96991],[-100.29094,18.96942],[-100.29111,18.96896],[-100.29118,18.96863],[-100.29126,18.96828]]}}
Distribución MT | LineString | n/d |  |  |  | n/d |  |  |  |  | OpenStreetMap | {"type":"Feature","properties":{},"geometry":{"type":"LineString","coordinates":[[-100.29181,18.96966],[-100.29156,18.96992],[-100.2914,18.9702]]}}
Distribución MT | LineString | n/d |  |  |  | n/d |  |  |  |  | OpenStreetMap | {"type":"Feature","properties":{},"geometry":{"type":"LineString","coordinates":[[-100.2906,18.97078],[-100.29077,18.97033],[-100.29091,18.96991]]}}
Distribución MT | LineString | n/d |  |  |  | n/d |  |  |  |  | OpenStreetMap | {"type":"Feature","properties":{},"geometry":{"type":"LineString","coordinates":[[-100.2903,18.97302],[-100.29021,18.97264],[-100.29011,18.97217],[-100.28961,18.97186]]}}
Distribución MT | LineString | n/d |  |  |  | n/d |  |  |  |  | OpenStreetMap | {"type":"Feature","properties":{},"geometry":{"type":"LineString","coordinates":[[-100.29073,18.97252],[-100.29021,18.97264]]}}
Distribución MT | LineString | n/d |  |  |  | n/d |  |  |  |  | OpenStreetMap | {"type":"Feature","properties":{},"geometry":{"type":"LineString","coordinates":[[-100.29077,18.97137],[-100.29044,18.9718],[-100.29011,18.97217],[-100.28973,18.97265],[-100.2894,18.97309]]}}
Distribución MT | LineString | n/d |  |  |  | n/d |  |  |  |  | OpenStreetMap | {"type":"Feature","properties":{},"geometry":{"type":"LineString","coordinates":[[-100.28773,18.97682],[-100.28801,18.97653],[-100.28827,18.97636]]}}
Distribución MT | LineString | n/d |  |  |  | n/d |  |  |  |  | OpenStreetMap | {"type":"Feature","properties":{},"geometry":{"type":"LineString","coordinates":[[-100.28835,18.97867],[-100.28819,18.979],[-100.28771,18.97911]]}}
Distribución MT | LineString | n/d |  |  |  | n/d |  |  |  |  | OpenStreetMap | {"type":"Feature","properties":{},"geometry":{"type":"LineString","coordinates":[[-100.28752,18.97741],[-100.2874,18.97781],[-100.28771,18.97911]]}}
Distribución MT | LineString | n/d |  |  |  | n/d |  |  |  |  | OpenStreetMap | {"type":"Feature","properties":{},"geometry":{"type":"LineString","coordinates":[[-100.28704,18.9779],[-100.2874,18.97781]]}}
Distribución MT | LineString | n/d |  |  |  | n/d |  |  |  |  | OpenStreetMap | {"type":"Feature","properties":{},"geometry":{"type":"LineString","coordinates":[[-100.28956,18.97973],[-100.28882,18.97998],[-100.28817,18.98028],[-100.28791,18.97973],[-100.28771,18.97911]]}}
Distribución MT | LineString | n/d |  |  |  | n/d |  |  |  |  | OpenStreetMap | {"type":"Feature","properties":{},"geometry":{"type":"LineString","coordinates":[[-100.29074,18.98447],[-100.29123,18.98569]]}}
Distribución MT | LineString | n/d |  |  |  | n/d |  |  |  |  | OpenStreetMap | {"type":"Feature","properties":{},"geometry":{"type":"LineString","coordinates":[[-100.29472,18.98641],[-100.29335,18.98642],[-100.29211,18.98641],[-100.29123,18.98569]]}}
Distribución MT | LineString | n/d |  |  |  | n/d |  |  |  |  | OpenStreetMap | {"type":"Feature","properties":{},"geometry":{"type":"LineString","coordinates":[[-100.28999,18.98807],[-100.28983,18.9877],[-100.28964,18.98713],[-100.28969,18.98665]]}}
Distribución MT | LineString | n/d |  |  |  | n/d |  |  |  |  | OpenStreetMap | {"type":"Feature","properties":{},"geometry":{"type":"LineString","coordinates":[[-100.28935,18.98717],[-100.28964,18.98713]]}}
Distribución MT | LineString | n/d |  |  |  | n/d |  |  |  |  | OpenStreetMap | {"type":"Feature","properties":{},"geometry":{"type":"LineString","coordinates":[[-100.29199,18.98798],[-100.29096,18.98749],[-100.28985,18.98708],[-100.28969,18.98665]]}}
Distribución MT | LineString | n/d |  |  |  | n/d |  |  |  |  | OpenStreetMap | {"type":"Feature","properties":{},"geometry":{"type":"LineString","coordinates":[[-100.28691,18.98796],[-100.28745,18.98802],[-100.28753,18.98758],[-100.28801,18.98731],[-100.2881,18.98681]]}}
Distribución MT | LineString | n/d |  |  |  | n/d |  |  |  |  | OpenStreetMap | {"type":"Feature","properties":{},"geometry":{"type":"LineString","coordinates":[[-100.30067,19.01914],[-100.30165,19.01929],[-100.30145,19.02009],[-100.3004,19.02011],[-100.29971,19.01965],[-100.29883,19.01979],[-100.2977,19.01939],[-100.29682,19.01964],[-100.29643,19.01983],[-100.29611,19.02008],[-100.29539,19.02014],[-100.29477,19.02032],[-100.294,19.01964],[-100.29372,19.02021],[-100.29378,19.02073],[-100.29352,19.02082],[-100.29298,19.02028],[-100.29257,19.01987],[-100.29177,19.01921],[-100.29173,19.01859],[-100.29165,19.01737],[-100.29154,19.01577],[-100.29148,19.01518],[-100.29127,19.01318],[-100.29057,19.01235],[-100.29033,19.01196],[-100.29018,19.01149],[-100.28993,19.01108],[-100.28993,19.01053],[-100.2899,19.01019],[-100.28974,19.00964],[-100.28968,19.00895],[-100.2896,19.00856],[-100.28953,19.00803],[-100.28939,19.00681],[-100.28939,19.00618],[-100.28938,19.00477],[-100.28937,19.00369],[-100.28939,19.00233],[-100.28942,19.00133],[-100.28945,19.00011],[-100.28949,18.99874],[-100.28941,18.99801],[-100.28932,18.99717],[-100.28916,18.99572],[-100.28905,18.99459],[-100.28903,18.9934],[-100.289,18.99196],[-100.28899,18.99088],[-100.28884,18.99044],[-100.2885,18.98942],[-100.28832,18.98818],[-100.2881,18.98681]]}}
Distribución MT | LineString | n/d |  |  |  | n/d |  |  |  |  | OpenStreetMap | {"type":"Feature","properties":{},"geometry":{"type":"LineString","coordinates":[[-100.29145,19.01159],[-100.29057,19.01235]]}}
Distribución MT | LineString | n/d |  |  |  | n/d |  |  |  |  | OpenStreetMap | {"type":"Feature","properties":{},"geometry":{"type":"LineString","coordinates":[[-100.28949,19.01158],[-100.28962,19.01157],[-100.29018,19.01149]]}}
Distribución MT | LineString | n/d |  |  |  | n/d |  |  |  |  | OpenStreetMap | {"type":"Feature","properties":{},"geometry":{"type":"LineString","coordinates":[[-100.28961,19.01146],[-100.28962,19.01157]]}}
Distribución MT | LineString | n/d |  |  |  | n/d |  |  |  |  | OpenStreetMap | {"type":"Feature","properties":{},"geometry":{"type":"LineString","coordinates":[[-100.28801,19.01128],[-100.28846,19.01132],[-100.28893,19.01121],[-100.2894,19.01113],[-100.28993,19.01108]]}}
Distribución MT | LineString | n/d |  |  |  | n/d |  |  |  |  | OpenStreetMap | {"type":"Feature","properties":{},"geometry":{"type":"LineString","coordinates":[[-100.2885,19.01046],[-100.28904,19.01058],[-100.28934,19.01057],[-100.28963,19.0105],[-100.28993,19.01053]]}}
Distribución MT | LineString | n/d |  |  |  | n/d |  |  |  |  | OpenStreetMap | {"type":"Feature","properties":{},"geometry":{"type":"LineString","coordinates":[[-100.28844,19.00836],[-100.28876,19.00955],[-100.28907,19.01002],[-100.28934,19.01057],[-100.2894,19.01113]]}}
Distribución MT | LineString | n/d |  |  |  | n/d |  |  |  |  | OpenStreetMap | {"type":"Feature","properties":{},"geometry":{"type":"LineString","coordinates":[[-100.28762,19.01055],[-100.28726,19.01026],[-100.288,19.00967],[-100.28876,19.00955]]}}
Distribución MT | LineString | n/d |  |  |  | n/d |  |  |  |  | OpenStreetMap | {"type":"Feature","properties":{},"geometry":{"type":"LineString","coordinates":[[-100.27539,19.00199],[-100.27612,19.00206],[-100.27755,19.0028],[-100.27875,19.00297],[-100.28104,19.0041],[-100.28229,19.00476],[-100.28309,19.00633],[-100.28433,19.0074],[-100.2858,19.00817],[-100.28662,19.00683],[-100.2886,19.00624],[-100.28906,19.00619],[-100.28939,19.00618]]}}
Distribución MT | LineString | n/d |  |  |  | n/d |  |  |  |  | OpenStreetMap | {"type":"Feature","properties":{},"geometry":{"type":"LineString","coordinates":[[-100.27796,19.00354],[-100.27817,19.00316],[-100.27755,19.0028]]}}
Distribución MT | LineString | n/d |  |  |  | n/d |  |  |  |  | OpenStreetMap | {"type":"Feature","properties":{},"geometry":{"type":"LineString","coordinates":[[-100.27509,19.00034],[-100.27573,19.00097],[-100.27612,19.00206]]}}
Distribución MT | LineString | n/d |  |  |  | n/d |  |  |  |  | OpenStreetMap | {"type":"Feature","properties":{},"geometry":{"type":"LineString","coordinates":[[-100.27817,19.00316],[-100.27744,19.00276],[-100.27612,19.00206]]}}
Distribución MT | LineString | n/d |  |  |  | n/d |  |  |  |  | OpenStreetMap | {"type":"Feature","properties":{},"geometry":{"type":"LineString","coordinates":[[-100.28917,19.00474],[-100.289,19.00518],[-100.28892,19.00542],[-100.28877,19.00578],[-100.2886,19.00624],[-100.28868,19.00665]]}}
Distribución MT | LineString | n/d |  |  |  | n/d |  |  |  |  | OpenStreetMap | {"type":"Feature","properties":{},"geometry":{"type":"LineString","coordinates":[[-100.28734,19.00083],[-100.28841,19.00203],[-100.28939,19.00233]]}}
Distribución MT | LineString | n/d |  |  |  | n/d |  |  |  |  | OpenStreetMap | {"type":"Feature","properties":{},"geometry":{"type":"LineString","coordinates":[[-100.29187,18.99441],[-100.29122,18.99442],[-100.29013,18.99446],[-100.28905,18.99459]]}}
Distribución MT | LineString | n/d |  |  |  | n/d |  |  |  |  | OpenStreetMap | {"type":"Feature","properties":{},"geometry":{"type":"LineString","coordinates":[[-100.28999,18.99339],[-100.29013,18.99446]]}}
Distribución MT | LineString | n/d |  |  |  | n/d |  |  |  |  | OpenStreetMap | {"type":"Feature","properties":{},"geometry":{"type":"LineString","coordinates":[[-100.29013,18.99277],[-100.29041,18.9932],[-100.29069,18.99357],[-100.29094,18.99394],[-100.29122,18.99442]]}}
Distribución MT | LineString | n/d |  |  |  | n/d |  |  |  |  | OpenStreetMap | {"type":"Feature","properties":{},"geometry":{"type":"LineString","coordinates":[[-100.28781,18.98904],[-100.28801,18.98731]]}}
Distribución MT | LineString | n/d |  |  |  | n/d |  |  |  |  | OpenStreetMap | {"type":"Feature","properties":{},"geometry":{"type":"LineString","coordinates":[[-105.56799,23.84135],[-105.56162,23.85135],[-105.55844,23.85544],[-105.55786,23.8589],[-105.55896,23.86286],[-105.5569,23.86524]]}}
Distribución MT | LineString | n/d |  |  |  | n/d |  |  |  |  | OpenStreetMap | {"type":"Feature","properties":{},"geometry":{"type":"LineString","coordinates":[[-105.59883,23.84569],[-105.58853,23.84806],[-105.57763,23.84687],[-105.56799,23.84135],[-105.56563,23.84],[-105.55709,23.83138],[-105.55417,23.81841],[-105.55186,23.81435],[-105.55023,23.81301],[-105.54913,23.8061],[-105.54087,23.80035],[-105.52965,23.78486],[-105.52926,23.7814],[-105.52293,23.78028],[-105.52117,23.76516],[-105.51732,23.75794]]}}
Distribución MT | LineString | n/d |  |  |  | n/d |  |  |  |  | OpenStreetMap | {"type":"Feature","properties":{},"geometry":{"type":"LineString","coordinates":[[-104.64527,23.05742],[-104.6526,23.04435],[-104.66119,23.02941]]}}
Distribución MT | LineString | n/d |  |  |  | n/d |  |  |  |  | OpenStreetMap | {"type":"Feature","properties":{},"geometry":{"type":"LineString","coordinates":[[-104.63076,23.04726],[-104.63171,23.0498],[-104.63501,23.05434],[-104.64527,23.05742],[-104.65061,23.05823],[-104.65372,23.06249],[-104.65683,23.06464],[-104.66739,23.06943],[-104.6746,23.07181],[-104.676,23.08102]]}}
Distribución MT | LineString | n/d |  |  |  | n/d |  |  |  |  | OpenStreetMap | {"type":"Feature","properties":{},"geometry":{"type":"LineString","coordinates":[[-104.50178,22.68211],[-104.50148,22.69892],[-104.50007,22.70318],[-104.49925,22.72309],[-104.49831,22.74179],[-104.50607,22.75873],[-104.50648,22.76878],[-104.50459,22.77998],[-104.50498,22.78556],[-104.50464,22.79757],[-104.49807,22.80633],[-104.49625,22.81838],[-104.50202,22.82548],[-104.50678,22.84477],[-104.5121,22.84974]]}}
Distribución MT | LineString | n/d |  |  |  | n/d |  |  |  |  | OpenStreetMap | {"type":"Feature","properties":{},"geometry":{"type":"LineString","coordinates":[[-104.99403,23.95816],[-104.99089,23.95072],[-104.98984,23.94847],[-104.98882,23.94579],[-104.98732,23.94289],[-104.98416,23.93692],[-104.98346,23.93552]]}}
Distribución MT | LineString | n/d |  |  |  | n/d |  |  |  |  | OpenStreetMap | {"type":"Feature","properties":{},"geometry":{"type":"LineString","coordinates":[[-97.10415,19.61511],[-97.10396,19.60683],[-97.10264,19.60213],[-97.10125,19.59714],[-97.09771,19.59413],[-97.09596,19.59265]]}}
Distribución MT | LineString | n/d |  |  |  | n/d |  |  |  |  | OpenStreetMap | {"type":"Feature","properties":{},"geometry":{"type":"LineString","coordinates":[[-104.34576,23.28783],[-104.34437,23.28006],[-104.34626,23.2736],[-104.34744,23.26327],[-104.3466,23.2572],[-104.35025,23.25455],[-104.35301,23.25191],[-104.35593,23.2401],[-104.36119,23.23298],[-104.36104,23.22593],[-104.36035,23.20017],[-104.35908,23.19063],[-104.35643,23.18469],[-104.35332,23.17575],[-104.3521,23.16573],[-104.35078,23.15922],[-104.3461,23.15386],[-104.33729,23.15003],[-104.32355,23.13383],[-104.316,23.12923],[-104.31447,23.12603],[-104.30611,23.12159],[-104.29758,23.12586],[-104.29636,23.12601],[-104.2934,23.12538],[-104.29044,23.12647],[-104.28937,23.12718],[-104.28877,23.12722],[-104.28695,23.12686],[-104.28602,23.12676],[-104.28319,23.12759],[-104.28238,23.13193]]}}
Distribución MT | LineString | n/d |  |  |  | n/d |  |  |  |  | OpenStreetMap | {"type":"Feature","properties":{},"geometry":{"type":"LineString","coordinates":[[-104.31098,23.00855],[-104.32288,23.0065]]}}
Distribución MT | LineString | n/d |  |  |  | n/d |  |  |  |  | OpenStreetMap | {"type":"Feature","properties":{},"geometry":{"type":"LineString","coordinates":[[-104.25446,23.35161],[-104.25789,23.3489],[-104.25837,23.34707],[-104.25905,23.34444],[-104.26058,23.33787],[-104.26032,23.32898],[-104.26152,23.32697],[-104.26064,23.32489],[-104.26768,23.31383],[-104.26925,23.30634],[-104.2694,23.30355],[-104.27146,23.30061]]}}
Distribución MT | LineString | n/d |  |  |  | n/d |  |  |  |  | OpenStreetMap | {"type":"Feature","properties":{},"geometry":{"type":"LineString","coordinates":[[-104.29723,22.87683],[-104.29529,22.87345],[-104.29654,22.86913],[-104.29937,22.86484],[-104.30021,22.85693],[-104.29162,22.84555],[-104.28802,22.84159],[-104.28234,22.83534],[-104.27317,22.82808],[-104.26955,22.81977],[-104.26786,22.81607],[-104.26668,22.81464],[-104.26532,22.81182],[-104.25954,22.80453],[-104.25647,22.80063],[-104.25214,22.79506],[-104.25105,22.79337],[-104.25135,22.79054],[-104.25416,22.78152]]}}
Distribución MT | LineString | n/d |  |  |  | n/d |  |  |  |  | OpenStreetMap | {"type":"Feature","properties":{},"geometry":{"type":"LineString","coordinates":[[-104.25837,23.34707],[-104.23933,23.33907],[-104.21139,23.32898],[-104.2003,23.33241],[-104.19047,23.33595],[-104.17281,23.33815],[-104.16881,23.33689]]}}
Distribución MT | LineString | n/d |  |  |  | n/d |  |  |  |  | OpenStreetMap | {"type":"Feature","properties":{},"geometry":{"type":"LineString","coordinates":[[-105.96045,25.92013],[-105.96472,25.91921],[-105.96886,25.91756],[-105.9706,25.91693],[-105.97463,25.91748],[-105.98116,25.9136],[-105.9859,25.91445]]}}
Distribución MT | LineString | n/d |  |  |  | n/d |  |  |  |  | OpenStreetMap | {"type":"Feature","properties":{},"geometry":{"type":"LineString","coordinates":[[-104.66034,23.36801],[-104.66194,23.37561],[-104.66346,23.38298],[-104.66556,23.39374],[-104.66547,23.39468]]}}
Distribución MT | LineString | n/d |  |  |  | n/d |  |  |  |  | OpenStreetMap | {"type":"Feature","properties":{},"geometry":{"type":"LineString","coordinates":[[-104.62961,23.04682],[-104.62128,23.05162],[-104.61836,23.05764],[-104.61489,23.06219],[-104.6074,23.06514],[-104.60381,23.06682],[-104.60145,23.06749],[-104.59736,23.07356],[-104.59399,23.0791]]}}
Distribución MT | LineString | n/d |  |  |  | n/d |  |  |  |  | OpenStreetMap | {"type":"Feature","properties":{},"geometry":{"type":"LineString","coordinates":[[-105.76939,24.42902],[-105.75615,24.42535],[-105.74746,24.42138],[-105.74493,24.42572],[-105.74322,24.42742]]}}
Distribución MT | LineString | n/d |  |  |  | n/d |  |  |  |  | OpenStreetMap | {"type":"Feature","properties":{},"geometry":{"type":"LineString","coordinates":[[-105.7168,24.43201],[-105.72079,24.43953],[-105.72637,24.44017],[-105.72852,24.44102],[-105.7288,24.44156],[-105.73104,24.44349],[-105.73278,24.44761],[-105.7368,24.45117],[-105.73832,24.45395],[-105.73839,24.45535],[-105.74143,24.46346],[-105.74593,24.4662],[-105.75133,24.4685],[-105.75555,24.4696],[-105.75649,24.47232],[-105.75997,24.47591],[-105.76459,24.47746],[-105.76738,24.47932],[-105.77248,24.48371],[-105.77896,24.48951],[-105.78542,24.49486],[-105.79023,24.49762]]}}
Distribución MT | LineString | n/d |  |  |  | n/d |  |  |  |  | OpenStreetMap | {"type":"Feature","properties":{},"geometry":{"type":"LineString","coordinates":[[-105.83391,24.42979],[-105.83134,24.42957],[-105.8198,24.4272],[-105.81218,24.42599],[-105.80197,24.42767],[-105.79938,24.42741],[-105.79726,24.42791],[-105.78957,24.4271],[-105.7869,24.428],[-105.78539,24.4276]]}}
Distribución MT | LineString | n/d |  |  |  | n/d |  |  |  |  | OpenStreetMap | {"type":"Feature","properties":{},"geometry":{"type":"LineString","coordinates":[[-106.95404,25.4467],[-106.95368,25.44714],[-106.95214,25.45006],[-106.94956,25.45548],[-106.94844,25.45809],[-106.947,25.45975]]}}
Distribución MT | LineString | n/d |  |  |  | n/d |  |  |  |  | OpenStreetMap | {"type":"Feature","properties":{},"geometry":{"type":"LineString","coordinates":[[-105.43022,20.87949],[-105.42975,20.87952],[-105.42907,20.87959],[-105.42859,20.87968],[-105.42779,20.87987],[-105.42702,20.88089],[-105.42649,20.88165],[-105.42592,20.88249],[-105.42581,20.8829],[-105.42572,20.88335],[-105.425,20.88533],[-105.42425,20.88697],[-105.42306,20.8896],[-105.42226,20.89155],[-105.42168,20.89285],[-105.42059,20.89391],[-105.4191,20.89538],[-105.41807,20.89629],[-105.41732,20.89735],[-105.41673,20.89808],[-105.41665,20.89821]]}}
Distribución MT | LineString | n/d |  |  |  | n/d |  |  |  |  | OpenStreetMap | {"type":"Feature","properties":{},"geometry":{"type":"LineString","coordinates":[[-106.2702,24.96066],[-106.26444,24.96035],[-106.26188,24.95966],[-106.26033,24.95984],[-106.25935,24.96076],[-106.25912,24.96352],[-106.259,24.96408],[-106.25803,24.96557],[-106.25802,24.96591],[-106.25781,24.96595],[-106.25753,24.96592],[-106.25657,24.96614],[-106.25611,24.96633],[-106.25511,24.96676],[-106.25287,24.96732],[-106.25261,24.96745],[-106.25224,24.96847],[-106.2513,24.97023],[-106.25045,24.97167],[-106.25114,24.97335],[-106.25145,24.9745],[-106.25022,24.97591],[-106.24943,24.97533],[-106.24841,24.97561],[-106.24331,24.98255],[-106.24239,24.98433],[-106.24225,24.98501],[-106.24226,24.98595],[-106.24174,24.98686],[-106.24187,24.98781],[-106.24365,24.99085],[-106.23977,24.99173],[-106.23822,24.9924],[-106.23706,24.99303],[-106.23682,24.99345],[-106.23598,24.9943],[-106.23509,24.9947],[-106.23063,25.00038],[-106.22564,25.00486],[-106.22596,25.00669],[-106.22367,25.01084],[-106.22121,25.01335],[-106.22024,25.01654],[-106.21908,25.01969],[-106.21969,25.02236],[-106.22013,25.02375],[-106.21965,25.02474],[-106.22022,25.02584],[-106.22009,25.02633]]}}
Distribución MT | LineString | n/d |  |  |  | n/d |  |  |  |  | OpenStreetMap | {"type":"Feature","properties":{},"geometry":{"type":"LineString","coordinates":[[-104.55723,23.4672],[-104.55675,23.47294],[-104.55648,23.48093],[-104.55602,23.48914],[-104.55537,23.50148],[-104.55492,23.51061],[-104.55439,23.52012],[-104.55431,23.52298],[-104.55048,23.53301],[-104.54878,23.5377],[-104.54693,23.54341],[-104.54594,23.54605]]}}
Distribución MT | LineString | n/d |  |  |  | n/d |  |  |  |  | OpenStreetMap | {"type":"Feature","properties":{},"geometry":{"type":"LineString","coordinates":[[-101.27856,19.64306],[-101.27873,19.64302],[-101.27931,19.6429],[-101.27961,19.6429],[-101.28,19.64292],[-101.28069,19.64295],[-101.28185,19.64304],[-101.28226,19.64306],[-101.28234,19.64305],[-101.28232,19.64269],[-101.28277,19.6427]]}}
Distribución MT | LineString | n/d |  |  |  | n/d |  |  |  |  | OpenStreetMap | {"type":"Feature","properties":{},"geometry":{"type":"LineString","coordinates":[[-101.28018,19.64373],[-101.28013,19.64354],[-101.28,19.64292]]}}
Distribución MT | LineString | n/d |  |  |  | n/d |  |  |  |  | OpenStreetMap | {"type":"Feature","properties":{},"geometry":{"type":"LineString","coordinates":[[-101.27936,19.64314],[-101.27949,19.64372],[-101.28018,19.64373],[-101.28078,19.6438],[-101.28096,19.64382]]}}
Distribución MT | LineString | n/d |  |  |  | n/d |  |  |  |  | OpenStreetMap | {"type":"Feature","properties":{},"geometry":{"type":"LineString","coordinates":[[-101.28053,19.64933],[-101.28057,19.64904],[-101.2806,19.64862],[-101.28062,19.64845]]}}
Distribución MT | LineString | n/d |  |  |  | n/d |  |  |  |  | OpenStreetMap | {"type":"Feature","properties":{},"geometry":{"type":"LineString","coordinates":[[-101.28152,19.64934],[-101.28153,19.64907],[-101.28155,19.64884],[-101.28155,19.64877],[-101.28156,19.6486],[-101.28159,19.64815]]}}
Distribución MT | LineString | n/d |  |  |  | n/d |  |  |  |  | OpenStreetMap | {"type":"Feature","properties":{},"geometry":{"type":"LineString","coordinates":[[-101.28011,19.64711],[-101.28002,19.64688],[-101.27969,19.64601],[-101.27934,19.64515],[-101.27917,19.64474],[-101.27884,19.64382],[-101.27883,19.64379],[-101.27856,19.64306],[-101.27839,19.64268],[-101.27816,19.64214],[-101.27816,19.64213],[-101.27803,19.6418],[-101.27773,19.64111],[-101.27745,19.64039]]}}
Distribución MT | LineString | n/d |  |  |  | n/d |  |  |  |  | OpenStreetMap | {"type":"Feature","properties":{},"geometry":{"type":"LineString","coordinates":[[-101.28011,19.64711],[-101.28024,19.64751],[-101.28033,19.64805],[-101.28031,19.64826],[-101.2802,19.64932],[-101.28053,19.64933],[-101.28152,19.64934]]}}
Distribución MT | LineString | n/d |  |  |  | n/d |  |  |  |  | OpenStreetMap | {"type":"Feature","properties":{},"geometry":{"type":"LineString","coordinates":[[-101.28043,19.64516],[-101.28007,19.64515],[-101.27934,19.64515]]}}
Distribución MT | LineString | n/d |  |  |  | n/d |  |  |  |  | OpenStreetMap | {"type":"Feature","properties":{},"geometry":{"type":"LineString","coordinates":[[-101.27969,19.64601],[-101.27929,19.64603]]}}
Distribución MT | LineString | n/d |  |  |  | n/d |  |  |  |  | OpenStreetMap | {"type":"Feature","properties":{},"geometry":{"type":"LineString","coordinates":[[-101.28033,19.64805],[-101.28045,19.64803],[-101.28083,19.64784],[-101.28123,19.6477],[-101.28178,19.64749],[-101.28225,19.64736],[-101.28255,19.64729]]}}
Distribución MT | LineString | n/d |  |  |  | n/d |  |  |  |  | OpenStreetMap | {"type":"Feature","properties":{},"geometry":{"type":"LineString","coordinates":[[-101.28072,19.64688],[-101.2814,19.64691],[-101.28194,19.64693],[-101.28234,19.64695],[-101.28269,19.64695]]}}
Distribución MT | LineString | n/d |  |  |  | n/d |  |  |  |  | OpenStreetMap | {"type":"Feature","properties":{},"geometry":{"type":"LineString","coordinates":[[-101.28106,19.64605],[-101.28037,19.64603],[-101.27969,19.64601]]}}
Distribución MT | LineString | n/d |  |  |  | n/d |  |  |  |  | OpenStreetMap | {"type":"Feature","properties":{},"geometry":{"type":"LineString","coordinates":[[-101.28106,19.64605],[-101.2814,19.64691]]}}
Distribución MT | LineString | n/d |  |  |  | n/d |  |  |  |  | OpenStreetMap | {"type":"Feature","properties":{},"geometry":{"type":"LineString","coordinates":[[-101.28037,19.64603],[-101.28072,19.64688]]}}
Distribución MT | LineString | n/d |  |  |  | n/d |  |  |  |  | OpenStreetMap | {"type":"Feature","properties":{},"geometry":{"type":"LineString","coordinates":[[-101.28106,19.64605],[-101.28173,19.64607]]}}
Distribución MT | LineString | n/d |  |  |  | n/d |  |  |  |  | OpenStreetMap | {"type":"Feature","properties":{},"geometry":{"type":"LineString","coordinates":[[-101.28126,19.6452],[-101.28127,19.6447]]}}
Distribución MT | LineString | n/d |  |  |  | n/d |  |  |  |  | OpenStreetMap | {"type":"Feature","properties":{},"geometry":{"type":"LineString","coordinates":[[-101.28126,19.6452],[-101.28152,19.64552],[-101.28173,19.64607]]}}
Distribución MT | LineString | n/d |  |  |  | n/d |  |  |  |  | OpenStreetMap | {"type":"Feature","properties":{},"geometry":{"type":"LineString","coordinates":[[-101.28043,19.64516],[-101.28073,19.64517],[-101.2809,19.64518],[-101.28126,19.6452]]}}
Distribución MT | LineString | n/d |  |  |  | n/d |  |  |  |  | OpenStreetMap | {"type":"Feature","properties":{},"geometry":{"type":"LineString","coordinates":[[-101.28073,19.64517],[-101.28078,19.64535]]}}
Distribución MT | LineString | n/d |  |  |  | n/d |  |  |  |  | OpenStreetMap | {"type":"Feature","properties":{},"geometry":{"type":"LineString","coordinates":[[-101.28126,19.6452],[-101.28151,19.64522],[-101.28259,19.6453],[-101.28338,19.64544]]}}
Distribución MT | LineString | n/d |  |  |  | n/d |  |  |  |  | OpenStreetMap | {"type":"Feature","properties":{},"geometry":{"type":"LineString","coordinates":[[-101.28813,19.64942],[-101.28768,19.64955],[-101.28672,19.64978],[-101.28599,19.64996],[-101.28572,19.64946],[-101.2852,19.64837],[-101.285,19.6484]]}}
Distribución MT | LineString | n/d |  |  |  | n/d |  |  |  |  | OpenStreetMap | {"type":"Feature","properties":{},"geometry":{"type":"LineString","coordinates":[[-101.28768,19.64955],[-101.28764,19.64929],[-101.28782,19.6485]]}}
Distribución MT | LineString | n/d |  |  |  | n/d |  |  |  |  | OpenStreetMap | {"type":"Feature","properties":{},"geometry":{"type":"LineString","coordinates":[[-101.28813,19.64942],[-101.28834,19.64965],[-101.28858,19.64989],[-101.28876,19.65007],[-101.28903,19.65033]]}}
Distribución MT | LineString | n/d |  |  |  | n/d |  |  |  |  | OpenStreetMap | {"type":"Feature","properties":{},"geometry":{"type":"LineString","coordinates":[[-101.28599,19.64996],[-101.28484,19.65022]]}}
Distribución MT | LineString | n/d |  |  |  | n/d |  |  |  |  | OpenStreetMap | {"type":"Feature","properties":{},"geometry":{"type":"LineString","coordinates":[[-101.28484,19.65022],[-101.28408,19.65038],[-101.28339,19.65052],[-101.28274,19.65066],[-101.28173,19.65084]]}}
Distribución MT | LineString | n/d |  |  |  | n/d |  |  |  |  | OpenStreetMap | {"type":"Feature","properties":{},"geometry":{"type":"LineString","coordinates":[[-101.28679,19.64911],[-101.28782,19.6485]]}}
Distribución MT | LineString | n/d |  |  |  | n/d |  |  |  |  | OpenStreetMap | {"type":"Feature","properties":{},"geometry":{"type":"LineString","coordinates":[[-101.28782,19.6485],[-101.28834,19.64839],[-101.28886,19.64827],[-101.28933,19.64818],[-101.28989,19.64834],[-101.29042,19.64839],[-101.29076,19.64841],[-101.29068,19.64878],[-101.29008,19.64893],[-101.28977,19.64902],[-101.28892,19.64923],[-101.28839,19.64938]]}}
Distribución MT | LineString | n/d |  |  |  | n/d |  |  |  |  | OpenStreetMap | {"type":"Feature","properties":{},"geometry":{"type":"LineString","coordinates":[[-101.28173,19.65084],[-101.28085,19.65057],[-101.28006,19.65069],[-101.28012,19.65027],[-101.28014,19.65005],[-101.2802,19.64932]]}}
Distribución MT | LineString | n/d |  |  |  | n/d |  |  |  |  | OpenStreetMap | {"type":"Feature","properties":{},"geometry":{"type":"LineString","coordinates":[[-101.27744,19.64862],[-101.27723,19.64903],[-101.27667,19.64868]]}}
Distribución MT | LineString | n/d |  |  |  | n/d |  |  |  |  | OpenStreetMap | {"type":"Feature","properties":{},"geometry":{"type":"LineString","coordinates":[[-101.27723,19.64903],[-101.27776,19.64938],[-101.27828,19.64971]]}}
Distribución MT | LineString | n/d |  |  |  | n/d |  |  |  |  | OpenStreetMap | {"type":"Feature","properties":{},"geometry":{"type":"LineString","coordinates":[[-101.29246,19.64852],[-101.29157,19.64854],[-101.29068,19.64878]]}}
Distribución MT | LineString | n/d |  |  |  | n/d |  |  |  |  | OpenStreetMap | {"type":"Feature","properties":{},"geometry":{"type":"LineString","coordinates":[[-101.29076,19.64841],[-101.29084,19.64793],[-101.29111,19.64752]]}}
Distribución MT | LineString | n/d |  |  |  | n/d |  |  |  |  | OpenStreetMap | {"type":"Feature","properties":{},"geometry":{"type":"LineString","coordinates":[[-101.28006,19.65069],[-101.27997,19.65178]]}}
Distribución MT | LineString | n/d |  |  |  | n/d |  |  |  |  | OpenStreetMap | {"type":"Feature","properties":{},"geometry":{"type":"LineString","coordinates":[[-101.28226,19.64306],[-101.28219,19.64341]]}}
Distribución MT | LineString | n/d |  |  |  | n/d |  |  |  |  | OpenStreetMap | {"type":"Feature","properties":{},"geometry":{"type":"LineString","coordinates":[[-101.27454,19.64022],[-101.27382,19.64095],[-101.27373,19.64116]]}}
Distribución MT | LineString | n/d |  |  |  | n/d |  |  |  |  | OpenStreetMap | {"type":"Feature","properties":{},"geometry":{"type":"LineString","coordinates":[[-101.27382,19.64095],[-101.27357,19.64002]]}}
Distribución MT | LineString | n/d |  |  |  | n/d |  |  |  |  | OpenStreetMap | {"type":"Feature","properties":{},"geometry":{"type":"LineString","coordinates":[[-101.27969,19.65043],[-101.28006,19.65069]]}}
Distribución MT | LineString | n/d |  |  |  | n/d |  |  |  |  | OpenStreetMap | {"type":"Feature","properties":{},"geometry":{"type":"LineString","coordinates":[[-101.27969,19.65043],[-101.27912,19.65051],[-101.27876,19.65057]]}}
Distribución MT | LineString | n/d |  |  |  | n/d |  |  |  |  | OpenStreetMap | {"type":"Feature","properties":{},"geometry":{"type":"LineString","coordinates":[[-101.27613,19.65131],[-101.27614,19.65174]]}}
Distribución MT | LineString | n/d |  |  |  | n/d |  |  |  |  | OpenStreetMap | {"type":"Feature","properties":{},"geometry":{"type":"LineString","coordinates":[[-101.28072,19.64688],[-101.28002,19.64688]]}}
Distribución MT | LineString | n/d |  |  |  | n/d |  |  |  |  | OpenStreetMap | {"type":"Feature","properties":{},"geometry":{"type":"LineString","coordinates":[[-101.28037,19.64603],[-101.28017,19.64554]]}}
Distribución MT | LineString | n/d |  |  |  | n/d |  |  |  |  | OpenStreetMap | {"type":"Feature","properties":{},"geometry":{"type":"LineString","coordinates":[[-103.78612,23.74192],[-103.78673,23.74207],[-103.78714,23.74214],[-103.78741,23.74218],[-103.78742,23.74218],[-103.78749,23.74214],[-103.78756,23.74227],[-103.78802,23.74252],[-103.78864,23.74261],[-103.78919,23.74266],[-103.78941,23.74288],[-103.78999,23.743],[-103.79039,23.74308],[-103.7905,23.7431],[-103.79122,23.74324],[-103.79182,23.74342],[-103.79255,23.74343],[-103.7926,23.74345],[-103.79315,23.74365],[-103.79349,23.74386],[-103.79379,23.74405],[-103.79426,23.74424],[-103.79488,23.74448],[-103.7952,23.74501],[-103.79574,23.74519],[-103.79576,23.7452],[-103.79624,23.7454],[-103.79667,23.74522],[-103.79714,23.74502],[-103.79763,23.74493],[-103.79811,23.74483],[-103.79814,23.74482],[-103.79845,23.74472],[-103.79897,23.74455],[-103.79923,23.74444],[-103.79961,23.74427],[-103.80004,23.74423],[-103.80094,23.74416],[-103.80127,23.74415],[-103.80231,23.7441],[-103.80242,23.74411],[-103.80349,23.74413],[-103.80401,23.74414],[-103.80431,23.74412],[-103.80516,23.74408],[-103.80577,23.74407],[-103.80664,23.7441],[-103.80724,23.74396],[-103.80757,23.7438],[-103.80799,23.74358],[-103.80832,23.74341],[-103.80857,23.7433],[-103.80898,23.74311],[-103.80932,23.74295],[-103.80955,23.74289],[-103.81028,23.74272],[-103.8108,23.74272],[-103.81132,23.74273],[-103.81178,23.74273],[-103.81228,23.74283],[-103.81274,23.74291],[-103.81304,23.743],[-103.8135,23.74313],[-103.81388,23.74324],[-103.8139,23.74325],[-103.81418,23.7434],[-103.81439,23.74351],[-103.81453,23.74358],[-103.81512,23.74389],[-103.81604,23.74438],[-103.81676,23.74477],[-103.81704,23.74509],[-103.81733,23.74534],[-103.81746,23.74542],[-103.81778,23.74569],[-103.81807,23.74582],[-103.81838,23.74582],[-103.81873,23.74583],[-103.81875,23.74582],[-103.81927,23.74568],[-103.81958,23.74559],[-103.81986,23.74539],[-103.82021,23.74514],[-103.82063,23.74483],[-103.82091,23.74466],[-103.82119,23.74449],[-103.8214,23.74436],[-103.82142,23.74435],[-103.82171,23.74428],[-103.82206,23.74419],[-103.82235,23.74411],[-103.82238,23.7441],[-103.8227,23.74403],[-103.8229,23.74398],[-103.82322,23.74391],[-103.82352,23.74384],[-103.82364,23.74382],[-103.82377,23.74379],[-103.82414,23.74372],[-103.8244,23.74366],[-103.82471,23.7436],[-103.82508,23.74353],[-103.82531,23.74348],[-103.82541,23.74346],[-103.82574,23.74339],[-103.82605,23.74332],[-103.82623,23.74328],[-103.82628,23.74327],[-103.82652,23.74323],[-103.82681,23.74319],[-103.82713,23.74313],[-103.82735,23.7431],[-103.82745,23.74309],[-103.82779,23.74306],[-103.82805,23.74305],[-103.82826,23.74307],[-103.82856,23.74311],[-103.82875,23.74314],[-103.82901,23.74321],[-103.82923,23.74327],[-103.82941,23.74337],[-103.82975,23.74356],[-103.82976,23.74356],[-103.82997,23.74366],[-103.83025,23.74378],[-103.83067,23.74396],[-103.83068,23.74397],[-103.83091,23.7441],[-103.83122,23.74427],[-103.83142,23.74438],[-103.8317,23.74456],[-103.83178,23.74462],[-103.83208,23.74484],[-103.83209,23.74485],[-103.83231,23.74506],[-103.83264,23.74538],[-103.83313,23.74605],[-103.83307,23.74667],[-103.83317,23.74716],[-103.83318,23.74738],[-103.83327,23.74774],[-103.83366,23.74812],[-103.83404,23.74847],[-103.83454,23.7487],[-103.83489,23.74885],[-103.83502,23.74891],[-103.83538,23.74908],[-103.83579,23.74927],[-103.83611,23.74973],[-103.8363,23.75],[-103.83646,23.75013],[-103.8368,23.75036],[-103.83707,23.75054],[-103.83716,23.7506],[-103.83745,23.75077],[-103.83782,23.75099],[-103.83813,23.75122],[-103.83849,23.75149],[-103.83851,23.7515],[-103.83887,23.75177],[-103.83919,23.752],[-103.83926,23.75206],[-103.8396,23.75234],[-103.83984,23.75254],[-103.84009,23.75275],[-103.84047,23.75317],[-103.84061,23.75332],[-103.8408,23.75354],[-103.84103,23.7538],[-103.84132,23.75413],[-103.84159,23.75433],[-103.842,23.75464],[-103.84242,23.75497],[-103.84245,23.75499],[-103.84273,23.75519],[-103.84314,23.7555],[-103.84317,23.75552],[-103.84353,23.75579],[-103.84402,23.75593],[-103.8445,23.7563],[-103.84501,23.75659],[-103.84539,23.75681],[-103.84566,23.75696],[-103.84613,23.75752],[-103.84645,23.75774],[-103.8468,23.758],[-103.84711,23.75822],[-103.84736,23.75837],[-103.84784,23.75867],[-103.84816,23.75905],[-103.84824,23.7591],[-103.84891,23.75954],[-103.84895,23.75956],[-103.84923,23.75973],[-103.84948,23.75988],[-103.8499,23.76012],[-103.85013,23.76025],[-103.85033,23.76036],[-103.85065,23.76053],[-103.85069,23.76055],[-103.85101,23.76071],[-103.85153,23.76097],[-103.85206,23.76106],[-103.85208,23.76107],[-103.85269,23.76132],[-103.85343,23.76176],[-103.85405,23.76214],[-103.85433,23.76231],[-103.85475,23.76239],[-103.85603,23.76296],[-103.85735,23.76359],[-103.85781,23.76407],[-103.85863,23.76418],[-103.85914,23.76463],[-103.85953,23.76498],[-103.85988,23.76514],[-103.86032,23.76535],[-103.86039,23.7654],[-103.86063,23.76555],[-103.86118,23.7659],[-103.86161,23.76617],[-103.86164,23.76618],[-103.86234,23.76651],[-103.86283,23.76678],[-103.86322,23.76699],[-103.86431,23.76673],[-103.8652,23.76662],[-103.86751,23.76581],[-103.86826,23.76677],[-103.86963,23.76723],[-103.8695,23.76789],[-103.87225,23.76766],[-103.87234,23.76836],[-103.87279,23.76867],[-103.87362,23.76792]]}}
Distribución MT | LineString | n/d |  |  |  | n/d |  |  |  |  | OpenStreetMap | {"type":"Feature","properties":{},"geometry":{"type":"LineString","coordinates":[[-101.23197,19.65245],[-101.23166,19.65265],[-101.23123,19.65297],[-101.23113,19.65303],[-101.23083,19.65356],[-101.23065,19.65401],[-101.23019,19.65496],[-101.22971,19.65541],[-101.22909,19.65597]]}}
Distribución MT | LineString | n/d |  |  |  | n/d |  |  |  |  | OpenStreetMap | {"type":"Feature","properties":{},"geometry":{"type":"LineString","coordinates":[[-101.23019,19.65496],[-101.23061,19.65471],[-101.23167,19.65427]]}}
Distribución MT | LineString | n/d |  |  |  | n/d |  |  |  |  | OpenStreetMap | {"type":"Feature","properties":{},"geometry":{"type":"LineString","coordinates":[[-104.90489,23.35743],[-104.90448,23.36418],[-104.90617,23.36889],[-104.90752,23.37415],[-104.90641,23.38402],[-104.9064,23.39058],[-104.90639,23.39269],[-104.90847,23.397],[-104.90922,23.40635],[-104.915,23.41171],[-104.91064,23.4196],[-104.91529,23.42216],[-104.91778,23.4272],[-104.91739,23.42883],[-104.91336,23.43075],[-104.91411,23.43511],[-104.91579,23.43798],[-104.92158,23.44141],[-104.92386,23.44676],[-104.92666,23.45175],[-104.93319,23.46006],[-104.93694,23.46147],[-104.93675,23.4676],[-104.93806,23.47264],[-104.9398,23.47444],[-104.93572,23.47901],[-104.9289,23.47897],[-104.92089,23.47801],[-104.9119,23.47986],[-104.89706,23.4862],[-104.89643,23.48604],[-104.88954,23.48251],[-104.88439,23.48403],[-104.87605,23.49548],[-104.87416,23.49639],[-104.86987,23.49645],[-104.85948,23.4991],[-104.85414,23.50336],[-104.84937,23.50636],[-104.84841,23.50637],[-104.83351,23.505],[-104.82674,23.50332],[-104.82462,23.50372],[-104.81868,23.50622],[-104.81774,23.50974],[-104.82309,23.51955],[-104.81475,23.53844],[-104.79224,23.53181],[-104.77824,23.52935],[-104.77339,23.53434],[-104.76351,23.53118],[-104.7585,23.52535],[-104.75253,23.52589],[-104.74639,23.52223],[-104.74425,23.52441],[-104.7309,23.52522],[-104.72814,23.52895],[-104.72254,23.53282]]}}
Distribución MT | LineString | n/d |  |  |  | n/d |  |  |  |  | OpenStreetMap | {"type":"Feature","properties":{},"geometry":{"type":"LineString","coordinates":[[-105.09895,23.12414],[-105.10363,23.1308],[-105.10388,23.13679],[-105.10857,23.14968],[-105.11015,23.15795],[-105.12092,23.16658],[-105.12204,23.17088],[-105.12397,23.1716],[-105.12995,23.17143],[-105.13227,23.17163],[-105.13952,23.17548],[-105.14227,23.17867],[-105.14485,23.18282],[-105.14798,23.18786],[-105.15418,23.18568],[-105.1574,23.18923],[-105.16143,23.19141],[-105.16326,23.19341],[-105.16626,23.19531],[-105.17278,23.19619],[-105.17596,23.19435],[-105.17907,23.19498],[-105.18036,23.19834],[-105.18435,23.20224],[-105.18725,23.21009],[-105.18911,23.21483],[-105.19059,23.22098],[-105.19272,23.22244],[-105.19545,23.22919],[-105.19695,23.2307],[-105.19669,23.23331],[-105.19926,23.23659],[-105.20118,23.24334],[-105.2019,23.24852],[-105.20371,23.25411]]}}
Distribución MT | LineString | n/d |  |  |  | n/d |  |  |  |  | OpenStreetMap | {"type":"Feature","properties":{},"geometry":{"type":"LineString","coordinates":[[-104.9064,23.39058],[-104.90089,23.39071],[-104.89242,23.40185],[-104.886,23.40493],[-104.8827,23.40568],[-104.87154,23.40005],[-104.86609,23.39406],[-104.86454,23.39004],[-104.86343,23.38421],[-104.85703,23.3772],[-104.84573,23.36746]]}}
Distribución MT | LineString | n/d |  |  |  | n/d |  |  |  |  | OpenStreetMap | {"type":"Feature","properties":{},"geometry":{"type":"LineString","coordinates":[[-106.11551,25.09623],[-106.1168,25.09571],[-106.12191,25.09279],[-106.12332,25.09225],[-106.12739,25.09134],[-106.12851,25.0908],[-106.13037,25.0905],[-106.13301,25.08996],[-106.13402,25.09009],[-106.13574,25.09087],[-106.13658,25.09158],[-106.14085,25.09142]]}}
Distribución MT | LineString | n/d |  |  |  | n/d |  |  |  |  | OpenStreetMap | {"type":"Feature","properties":{},"geometry":{"type":"LineString","coordinates":[[-106.46933,25.12113],[-106.4685,25.11941],[-106.46806,25.11896],[-106.46522,25.1146],[-106.46342,25.11374],[-106.46228,25.11354],[-106.46078,25.11342],[-106.45776,25.11082],[-106.45756,25.1068],[-106.45465,25.10398],[-106.45108,25.1025],[-106.44938,25.10142],[-106.4479,25.10092],[-106.44595,25.10079]]}}
Distribución MT | LineString | n/d |  |  |  | n/d |  |  |  |  | OpenStreetMap | {"type":"Feature","properties":{},"geometry":{"type":"LineString","coordinates":[[-106.356,25.12678],[-106.35272,25.12155],[-106.351,25.11702],[-106.35016,25.11343],[-106.35023,25.11181],[-106.35006,25.11104],[-106.3509,25.10653],[-106.34881,25.10336],[-106.34873,25.10173],[-106.3466,25.09853],[-106.34463,25.09206],[-106.34467,25.08817],[-106.3425,25.08553],[-106.33974,25.08086],[-106.33808,25.0784],[-106.33767,25.07501],[-106.33531,25.07266],[-106.32918,25.06471],[-106.32694,25.06187],[-106.3247,25.05891],[-106.3216,25.05622]]}}
Distribución MT | LineString | n/d |  |  |  | n/d |  |  |  |  | OpenStreetMap | {"type":"Feature","properties":{},"geometry":{"type":"LineString","coordinates":[[-106.32617,25.03731],[-106.32536,25.03814],[-106.3172,25.04424],[-106.31835,25.04661],[-106.32704,25.05026],[-106.33235,25.05128],[-106.33425,25.05161],[-106.3343,25.05219],[-106.32918,25.06471]]}}
Distribución MT | LineString | n/d |  |  |  | n/d |  |  |  |  | OpenStreetMap | {"type":"Feature","properties":{},"geometry":{"type":"LineString","coordinates":[[-97.88398,18.97303],[-97.88437,18.97284],[-97.88488,18.9726],[-97.88536,18.97238],[-97.88601,18.97207],[-97.88669,18.97173],[-97.88741,18.97143],[-97.88806,18.97112]]}}
Distribución MT | LineString | n/d |  |  |  | n/d |  |  |  |  | OpenStreetMap | {"type":"Feature","properties":{},"geometry":{"type":"LineString","coordinates":[[-97.89314,18.99523],[-97.89373,18.99555]]}}
Distribución MT | LineString | n/d |  |  |  | n/d |  |  |  |  | OpenStreetMap | {"type":"Feature","properties":{},"geometry":{"type":"LineString","coordinates":[[-104.75712,23.90666],[-104.75706,23.89371],[-104.75703,23.88781],[-104.75772,23.8812],[-104.7587,23.86837],[-104.7641,23.8587],[-104.7647,23.85539],[-104.76219,23.83838],[-104.76108,23.83417],[-104.76046,23.83191],[-104.76188,23.82894],[-104.76653,23.82631],[-104.77027,23.81662],[-104.77018,23.81168],[-104.76477,23.80663],[-104.76397,23.8043]]}}
Distribución MT | LineString | n/d |  |  |  | n/d |  |  |  |  | OpenStreetMap | {"type":"Feature","properties":{},"geometry":{"type":"LineString","coordinates":[[-105.98101,24.44177],[-105.98282,24.4386],[-105.98346,24.43723],[-105.98689,24.43358]]}}
Distribución MT | LineString | n/d |  |  |  | n/d |  |  |  |  | OpenStreetMap | {"type":"Feature","properties":{},"geometry":{"type":"LineString","coordinates":[[-105.97618,24.42557],[-105.97829,24.42786],[-105.97942,24.43016],[-105.98196,24.43098],[-105.98689,24.43358],[-105.99528,24.44093]]}}
Distribución MT | LineString | n/d |  |  |  | n/d |  |  |  |  | OpenStreetMap | {"type":"Feature","properties":{},"geometry":{"type":"LineString","coordinates":[[-105.51225,24.3621],[-105.51828,24.36292],[-105.52124,24.36626],[-105.52856,24.37],[-105.53401,24.37004],[-105.54517,24.3735],[-105.54686,24.37528],[-105.55143,24.37932],[-105.55414,24.38831],[-105.5562,24.3923],[-105.55794,24.39267],[-105.5668,24.39083],[-105.57414,24.4014],[-105.58257,24.41266],[-105.58465,24.41465],[-105.58763,24.41512],[-105.59323,24.41207],[-105.59888,24.41565],[-105.59993,24.41717],[-105.60235,24.41786],[-105.60755,24.41893],[-105.61128,24.41788],[-105.61351,24.41825],[-105.61458,24.41961],[-105.62083,24.42755],[-105.62454,24.43347],[-105.62967,24.43407],[-105.6399,24.44044],[-105.64716,24.44218],[-105.65309,24.438],[-105.66135,24.44391],[-105.66972,24.44552],[-105.68281,24.44602],[-105.68388,24.44588],[-105.68752,24.44274],[-105.69966,24.44148],[-105.70214,24.43918],[-105.70374,24.43932],[-105.70578,24.44019],[-105.71151,24.43876],[-105.71421,24.43805],[-105.72079,24.43953]]}}
Distribución MT | LineString | n/d |  |  |  | n/d |  |  |  |  | OpenStreetMap | {"type":"Feature","properties":{},"geometry":{"type":"LineString","coordinates":[[-105.49481,24.26104],[-105.49155,24.27829],[-105.4915,24.29216],[-105.49208,24.30349]]}}
Distribución MT | LineString | n/d |  |  |  | n/d |  |  |  |  | OpenStreetMap | {"type":"Feature","properties":{},"geometry":{"type":"LineString","coordinates":[[-105.44036,24.13336],[-105.43924,24.12786],[-105.44182,24.11537],[-105.44141,24.11141],[-105.44106,24.10824],[-105.44101,24.10301],[-105.44014,24.09697],[-105.43913,24.09015],[-105.43772,24.08385],[-105.44409,24.07174],[-105.4437,24.06761],[-105.44728,24.06245],[-105.45435,24.05191],[-105.45821,24.04681],[-105.45742,24.04257],[-105.45862,24.0406],[-105.45809,24.03792],[-105.45411,24.03328],[-105.45226,24.03007],[-105.44816,24.02045],[-105.44492,24.01603]]}}
Distribución MT | LineString | n/d |  |  |  | n/d |  |  |  |  | OpenStreetMap | {"type":"Feature","properties":{},"geometry":{"type":"LineString","coordinates":[[-105.43758,24.00221],[-105.43697,24.00124],[-105.43073,23.99843],[-105.42446,23.99164],[-105.42276,23.99009],[-105.42083,23.98883]]}}
Distribución MT | LineString | n/d |  |  |  | n/d |  |  |  |  | OpenStreetMap | {"type":"Feature","properties":{},"geometry":{"type":"LineString","coordinates":[[-97.89059,18.96872],[-97.89016,18.96863],[-97.88982,18.9687],[-97.88907,18.9687],[-97.88833,18.96867],[-97.88789,18.96862],[-97.88704,18.96864],[-97.88578,18.96861],[-97.88502,18.96861],[-97.88431,18.96859],[-97.8836,18.96856],[-97.88286,18.96855],[-97.8821,18.96853],[-97.88133,18.96855],[-97.88057,18.96848],[-97.87981,18.96846],[-97.8791,18.96845],[-97.87846,18.96845],[-97.87758,18.96844],[-97.87681,18.9684],[-97.87602,18.96837],[-97.87536,18.96838],[-97.87478,18.96834],[-97.87403,18.96834],[-97.87321,18.96832],[-97.87239,18.9683],[-97.87166,18.96827],[-97.87089,18.96826],[-97.87021,18.96824],[-97.86957,18.96823]]}}
Distribución MT | LineString | n/d |  |  |  | n/d |  |  |  |  | OpenStreetMap | {"type":"Feature","properties":{},"geometry":{"type":"LineString","coordinates":[[-104.40607,22.85795],[-104.40454,22.86491],[-104.40309,22.8718],[-104.40258,22.87408],[-104.40278,22.87842],[-104.40315,22.88461],[-104.40317,22.88516],[-104.40222,22.88908],[-104.40107,22.89441],[-104.40179,22.89997],[-104.39482,22.914],[-104.3923,22.91626],[-104.38859,22.92169],[-104.38552,22.92458],[-104.38507,22.92618],[-104.3784,22.93222],[-104.3774,22.93496],[-104.37646,22.93573],[-104.3759,22.9367]]}}
Distribución MT | LineString | n/d |  |  |  | n/d |  |  |  |  | OpenStreetMap | {"type":"Feature","properties":{},"geometry":{"type":"LineString","coordinates":[[-100.46919,18.66583],[-100.46871,18.66618],[-100.4679,18.66605],[-100.46727,18.66651]]}}
Distribución MT | LineString | n/d |  |  |  | n/d |  |  |  |  | OpenStreetMap | {"type":"Feature","properties":{},"geometry":{"type":"LineString","coordinates":[[-100.44034,18.66675],[-100.43987,18.66637],[-100.44031,18.66602],[-100.44061,18.66619],[-100.44112,18.66633]]}}
Distribución MT | LineString | n/d |  |  |  | n/d |  |  |  |  | OpenStreetMap | {"type":"Feature","properties":{},"geometry":{"type":"LineString","coordinates":[[-100.47418,18.65725],[-100.47376,18.658],[-100.47326,18.65881],[-100.47322,18.65944],[-100.47072,18.66142],[-100.4714,18.66351],[-100.47114,18.66434],[-100.47074,18.66465],[-100.47017,18.66499],[-100.4697,18.66523],[-100.46932,18.66535],[-100.46918,18.66583]]}}
Distribución MT | LineString | n/d |  |  |  | n/d |  |  |  |  | OpenStreetMap | {"type":"Feature","properties":{},"geometry":{"type":"LineString","coordinates":[[-100.47631,18.65805],[-100.47577,18.65808],[-100.4751,18.65817],[-100.4744,18.65818],[-100.47377,18.65799]]}}
Distribución MT | LineString | n/d |  |  |  | n/d |  |  |  |  | OpenStreetMap | {"type":"Feature","properties":{},"geometry":{"type":"LineString","coordinates":[[-100.43669,18.68443],[-100.43589,18.68399]]}}
Distribución MT | LineString | n/d |  |  |  | n/d |  |  |  |  | OpenStreetMap | {"type":"Feature","properties":{},"geometry":{"type":"LineString","coordinates":[[-100.43358,18.68718],[-100.43425,18.68765],[-100.43463,18.68739],[-100.43504,18.6871],[-100.43563,18.68672],[-100.43618,18.68688],[-100.43674,18.68655],[-100.43806,18.68623],[-100.439,18.68557],[-100.43968,18.68504],[-100.4421,18.68482],[-100.44474,18.68393],[-100.44533,18.68225],[-100.44575,18.68077],[-100.44706,18.67915],[-100.4476,18.67809],[-100.44947,18.6771]]}}
Distribución MT | LineString | n/d |  |  |  | n/d |  |  |  |  | OpenStreetMap | {"type":"Feature","properties":{},"geometry":{"type":"LineString","coordinates":[[-100.41801,18.66274],[-100.41737,18.66334],[-100.41811,18.66405],[-100.41856,18.6644],[-100.41931,18.66504],[-100.42052,18.66573],[-100.4217,18.66702],[-100.42265,18.66761],[-100.4239,18.66776],[-100.42729,18.66677],[-100.42823,18.6673],[-100.42919,18.66708],[-100.43059,18.66802],[-100.43331,18.66967],[-100.43496,18.66957],[-100.43704,18.67167],[-100.44025,18.67228]]}}
Distribución MT | LineString | n/d |  |  |  | n/d |  |  |  |  | OpenStreetMap | {"type":"Feature","properties":{},"geometry":{"type":"LineString","coordinates":[[-100.41748,18.6646],[-100.41811,18.66405]]}}
Distribución MT | LineString | n/d |  |  |  | n/d |  |  |  |  | OpenStreetMap | {"type":"Feature","properties":{},"geometry":{"type":"LineString","coordinates":[[-100.43536,18.68748],[-100.43504,18.6871]]}}
Distribución MT | LineString | n/d |  |  |  | n/d |  |  |  |  | OpenStreetMap | {"type":"Feature","properties":{},"geometry":{"type":"LineString","coordinates":[[-100.41594,18.66161],[-100.41533,18.66251],[-100.41737,18.66334]]}}
Distribución MT | LineString | n/d |  |  |  | n/d |  |  |  |  | OpenStreetMap | {"type":"Feature","properties":{},"geometry":{"type":"LineString","coordinates":[[-100.46943,18.66652],[-100.46918,18.66583]]}}
Distribución MT | LineString | n/d |  |  |  | n/d |  |  |  |  | OpenStreetMap | {"type":"Feature","properties":{},"geometry":{"type":"LineString","coordinates":[[-100.46986,18.66569],[-100.46932,18.66535]]}}
Distribución MT | LineString | n/d |  |  |  | n/d |  |  |  |  | OpenStreetMap | {"type":"Feature","properties":{},"geometry":{"type":"LineString","coordinates":[[-100.4371,18.66408],[-100.43785,18.66467],[-100.43781,18.66546],[-100.43846,18.66568],[-100.43959,18.66568]]}}
Distribución MT | LineString | n/d |  |  |  | n/d |  |  |  |  | OpenStreetMap | {"type":"Feature","properties":{},"geometry":{"type":"LineString","coordinates":[[-100.44948,18.66381],[-100.44795,18.66561],[-100.44647,18.6658],[-100.44308,18.66702],[-100.44231,18.66647],[-100.4417,18.66636],[-100.44112,18.66633],[-100.44123,18.66893],[-100.44039,18.67169],[-100.44025,18.67228],[-100.4397,18.67406],[-100.43894,18.67605],[-100.43734,18.67749],[-100.43737,18.67806],[-100.43823,18.68242],[-100.43589,18.68399],[-100.43578,18.68443],[-100.4358,18.68499],[-100.43581,18.68536],[-100.43477,18.6862],[-100.43431,18.68657],[-100.43358,18.68718]]}}
Distribución MT | LineString | n/d |  |  |  | n/d |  |  |  |  | OpenStreetMap | {"type":"Feature","properties":{},"geometry":{"type":"LineString","coordinates":[[-100.43981,18.66484],[-100.43959,18.66568],[-100.44031,18.66602]]}}
Distribución MT | LineString | n/d |  |  |  | n/d |  |  |  |  | OpenStreetMap | {"type":"Feature","properties":{},"geometry":{"type":"LineString","coordinates":[[-100.45396,18.67643],[-100.45164,18.67706],[-100.44947,18.6771],[-100.45085,18.67424],[-100.45331,18.67161],[-100.45524,18.67029],[-100.45575,18.67017],[-100.45755,18.66994],[-100.45769,18.66951],[-100.4609,18.6682],[-100.46492,18.66702],[-100.4679,18.66605]]}}
Distribución MT | LineString | n/d |  |  |  | n/d |  |  |  |  | OpenStreetMap | {"type":"Feature","properties":{},"geometry":{"type":"LineString","coordinates":[[-100.43795,18.68591],[-100.43806,18.68623]]}}
Distribución MT | LineString | n/d |  |  |  | n/d |  |  |  |  | OpenStreetMap | {"type":"Feature","properties":{},"geometry":{"type":"LineString","coordinates":[[-100.41869,18.66722],[-100.41937,18.66667],[-100.42052,18.66573]]}}
Distribución MT | LineString | n/d |  |  |  | n/d |  |  |  |  | OpenStreetMap | {"type":"Feature","properties":{},"geometry":{"type":"LineString","coordinates":[[-100.40482,18.73392],[-100.4048,18.73448]]}}
Distribución MT | LineString | n/d |  |  |  | n/d |  |  |  |  | OpenStreetMap | {"type":"Feature","properties":{},"geometry":{"type":"LineString","coordinates":[[-100.42876,18.7053],[-100.42892,18.70597],[-100.42935,18.70576],[-100.42974,18.70601]]}}
Distribución MT | LineString | n/d |  |  |  | n/d |  |  |  |  | OpenStreetMap | {"type":"Feature","properties":{},"geometry":{"type":"LineString","coordinates":[[-100.42976,18.70488],[-100.43037,18.70481],[-100.43075,18.7051]]}}
Distribución MT | LineString | n/d |  |  |  | n/d |  |  |  |  | OpenStreetMap | {"type":"Feature","properties":{},"geometry":{"type":"LineString","coordinates":[[-100.41754,18.71165],[-100.41818,18.71234],[-100.41894,18.71307]]}}
Distribución MT | LineString | n/d |  |  |  | n/d |  |  |  |  | OpenStreetMap | {"type":"Feature","properties":{},"geometry":{"type":"LineString","coordinates":[[-100.41327,18.69084],[-100.4148,18.69095],[-100.41662,18.69262],[-100.41797,18.69327],[-100.41974,18.69432],[-100.42096,18.6948],[-100.42257,18.69533],[-100.42557,18.69415],[-100.42676,18.69362],[-100.42855,18.69231],[-100.42986,18.69151],[-100.43082,18.69206]]}}
Distribución MT | LineString | n/d |  |  |  | n/d |  |  |  |  | OpenStreetMap | {"type":"Feature","properties":{},"geometry":{"type":"LineString","coordinates":[[-100.41798,18.66771],[-100.41869,18.66722],[-100.41936,18.66762]]}}
Distribución MT | LineString | n/d |  |  |  | n/d |  |  |  |  | OpenStreetMap | {"type":"Feature","properties":{},"geometry":{"type":"LineString","coordinates":[[-100.39629,18.74545],[-100.39815,18.7443],[-100.40075,18.74274],[-100.40139,18.74173],[-100.40187,18.74079],[-100.40195,18.73945],[-100.40205,18.73836],[-100.40256,18.73739],[-100.40339,18.73633],[-100.40364,18.73592],[-100.40395,18.73546],[-100.4048,18.73448],[-100.40556,18.73436],[-100.40673,18.73336],[-100.40691,18.73314],[-100.40776,18.73207],[-100.40858,18.73096],[-100.40954,18.72969],[-100.41007,18.72882],[-100.41074,18.72788],[-100.41167,18.72765],[-100.41217,18.72716],[-100.41333,18.72603],[-100.41343,18.72541],[-100.41361,18.72423],[-100.41384,18.72374],[-100.4147,18.72196],[-100.41509,18.72125],[-100.41559,18.72031],[-100.41541,18.71969],[-100.41516,18.71906],[-100.41477,18.7179],[-100.4149,18.71716],[-100.41514,18.71654],[-100.41536,18.71593],[-100.41556,18.71532],[-100.416,18.71423],[-100.41643,18.71382],[-100.41709,18.71363],[-100.41778,18.71347],[-100.41838,18.71328],[-100.41894,18.71307],[-100.42008,18.71254],[-100.42064,18.71158],[-100.42126,18.71063],[-100.42189,18.70981],[-100.42239,18.70938],[-100.42352,18.70927],[-100.42611,18.70846],[-100.42706,18.70771],[-100.42814,18.70694],[-100.42862,18.70654],[-100.42929,18.70631],[-100.42974,18.70601],[-100.43017,18.70554],[-100.43075,18.7051],[-100.43092,18.70474],[-100.43137,18.7034],[-100.43168,18.70261],[-100.43165,18.70177],[-100.43229,18.70151],[-100.43254,18.69984],[-100.43188,18.69883],[-100.43114,18.69789],[-100.43168,18.69644],[-100.43098,18.69341],[-100.43082,18.69206],[-100.43104,18.68939],[-100.43199,18.6885],[-100.43358,18.68718]]}}
Distribución MT | LineString | n/d |  |  |  | n/d |  |  |  |  | OpenStreetMap | {"type":"Feature","properties":{},"geometry":{"type":"LineString","coordinates":[[-100.3696,18.70631],[-100.36913,18.70603]]}}
Distribución MT | LineString | n/d |  |  |  | n/d |  |  |  |  | OpenStreetMap | {"type":"Feature","properties":{},"geometry":{"type":"LineString","coordinates":[[-100.36948,18.70499],[-100.36951,18.70437]]}}
Distribución MT | LineString | n/d |  |  |  | n/d |  |  |  |  | OpenStreetMap | {"type":"Feature","properties":{},"geometry":{"type":"LineString","coordinates":[[-100.41999,18.78],[-100.41999,18.77999],[-100.41986,18.77969],[-100.41884,18.77823],[-100.41801,18.77703],[-100.41712,18.77574],[-100.41654,18.77482],[-100.41625,18.77441],[-100.41544,18.77328],[-100.41454,18.77198],[-100.41368,18.77071],[-100.41318,18.77],[-100.41184,18.76811],[-100.41169,18.76787],[-100.41113,18.76697],[-100.41054,18.76612],[-100.41011,18.76552],[-100.40926,18.76434],[-100.40849,18.76326],[-100.40758,18.76199],[-100.40678,18.76088],[-100.40591,18.75965],[-100.40495,18.75827],[-100.40406,18.75709],[-100.40315,18.75591],[-100.40233,18.75445],[-100.40166,18.75326],[-100.40125,18.75259],[-100.40052,18.7514],[-100.39988,18.75038],[-100.39915,18.74919],[-100.39898,18.74897],[-100.39819,18.74793],[-100.39708,18.7465],[-100.39629,18.74545],[-100.3953,18.74403],[-100.39453,18.74291],[-100.39381,18.74189],[-100.39286,18.74052],[-100.39197,18.73924],[-100.39119,18.73813],[-100.39024,18.73678],[-100.39024,18.73677],[-100.3897,18.73569],[-100.38909,18.73443],[-100.38837,18.73297],[-100.38837,18.73296],[-100.38797,18.73225],[-100.38737,18.73119],[-100.38688,18.73027],[-100.3861,18.72888],[-100.38528,18.72743],[-100.38452,18.72599],[-100.38407,18.72512],[-100.38389,18.72478],[-100.38386,18.72474],[-100.38338,18.72382],[-100.38334,18.72373],[-100.38289,18.7229],[-100.38236,18.72189],[-100.38192,18.72107],[-100.38142,18.72012],[-100.38074,18.71886],[-100.38017,18.71777],[-100.37956,18.71687],[-100.37937,18.71616],[-100.37864,18.7148],[-100.37787,18.71337],[-100.37772,18.71308],[-100.37737,18.71243],[-100.37691,18.71157],[-100.37642,18.71065],[-100.37576,18.70944],[-100.37511,18.70823],[-100.37432,18.70675],[-100.37374,18.70564],[-100.37319,18.7046],[-100.37278,18.70384]]}}
Distribución MT | LineString | n/d |  |  |  | n/d |  |  |  |  | OpenStreetMap | {"type":"Feature","properties":{},"geometry":{"type":"LineString","coordinates":[[-100.41216,18.73627],[-100.41326,18.73641],[-100.41378,18.7358],[-100.41396,18.73484],[-100.41421,18.73356],[-100.41447,18.73221],[-100.41339,18.73144],[-100.41232,18.73101],[-100.40979,18.73002],[-100.40954,18.72969]]}}
Distribución MT | LineString | n/d |  |  |  | n/d |  |  |  |  | OpenStreetMap | {"type":"Feature","properties":{},"geometry":{"type":"LineString","coordinates":[[-100.41464,18.71557],[-100.41536,18.71593]]}}
Distribución MT | LineString | n/d |  |  |  | n/d |  |  |  |  | OpenStreetMap | {"type":"Feature","properties":{},"geometry":{"type":"LineString","coordinates":[[-100.43011,18.70416],[-100.43057,18.70442],[-100.43092,18.70474]]}}
Distribución MT | LineString | n/d |  |  |  | n/d |  |  |  |  | OpenStreetMap | {"type":"Feature","properties":{},"geometry":{"type":"LineString","coordinates":[[-100.36865,18.70699],[-100.36889,18.70651],[-100.36913,18.70603],[-100.3693,18.70548]]}}
Distribución MT | LineString | n/d |  |  |  | n/d |  |  |  |  | OpenStreetMap | {"type":"Feature","properties":{},"geometry":{"type":"LineString","coordinates":[[-100.41959,18.69548],[-100.41974,18.69432]]}}
Distribución MT | LineString | n/d |  |  |  | n/d |  |  |  |  | OpenStreetMap | {"type":"Feature","properties":{},"geometry":{"type":"LineString","coordinates":[[-100.36975,18.69725],[-100.36969,18.6977],[-100.37,18.69842],[-100.37081,18.7001],[-100.37278,18.70384],[-100.37108,18.70467],[-100.37018,18.70511],[-100.3693,18.70548],[-100.36951,18.70438],[-100.36951,18.70437],[-100.36959,18.7038],[-100.3702,18.7041]]}}
Distribución MT | LineString | n/d |  |  |  | n/d |  |  |  |  | OpenStreetMap | {"type":"Feature","properties":{},"geometry":{"type":"LineString","coordinates":[[-100.37692,18.74809],[-100.37743,18.74819],[-100.37791,18.74789],[-100.37857,18.7478]]}}
Distribución MT | LineString | n/d |  |  |  | n/d |  |  |  |  | OpenStreetMap | {"type":"Feature","properties":{},"geometry":{"type":"LineString","coordinates":[[-100.40357,18.76821],[-100.40473,18.76878],[-100.40607,18.76965]]}}
Distribución MT | LineString | n/d |  |  |  | n/d |  |  |  |  | OpenStreetMap | {"type":"Feature","properties":{},"geometry":{"type":"LineString","coordinates":[[-100.39042,18.71455],[-100.39083,18.71378],[-100.39083,18.71367],[-100.39089,18.7125],[-100.39095,18.71234],[-100.39155,18.71086],[-100.39196,18.71017]]}}
Distribución MT | LineString | n/d |  |  |  | n/d |  |  |  |  | OpenStreetMap | {"type":"Feature","properties":{},"geometry":{"type":"LineString","coordinates":[[-100.38608,18.71704],[-100.38666,18.71715]]}}
Distribución MT | LineString | n/d |  |  |  | n/d |  |  |  |  | OpenStreetMap | {"type":"Feature","properties":{},"geometry":{"type":"LineString","coordinates":[[-100.38886,18.71566],[-100.38838,18.71636]]}}
Distribución MT | LineString | n/d |  |  |  | n/d |  |  |  |  | OpenStreetMap | {"type":"Feature","properties":{},"geometry":{"type":"LineString","coordinates":[[-100.38415,18.73227],[-100.38618,18.73145],[-100.38753,18.73145]]}}
Distribución MT | LineString | n/d |  |  |  | n/d |  |  |  |  | OpenStreetMap | {"type":"Feature","properties":{},"geometry":{"type":"LineString","coordinates":[[-100.39137,18.76822],[-100.39084,18.76832],[-100.39086,18.76769],[-100.39027,18.76796]]}}
Distribución MT | LineString | n/d |  |  |  | n/d |  |  |  |  | OpenStreetMap | {"type":"Feature","properties":{},"geometry":{"type":"LineString","coordinates":[[-100.38236,18.72189],[-100.38292,18.72267],[-100.38354,18.72309],[-100.38534,18.72211],[-100.38551,18.72184],[-100.3858,18.72129],[-100.38703,18.72041],[-100.38763,18.71908],[-100.38738,18.71772],[-100.38759,18.71719],[-100.38838,18.71636],[-100.38984,18.71504]]}}
Distribución MT | LineString | n/d |  |  |  | n/d |  |  |  |  | OpenStreetMap | {"type":"Feature","properties":{},"geometry":{"type":"LineString","coordinates":[[-100.38893,18.70148],[-100.38925,18.70243],[-100.39077,18.7021],[-100.39192,18.70261],[-100.39285,18.70295],[-100.39364,18.70348],[-100.39378,18.70498],[-100.3941,18.70617],[-100.3929,18.70767],[-100.39232,18.70911],[-100.39196,18.71017],[-100.39106,18.71001]]}}
Distribución MT | LineString | n/d |  |  |  | n/d |  |  |  |  | OpenStreetMap | {"type":"Feature","properties":{},"geometry":{"type":"LineString","coordinates":[[-100.3849,18.72505],[-100.38413,18.72485],[-100.38389,18.72478]]}}
Distribución MT | LineString | n/d |  |  |  | n/d |  |  |  |  | OpenStreetMap | {"type":"Feature","properties":{},"geometry":{"type":"LineString","coordinates":[[-100.38679,18.71677],[-100.38666,18.71715],[-100.38738,18.71772]]}}
Distribución MT | LineString | n/d |  |  |  | n/d |  |  |  |  | OpenStreetMap | {"type":"Feature","properties":{},"geometry":{"type":"LineString","coordinates":[[-100.386,18.74575],[-100.38548,18.74562],[-100.38502,18.7455],[-100.38424,18.74685],[-100.38397,18.7473]]}}
Distribución MT | LineString | n/d |  |  |  | n/d |  |  |  |  | OpenStreetMap | {"type":"Feature","properties":{},"geometry":{"type":"LineString","coordinates":[[-100.38019,18.71235],[-100.38013,18.71283],[-100.3778,18.71309],[-100.37772,18.71308],[-100.37675,18.71302],[-100.37606,18.71297],[-100.37607,18.71297],[-100.37677,18.71305]]}}
Distribución MT | LineString | n/d |  |  |  | n/d |  |  |  |  | OpenStreetMap | {"type":"Feature","properties":{},"geometry":{"type":"LineString","coordinates":[[-100.37504,18.7305],[-100.37568,18.73039],[-100.37726,18.729]]}}
Distribución MT | LineString | n/d |  |  |  | n/d |  |  |  |  | OpenStreetMap | {"type":"Feature","properties":{},"geometry":{"type":"LineString","coordinates":[[-100.39205,18.76194],[-100.39258,18.76201],[-100.39292,18.7621],[-100.3917,18.76308],[-100.39141,18.76476],[-100.39122,18.76583],[-100.39104,18.76682],[-100.39086,18.76769]]}}
Distribución MT | LineString | n/d |  |  |  | n/d |  |  |  |  | OpenStreetMap | {"type":"Feature","properties":{},"geometry":{"type":"LineString","coordinates":[[-100.38871,18.73226],[-100.38837,18.73296]]}}
Distribución MT | LineString | n/d |  |  |  | n/d |  |  |  |  | OpenStreetMap | {"type":"Feature","properties":{},"geometry":{"type":"LineString","coordinates":[[-100.39198,18.71491],[-100.39197,18.71561],[-100.39119,18.71588],[-100.38984,18.71504],[-100.39001,18.71482],[-100.39083,18.71378]]}}
Distribución MT | LineString | n/d |  |  |  | n/d |  |  |  |  | OpenStreetMap | {"type":"Feature","properties":{},"geometry":{"type":"LineString","coordinates":[[-100.36788,18.75343],[-100.36788,18.75298],[-100.36791,18.75256],[-100.36802,18.75197],[-100.3688,18.75177],[-100.36875,18.75147],[-100.36941,18.75057],[-100.37019,18.7496],[-100.37064,18.74905],[-100.37098,18.74776],[-100.37131,18.74649],[-100.37165,18.7454],[-100.37174,18.74488],[-100.37199,18.7443],[-100.37185,18.74349],[-100.37225,18.74303],[-100.3748,18.74295],[-100.37527,18.74288],[-100.37638,18.74272],[-100.37698,18.74332],[-100.37703,18.74441],[-100.37737,18.74513],[-100.37776,18.74644],[-100.37779,18.74686],[-100.37791,18.74789]]}}
Distribución MT | LineString | n/d |  |  |  | n/d |  |  |  |  | OpenStreetMap | {"type":"Feature","properties":{},"geometry":{"type":"LineString","coordinates":[[-100.38836,18.71554],[-100.38838,18.71636]]}}
Distribución MT | LineString | n/d |  |  |  | n/d |  |  |  |  | OpenStreetMap | {"type":"Feature","properties":{},"geometry":{"type":"LineString","coordinates":[[-100.38151,18.74949],[-100.38146,18.7494],[-100.38143,18.74901],[-100.38096,18.7496],[-100.38026,18.74979]]}}
Distribución MT | LineString | n/d |  |  |  | n/d |  |  |  |  | OpenStreetMap | {"type":"Feature","properties":{},"geometry":{"type":"LineString","coordinates":[[-100.40228,18.75286],[-100.40199,18.75299],[-100.40166,18.75326],[-100.40155,18.75368],[-100.40115,18.75484]]}}
Distribución MT | LineString | n/d |  |  |  | n/d |  |  |  |  | OpenStreetMap | {"type":"Feature","properties":{},"geometry":{"type":"LineString","coordinates":[[-100.37911,18.74769],[-100.37857,18.7478],[-100.37899,18.74855],[-100.3793,18.74911],[-100.3795,18.74964],[-100.38026,18.74979],[-100.38081,18.75083],[-100.3803,18.75126],[-100.37988,18.75163]]}}
Distribución MT | LineString | n/d |  |  |  | n/d |  |  |  |  | OpenStreetMap | {"type":"Feature","properties":{},"geometry":{"type":"LineString","coordinates":[[-100.38468,18.74702],[-100.38424,18.74685],[-100.38377,18.74666]]}}
Distribución MT | LineString | n/d |  |  |  | n/d |  |  |  |  | OpenStreetMap | {"type":"Feature","properties":{},"geometry":{"type":"LineString","coordinates":[[-100.36569,18.75073],[-100.36648,18.75098],[-100.36734,18.75117],[-100.36802,18.75197]]}}
Distribución MT | LineString | n/d |  |  |  | n/d |  |  |  |  | OpenStreetMap | {"type":"Feature","properties":{},"geometry":{"type":"LineString","coordinates":[[-100.39024,18.73677],[-100.38983,18.73758],[-100.38904,18.73897],[-100.38842,18.74006],[-100.38789,18.74107],[-100.38741,18.74201],[-100.38677,18.74328],[-100.38617,18.74399],[-100.38521,18.74512],[-100.38502,18.7455]]}}
Distribución MT | LineString | n/d |  |  |  | n/d |  |  |  |  | OpenStreetMap | {"type":"Feature","properties":{},"geometry":{"type":"LineString","coordinates":[[-100.37807,18.72936],[-100.37726,18.729],[-100.37835,18.72807],[-100.3791,18.72755],[-100.38058,18.72652]]}}
Distribución MT | LineString | n/d |  |  |  | n/d |  |  |  |  | OpenStreetMap | {"type":"Feature","properties":{},"geometry":{"type":"LineString","coordinates":[[-100.38052,18.72574],[-100.38058,18.72652],[-100.38212,18.72529],[-100.38309,18.72452],[-100.38334,18.72373]]}}
Distribución MT | LineString | n/d |  |  |  | n/d |  |  |  |  | OpenStreetMap | {"type":"Feature","properties":{},"geometry":{"type":"LineString","coordinates":[[-100.38083,18.75319],[-100.38046,18.75253],[-100.37988,18.75163],[-100.37905,18.75235],[-100.37875,18.75257]]}}
Distribución MT | LineString | n/d |  |  |  | n/d |  |  |  |  | OpenStreetMap | {"type":"Feature","properties":{},"geometry":{"type":"LineString","coordinates":[[-100.39511,18.75944],[-100.39521,18.76006],[-100.39535,18.7606],[-100.39586,18.7604],[-100.39661,18.7603],[-100.39733,18.75971],[-100.39881,18.7592],[-100.39994,18.7586],[-100.40021,18.75782],[-100.40061,18.75657],[-100.40115,18.75484],[-100.40215,18.75488]]}}
Distribución MT | LineString | n/d |  |  |  | n/d |  |  |  |  | OpenStreetMap | {"type":"Feature","properties":{},"geometry":{"type":"LineString","coordinates":[[-100.40797,18.77065],[-100.40709,18.77076],[-100.40637,18.76996],[-100.40607,18.76965],[-100.40693,18.76893],[-100.4094,18.76701],[-100.41054,18.76612]]}}
Distribución MT | LineString | n/d |  |  |  | n/d |  |  |  |  | OpenStreetMap | {"type":"Feature","properties":{},"geometry":{"type":"LineString","coordinates":[[-100.39531,18.7616],[-100.39534,18.76109],[-100.39535,18.7606],[-100.39409,18.76105],[-100.39292,18.7621]]}}
Distribución MT | LineString | n/d |  |  |  | n/d |  |  |  |  | OpenStreetMap | {"type":"Feature","properties":{},"geometry":{"type":"LineString","coordinates":[[-100.38335,18.74709],[-100.38397,18.7473],[-100.38354,18.74776],[-100.3835,18.74823],[-100.38304,18.74858],[-100.3819,18.74889],[-100.38143,18.74901]]}}
Distribución MT | LineString | n/d |  |  |  | n/d |  |  |  |  | OpenStreetMap | {"type":"Feature","properties":{},"geometry":{"type":"LineString","coordinates":[[-100.37468,18.71277],[-100.37532,18.71257],[-100.37607,18.71297]]}}
Distribución MT | LineString | n/d |  |  |  | n/d |  |  |  |  | OpenStreetMap | {"type":"Feature","properties":{},"geometry":{"type":"LineString","coordinates":[[-100.38793,18.7161],[-100.38838,18.71636]]}}
Distribución MT | LineString | n/d |  |  |  | n/d |  |  |  |  | OpenStreetMap | {"type":"Feature","properties":{},"geometry":{"type":"LineString","coordinates":[[-100.42683,18.77648],[-100.4272,18.77655],[-100.4271,18.77703],[-100.42698,18.77723],[-100.42696,18.77767],[-100.42689,18.77795]]}}
Distribución MT | LineString | n/d |  |  |  | n/d |  |  |  |  | OpenStreetMap | {"type":"Feature","properties":{},"geometry":{"type":"LineString","coordinates":[[-100.43069,18.77736],[-100.4302,18.77725],[-100.43027,18.77688],[-100.43037,18.77655]]}}
Distribución MT | LineString | n/d |  |  |  | n/d |  |  |  |  | OpenStreetMap | {"type":"Feature","properties":{},"geometry":{"type":"LineString","coordinates":[[-100.43092,18.77745],[-100.43104,18.77699],[-100.43112,18.77657]]}}
Distribución MT | LineString | n/d |  |  |  | n/d |  |  |  |  | OpenStreetMap | {"type":"Feature","properties":{},"geometry":{"type":"LineString","coordinates":[[-100.42304,18.77743],[-100.42291,18.77786],[-100.42291,18.77787],[-100.4229,18.77824],[-100.42284,18.77846],[-100.4232,18.77854],[-100.42366,18.77873],[-100.42345,18.77913],[-100.42315,18.7797],[-100.42354,18.78009]]}}
Distribución MT | LineString | n/d |  |  |  | n/d |  |  |  |  | OpenStreetMap | {"type":"Feature","properties":{},"geometry":{"type":"LineString","coordinates":[[-100.42678,18.7755],[-100.42668,18.7759],[-100.42699,18.77591],[-100.42738,18.77587]]}}
Distribución MT | LineString | n/d |  |  |  | n/d |  |  |  |  | OpenStreetMap | {"type":"Feature","properties":{},"geometry":{"type":"LineString","coordinates":[[-100.42522,18.77938],[-100.42516,18.77981],[-100.42479,18.77981],[-100.42435,18.77939],[-100.42448,18.77928],[-100.42485,18.77888],[-100.42509,18.77868],[-100.42532,18.77845]]}}
Distribución MT | LineString | n/d |  |  |  | n/d |  |  |  |  | OpenStreetMap | {"type":"Feature","properties":{},"geometry":{"type":"LineString","coordinates":[[-100.43078,18.77817],[-100.43036,18.7781],[-100.43002,18.77808],[-100.43002,18.77807],[-100.43009,18.77763],[-100.4302,18.77725]]}}
Distribución MT | LineString | n/d |  |  |  | n/d |  |  |  |  | OpenStreetMap | {"type":"Feature","properties":{},"geometry":{"type":"LineString","coordinates":[[-100.43102,18.77573],[-100.43046,18.77561],[-100.43044,18.77501]]}}
Distribución MT | LineString | n/d |  |  |  | n/d |  |  |  |  | OpenStreetMap | {"type":"Feature","properties":{},"geometry":{"type":"LineString","coordinates":[[-100.42569,18.77711],[-100.4262,18.7772],[-100.42663,18.77734],[-100.42698,18.77723]]}}
Distribución MT | LineString | n/d |  |  |  | n/d |  |  |  |  | OpenStreetMap | {"type":"Feature","properties":{},"geometry":{"type":"LineString","coordinates":[[-100.42915,18.77815],[-100.42917,18.77841],[-100.42917,18.7784],[-100.4292,18.77816],[-100.42923,18.77791]]}}
Distribución MT | LineString | n/d |  |  |  | n/d |  |  |  |  | OpenStreetMap | {"type":"Feature","properties":{},"geometry":{"type":"LineString","coordinates":[[-100.4295,18.77649],[-100.42949,18.77554],[-100.42964,18.77484],[-100.42969,18.77464],[-100.43077,18.77431],[-100.43205,18.77393],[-100.43237,18.77372],[-100.43239,18.7732],[-100.43233,18.7728]]}}
Distribución MT | LineString | n/d |  |  |  | n/d |  |  |  |  | OpenStreetMap | {"type":"Feature","properties":{},"geometry":{"type":"LineString","coordinates":[[-100.42749,18.7753],[-100.42738,18.77587],[-100.42781,18.77599]]}}
Distribución MT | LineString | n/d |  |  |  | n/d |  |  |  |  | OpenStreetMap | {"type":"Feature","properties":{},"geometry":{"type":"LineString","coordinates":[[-100.38526,18.7966],[-100.38509,18.79624],[-100.38472,18.79545],[-100.38452,18.79531],[-100.38401,18.79497],[-100.38387,18.79488],[-100.38317,18.79447],[-100.38268,18.79393],[-100.38287,18.79335],[-100.38306,18.79271],[-100.38313,18.7922],[-100.38322,18.7915],[-100.38332,18.79078],[-100.38342,18.78985],[-100.3835,18.78896],[-100.38361,18.78809],[-100.38455,18.78788],[-100.38837,18.78701],[-100.38929,18.78681],[-100.39008,18.78662],[-100.39109,18.7864],[-100.39227,18.78613],[-100.3934,18.78588],[-100.3945,18.78564],[-100.39548,18.78542],[-100.39664,18.78517],[-100.39763,18.78495],[-100.39873,18.78471],[-100.39986,18.78445],[-100.40115,18.78417],[-100.402,18.78398]]}}
Distribución MT | LineString | n/d |  |  |  | n/d |  |  |  |  | OpenStreetMap | {"type":"Feature","properties":{},"geometry":{"type":"LineString","coordinates":[[-100.4243,18.77737],[-100.42478,18.77748],[-100.42517,18.77762],[-100.42527,18.77767],[-100.42533,18.77768],[-100.42548,18.77702],[-100.42558,18.77663],[-100.42571,18.77617]]}}
Distribución MT | LineString | n/d |  |  |  | n/d |  |  |  |  | OpenStreetMap | {"type":"Feature","properties":{},"geometry":{"type":"LineString","coordinates":[[-100.42961,18.77611],[-100.4295,18.77649],[-100.42888,18.77637]]}}
Distribución MT | LineString | n/d |  |  |  | n/d |  |  |  |  | OpenStreetMap | {"type":"Feature","properties":{},"geometry":{"type":"LineString","coordinates":[[-100.42443,18.77867],[-100.4249,18.77829],[-100.42532,18.77845]]}}
Distribución MT | LineString | n/d |  |  |  | n/d |  |  |  |  | OpenStreetMap | {"type":"Feature","properties":{},"geometry":{"type":"LineString","coordinates":[[-100.42621,18.77865],[-100.42569,18.77853],[-100.42532,18.77845],[-100.42574,18.778],[-100.42595,18.77776],[-100.42533,18.77768]]}}
Distribución MT | LineString | n/d |  |  |  | n/d |  |  |  |  | OpenStreetMap | {"type":"Feature","properties":{},"geometry":{"type":"LineString","coordinates":[[-100.4295,18.77649],[-100.42935,18.77702],[-100.4293,18.77748],[-100.42923,18.77791],[-100.42961,18.77797],[-100.43002,18.77807]]}}
Distribución MT | LineString | n/d |  |  |  | n/d |  |  |  |  | OpenStreetMap | {"type":"Feature","properties":{},"geometry":{"type":"LineString","coordinates":[[-100.42775,18.77704],[-100.42758,18.7775],[-100.4273,18.77745],[-100.42698,18.77723]]}}
Distribución MT | LineString | n/d |  |  |  | n/d |  |  |  |  | OpenStreetMap | {"type":"Feature","properties":{},"geometry":{"type":"LineString","coordinates":[[-100.42998,18.77558],[-100.43046,18.77561],[-100.43041,18.77597],[-100.43037,18.77655],[-100.42993,18.77651],[-100.4295,18.77649]]}}
Distribución MT | LineString | n/d |  |  |  | n/d |  |  |  |  | OpenStreetMap | {"type":"Feature","properties":{},"geometry":{"type":"LineString","coordinates":[[-100.42624,18.78106],[-100.42638,18.78052],[-100.42649,18.77992],[-100.42587,18.77982],[-100.42516,18.77981]]}}
Distribución MT | LineString | n/d |  |  |  | n/d |  |  |  |  | OpenStreetMap | {"type":"Feature","properties":{},"geometry":{"type":"LineString","coordinates":[[-100.43085,18.77876],[-100.43032,18.77864],[-100.4299,18.77856],[-100.42956,18.7785],[-100.42949,18.7785],[-100.42917,18.7784]]}}
Distribución MT | LineString | n/d |  |  |  | n/d |  |  |  |  | OpenStreetMap | {"type":"Feature","properties":{},"geometry":{"type":"LineString","coordinates":[[-100.42338,18.78024],[-100.42354,18.78009],[-100.4239,18.77979],[-100.42435,18.77939]]}}
Distribución MT | LineString | n/d |  |  |  | n/d |  |  |  |  | OpenStreetMap | {"type":"Feature","properties":{},"geometry":{"type":"LineString","coordinates":[[-100.42283,18.77993],[-100.42278,18.78025],[-100.42329,18.78036],[-100.42354,18.78009]]}}
Distribución MT | LineString | n/d |  |  |  | n/d |  |  |  |  | OpenStreetMap | {"type":"Feature","properties":{},"geometry":{"type":"LineString","coordinates":[[-100.42573,18.77774],[-100.42595,18.77776],[-100.42646,18.77782],[-100.42689,18.77795],[-100.42723,18.77807],[-100.42757,18.77809],[-100.42784,18.77814],[-100.42815,18.77825],[-100.42866,18.77829],[-100.42917,18.7784]]}}
Distribución MT | LineString | n/d |  |  |  | n/d |  |  |  |  | OpenStreetMap | {"type":"Feature","properties":{},"geometry":{"type":"LineString","coordinates":[[-100.43093,18.77917],[-100.43037,18.77914],[-100.42974,18.7791],[-100.4299,18.77856]]}}
Distribución MT | LineString | n/d |  |  |  | n/d |  |  |  |  | OpenStreetMap | {"type":"Feature","properties":{},"geometry":{"type":"LineString","coordinates":[[-100.42834,18.77713],[-100.42832,18.77742],[-100.42824,18.77766],[-100.42874,18.77777],[-100.42923,18.77791]]}}
Distribución MT | LineString | n/d |  |  |  | n/d |  |  |  |  | OpenStreetMap | {"type":"Feature","properties":{},"geometry":{"type":"LineString","coordinates":[[-100.43382,18.77239],[-100.43332,18.77273],[-100.43295,18.77273],[-100.43233,18.7728],[-100.43185,18.77278],[-100.43185,18.77221]]}}
Distribución MT | LineString | n/d |  |  |  | n/d |  |  |  |  | OpenStreetMap | {"type":"Feature","properties":{},"geometry":{"type":"LineString","coordinates":[[-100.43106,18.77615],[-100.43112,18.77657],[-100.43069,18.77657],[-100.43037,18.77655]]}}
Distribución MT | LineString | n/d |  |  |  | n/d |  |  |  |  | OpenStreetMap | {"type":"Feature","properties":{},"geometry":{"type":"LineString","coordinates":[[-100.42595,18.77327],[-100.42615,18.77477],[-100.42603,18.7751],[-100.4259,18.77569]]}}
Distribución MT | LineString | n/d |  |  |  | n/d |  |  |  |  | OpenStreetMap | {"type":"Feature","properties":{},"geometry":{"type":"LineString","coordinates":[[-100.40114,18.78707],[-100.40106,18.78705],[-100.40037,18.78711],[-100.4004,18.78607],[-100.40076,18.78561],[-100.40115,18.78515],[-100.40153,18.78461],[-100.402,18.78398],[-100.40302,18.78375],[-100.40423,18.78348],[-100.40525,18.78325],[-100.40624,18.78303],[-100.40746,18.78274],[-100.40869,18.78247],[-100.40986,18.78221],[-100.41099,18.78196],[-100.41135,18.78188],[-100.41236,18.78166],[-100.41365,18.78136],[-100.41474,18.78112],[-100.41589,18.78086],[-100.41707,18.78061],[-100.41805,18.78044],[-100.41936,18.78021],[-100.41999,18.77999],[-100.4208,18.78002],[-100.42158,18.78009],[-100.42209,18.78014],[-100.42246,18.78022],[-100.42278,18.78025]]}}
Distribución MT | LineString | n/d |  |  |  | n/d |  |  |  |  | OpenStreetMap | {"type":"Feature","properties":{},"geometry":{"type":"LineString","coordinates":[[-100.42817,18.77517],[-100.42803,18.77557],[-100.42781,18.77599],[-100.42783,18.77654],[-100.42762,18.77655],[-100.4272,18.77655]]}}
Distribución MT | LineString | n/d |  |  |  | n/d |  |  |  |  | OpenStreetMap | {"type":"Feature","properties":{},"geometry":{"type":"LineString","coordinates":[[-100.4236,18.77585],[-100.42407,18.77594],[-100.42463,18.77605],[-100.42505,18.77607],[-100.42571,18.77617],[-100.4259,18.77569]]}}
Distribución MT | LineString | n/d |  |  |  | n/d |  |  |  |  | OpenStreetMap | {"type":"Feature","properties":{},"geometry":{"type":"LineString","coordinates":[[-100.42424,18.77824],[-100.42386,18.77807],[-100.42344,18.77802],[-100.42291,18.77787]]}}
Distribución MT | LineString | n/d |  |  |  | n/d |  |  |  |  | OpenStreetMap | {"type":"Feature","properties":{},"geometry":{"type":"LineString","coordinates":[[-100.42603,18.77519],[-100.4259,18.77568],[-100.4263,18.77586],[-100.42668,18.7759]]}}
Distribución MT | LineString | n/d |  |  |  | n/d |  |  |  |  | OpenStreetMap | {"type":"Feature","properties":{},"geometry":{"type":"LineString","coordinates":[[-100.42935,18.78091],[-100.42881,18.78085],[-100.42889,18.78032],[-100.42891,18.77995],[-100.42901,18.77961]]}}
Distribución MT | LineString | n/d |  |  |  | n/d |  |  |  |  | OpenStreetMap | {"type":"Feature","properties":{},"geometry":{"type":"LineString","coordinates":[[-100.42549,18.78089],[-100.42537,18.78141],[-100.42527,18.78193],[-100.42506,18.78292]]}}
Distribución MT | LineString | n/d |  |  |  | n/d |  |  |  |  | OpenStreetMap | {"type":"Feature","properties":{},"geometry":{"type":"LineString","coordinates":[[-100.43026,18.78046],[-100.4304,18.77993],[-100.43002,18.77984],[-100.42952,18.77975],[-100.42901,18.77961],[-100.429,18.77905]]}}
Distribución MT | LineString | n/d |  |  |  | n/d |  |  |  |  | OpenStreetMap | {"type":"Feature","properties":{},"geometry":{"type":"LineString","coordinates":[[-100.42615,18.78324],[-100.426,18.78317]]}}
Distribución MT | LineString | n/d |  |  |  | n/d |  |  |  |  | OpenStreetMap | {"type":"Feature","properties":{},"geometry":{"type":"LineString","coordinates":[[-100.42428,18.78113],[-100.42433,18.78049]]}}
Distribución MT | LineString | n/d |  |  |  | n/d |  |  |  |  | OpenStreetMap | {"type":"Feature","properties":{},"geometry":{"type":"LineString","coordinates":[[-100.42725,18.78457],[-100.42776,18.78437],[-100.42834,18.78418]]}}
Distribución MT | LineString | n/d |  |  |  | n/d |  |  |  |  | OpenStreetMap | {"type":"Feature","properties":{},"geometry":{"type":"LineString","coordinates":[[-100.42329,18.78036],[-100.42318,18.78056],[-100.42306,18.7808],[-100.42276,18.78146],[-100.42364,18.78255],[-100.42452,18.78275],[-100.42506,18.78292],[-100.42575,18.78309]]}}
Distribución MT | LineString | n/d |  |  |  | n/d |  |  |  |  | OpenStreetMap | {"type":"Feature","properties":{},"geometry":{"type":"LineString","coordinates":[[-100.42581,18.78264],[-100.42575,18.78309],[-100.426,18.78317],[-100.42604,18.78343],[-100.4268,18.78352],[-100.42673,18.78407],[-100.42666,18.78465],[-100.42664,18.78498],[-100.42743,18.78465],[-100.42795,18.78437],[-100.42834,18.78418]]}}
Distribución MT | LineString | n/d |  |  |  | n/d |  |  |  |  | OpenStreetMap | {"type":"Feature","properties":{},"geometry":{"type":"LineString","coordinates":[[-100.43172,18.78393],[-100.43142,18.78395],[-100.43018,18.78408],[-100.42994,18.78398],[-100.42925,18.78381],[-100.42857,18.78405],[-100.42834,18.78418],[-100.42843,18.78347],[-100.42852,18.78291],[-100.42857,18.78227],[-100.42857,18.78227],[-100.42868,18.78153],[-100.42881,18.78085]]}}
Distribución MT | LineString | n/d |  |  |  | n/d |  |  |  |  | OpenStreetMap | {"type":"Feature","properties":{},"geometry":{"type":"LineString","coordinates":[[-100.42479,18.78449],[-100.42525,18.7843],[-100.42529,18.7838],[-100.42562,18.78388]]}}
Distribución MT | LineString | n/d |  |  |  | n/d |  |  |  |  | OpenStreetMap | {"type":"Feature","properties":{},"geometry":{"type":"LineString","coordinates":[[-100.42815,18.77825],[-100.4281,18.77863],[-100.42806,18.779],[-100.42799,18.77937],[-100.42793,18.77983],[-100.42786,18.78019],[-100.42836,18.78014],[-100.42889,18.78032]]}}
Distribución MT | LineString | n/d |  |  |  | n/d |  |  |  |  | OpenStreetMap | {"type":"Feature","properties":{},"geometry":{"type":"LineString","coordinates":[[-100.42192,18.7838],[-100.42215,18.78325],[-100.42239,18.78278],[-100.42259,18.78209],[-100.42276,18.78146]]}}
Distribución MT | LineString | n/d |  |  |  | n/d |  |  |  |  | OpenStreetMap | {"type":"Feature","properties":{},"geometry":{"type":"LineString","coordinates":[[-100.42384,18.78128],[-100.42388,18.78091],[-100.42391,18.78044]]}}
Distribución MT | LineString | n/d |  |  |  | n/d |  |  |  |  | OpenStreetMap | {"type":"Feature","properties":{},"geometry":{"type":"LineString","coordinates":[[-100.42472,18.78147],[-100.42482,18.78104],[-100.4249,18.7806],[-100.42433,18.78049],[-100.42391,18.78044],[-100.42329,18.78036]]}}
Distribución MT | LineString | n/d |  |  |  | n/d |  |  |  |  | OpenStreetMap | {"type":"Feature","properties":{},"geometry":{"type":"LineString","coordinates":[[-100.4268,18.78594],[-100.42658,18.78556],[-100.42664,18.78498]]}}
Distribución MT | LineString | n/d |  |  |  | n/d |  |  |  |  | OpenStreetMap | {"type":"Feature","properties":{},"geometry":{"type":"LineString","coordinates":[[-100.42565,18.78467],[-100.4257,18.78432],[-100.42577,18.7839],[-100.42562,18.78388],[-100.42569,18.78345],[-100.42575,18.78309]]}}
Distribución MT | LineString | n/d |  |  |  | n/d |  |  |  |  | OpenStreetMap | {"type":"Feature","properties":{},"geometry":{"type":"LineString","coordinates":[[-100.42516,18.78241],[-100.42527,18.78193]]}}
Distribución MT | LineString | n/d |  |  |  | n/d |  |  |  |  | OpenStreetMap | {"type":"Feature","properties":{},"geometry":{"type":"LineString","coordinates":[[-100.4286,18.77898],[-100.429,18.77905],[-100.42917,18.7784]]}}
Distribución MT | LineString | n/d |  |  |  | n/d |  |  |  |  | OpenStreetMap | {"type":"Feature","properties":{},"geometry":{"type":"LineString","coordinates":[[-100.43419,18.783],[-100.43414,18.78316],[-100.43382,18.78316],[-100.43343,18.78342],[-100.43294,18.78364],[-100.43216,18.78397],[-100.43177,18.78462],[-100.4311,18.78472],[-100.43051,18.78433],[-100.42994,18.78398]]}}
Distribución MT | LineString | n/d |  |  |  | n/d |  |  |  |  | OpenStreetMap | {"type":"Feature","properties":{},"geometry":{"type":"LineString","coordinates":[[-100.42772,18.78074],[-100.42835,18.78078],[-100.42881,18.78085]]}}
Distribución MT | LineString | n/d |  |  |  | n/d |  |  |  |  | OpenStreetMap | {"type":"Feature","properties":{},"geometry":{"type":"LineString","coordinates":[[-100.42726,18.78051],[-100.42732,18.78009],[-100.42786,18.78019]]}}
Distribución MT | LineString | n/d |  |  |  | n/d |  |  |  |  | OpenStreetMap | {"type":"Feature","properties":{},"geometry":{"type":"LineString","coordinates":[[-100.42695,18.78004],[-100.42732,18.78009],[-100.42734,18.77998],[-100.42742,18.7795],[-100.42749,18.77898],[-100.4275,18.77854],[-100.42757,18.77809]]}}
Distribución MT | LineString | n/d |  |  |  | n/d |  |  |  |  | OpenStreetMap | {"type":"Feature","properties":{},"geometry":{"type":"LineString","coordinates":[[-100.42702,18.78209],[-100.42754,18.78216],[-100.42857,18.78227]]}}
Distribución MT | LineString | n/d |  |  |  | n/d |  |  |  |  | OpenStreetMap | {"type":"Feature","properties":{},"geometry":{"type":"LineString","coordinates":[[-100.42696,18.77936],[-100.42657,18.7793],[-100.4267,18.77878],[-100.42679,18.77839],[-100.42689,18.77795]]}}
Distribución MT | LineString | n/d |  |  |  | n/d |  |  |  |  | OpenStreetMap | {"type":"Feature","properties":{},"geometry":{"type":"LineString","coordinates":[[-100.42729,18.78401],[-100.42737,18.78335],[-100.42745,18.78279],[-100.42754,18.78216],[-100.42763,18.78163]]}}
Distribución MT | LineString | n/d |  |  |  | n/d |  |  |  |  | OpenStreetMap | {"type":"Feature","properties":{},"geometry":{"type":"LineString","coordinates":[[-100.42575,18.77916],[-100.42622,18.77924],[-100.42657,18.7793]]}}
Distribución MT | LineString | n/d |  |  |  | n/d |  |  |  |  | OpenStreetMap | {"type":"Feature","properties":{},"geometry":{"type":"LineString","coordinates":[[-100.37958,18.79238],[-100.37966,18.79195],[-100.3799,18.79156]]}}
Distribución MT | LineString | n/d |  |  |  | n/d |  |  |  |  | OpenStreetMap | {"type":"Feature","properties":{},"geometry":{"type":"LineString","coordinates":[[-100.37589,18.79027],[-100.3759,18.79082]]}}
Distribución MT | LineString | n/d |  |  |  | n/d |  |  |  |  | OpenStreetMap | {"type":"Feature","properties":{},"geometry":{"type":"LineString","coordinates":[[-100.37432,18.79222],[-100.37349,18.79112],[-100.37437,18.79102]]}}
Distribución MT | LineString | n/d |  |  |  | n/d |  |  |  |  | OpenStreetMap | {"type":"Feature","properties":{},"geometry":{"type":"LineString","coordinates":[[-100.37874,18.79232],[-100.37885,18.79176],[-100.37923,18.79168]]}}
Distribución MT | LineString | n/d |  |  |  | n/d |  |  |  |  | OpenStreetMap | {"type":"Feature","properties":{},"geometry":{"type":"LineString","coordinates":[[-100.37778,18.79205],[-100.37814,18.79193],[-100.37847,18.79187],[-100.37885,18.79176]]}}
Distribución MT | LineString | n/d |  |  |  | n/d |  |  |  |  | OpenStreetMap | {"type":"Feature","properties":{},"geometry":{"type":"LineString","coordinates":[[-100.37864,18.79282],[-100.37816,18.79236],[-100.37814,18.79193]]}}
Distribución MT | LineString | n/d |  |  |  | n/d |  |  |  |  | OpenStreetMap | {"type":"Feature","properties":{},"geometry":{"type":"LineString","coordinates":[[-100.37803,18.7927],[-100.37816,18.79236]]}}
Distribución MT | LineString | n/d |  |  |  | n/d |  |  |  |  | OpenStreetMap | {"type":"Feature","properties":{},"geometry":{"type":"LineString","coordinates":[[-100.37784,18.79042],[-100.37789,18.79088],[-100.37798,18.79142],[-100.37814,18.79193]]}}
Distribución MT | LineString | n/d |  |  |  | n/d |  |  |  |  | OpenStreetMap | {"type":"Feature","properties":{},"geometry":{"type":"LineString","coordinates":[[-100.37599,18.79143],[-100.3759,18.79082],[-100.37503,18.79093],[-100.37437,18.79102],[-100.37428,18.79086],[-100.37393,18.79024],[-100.37378,18.78998],[-100.37409,18.78992],[-100.3752,18.78974],[-100.37617,18.78956],[-100.37709,18.78938],[-100.37882,18.78905],[-100.37928,18.789],[-100.38021,18.7889]]}}
Distribución MT | LineString | n/d |  |  |  | n/d |  |  |  |  | OpenStreetMap | {"type":"Feature","properties":{},"geometry":{"type":"LineString","coordinates":[[-100.38238,18.79496],[-100.38276,18.79473],[-100.38317,18.79447]]}}
Distribución MT | LineString | n/d |  |  |  | n/d |  |  |  |  | OpenStreetMap | {"type":"Feature","properties":{},"geometry":{"type":"LineString","coordinates":[[-100.38105,18.79252],[-100.38048,18.79252],[-100.3803,18.79209],[-100.38018,18.79172],[-100.3799,18.79156],[-100.37923,18.79168],[-100.37929,18.79134],[-100.3794,18.79069],[-100.37957,18.79032],[-100.37989,18.78962],[-100.38021,18.7889],[-100.38073,18.78877],[-100.38188,18.7885],[-100.38284,18.78827],[-100.38361,18.78809]]}}
Distribución MT | LineString | n/d |  |  |  | n/d |  |  |  |  | OpenStreetMap | {"type":"Feature","properties":{},"geometry":{"type":"LineString","coordinates":[[-100.33625,18.78609],[-100.33659,18.7859],[-100.33728,18.7855],[-100.33742,18.78571],[-100.33762,18.78604],[-100.33769,18.78617],[-100.33785,18.7865],[-100.338,18.78681],[-100.33816,18.78714],[-100.33832,18.78747],[-100.33847,18.78777],[-100.33862,18.78808],[-100.33878,18.78841],[-100.33883,18.78852],[-100.33896,18.78885],[-100.33909,18.78916],[-100.33922,18.78949],[-100.33934,18.78979],[-100.33947,18.79012],[-100.33955,18.79046],[-100.33962,18.7908],[-100.33971,18.79118],[-100.33979,18.79153],[-100.33986,18.79184],[-100.33993,18.79216],[-100.34044,18.79214],[-100.34086,18.79213],[-100.34146,18.79211],[-100.34205,18.79209],[-100.34267,18.79207],[-100.34274,18.79207],[-100.34339,18.79203],[-100.3441,18.79199],[-100.34447,18.79174],[-100.34488,18.79147],[-100.345,18.7914],[-100.34548,18.79111],[-100.34588,18.79087],[-100.34636,18.79056],[-100.34678,18.7903],[-100.34709,18.7901],[-100.34715,18.79004],[-100.3475,18.78977],[-100.34786,18.78948],[-100.34828,18.78915],[-100.34839,18.78904],[-100.34879,18.78866],[-100.3489,18.7885],[-100.3492,18.78807],[-100.3493,18.78793],[-100.34952,18.78763],[-100.34985,18.78717],[-100.35014,18.78676],[-100.35037,18.78645]]}}
Distribución MT | LineString | n/d |  |  |  | n/d |  |  |  |  | OpenStreetMap | {"type":"Feature","properties":{},"geometry":{"type":"LineString","coordinates":[[-100.36187,18.78755],[-100.36135,18.78714],[-100.36098,18.7872],[-100.36061,18.78727]]}}
Distribución MT | LineString | n/d |  |  |  | n/d |  |  |  |  | OpenStreetMap | {"type":"Feature","properties":{},"geometry":{"type":"LineString","coordinates":[[-100.35038,18.78639],[-100.35085,18.78624],[-100.35128,18.78611]]}}
Distribución MT | LineString | n/d |  |  |  | n/d |  |  |  |  | OpenStreetMap | {"type":"Feature","properties":{},"geometry":{"type":"LineString","coordinates":[[-100.3599,18.78739],[-100.36061,18.78727]]}}
Distribución MT | LineString | n/d |  |  |  | n/d |  |  |  |  | OpenStreetMap | {"type":"Feature","properties":{},"geometry":{"type":"LineString","coordinates":[[-100.36323,18.78857],[-100.36284,18.78849],[-100.36236,18.78829],[-100.36193,18.78807],[-100.36158,18.78783],[-100.36127,18.78765],[-100.36087,18.78742],[-100.36061,18.78727]]}}
Distribución MT | LineString | n/d |  |  |  | n/d |  |  |  |  | OpenStreetMap | {"type":"Feature","properties":{},"geometry":{"type":"LineString","coordinates":[[-100.36659,18.78815],[-100.36691,18.78829],[-100.3673,18.78861],[-100.36741,18.78853],[-100.36788,18.78891],[-100.36861,18.78947],[-100.36903,18.78978],[-100.36952,18.79018],[-100.37023,18.79017],[-100.37094,18.79039],[-100.37127,18.79068],[-100.37179,18.79054],[-100.37242,18.79036],[-100.37303,18.79019],[-100.37378,18.78998]]}}
Distribución MT | LineString | n/d |  |  |  | n/d |  |  |  |  | OpenStreetMap | {"type":"Feature","properties":{},"geometry":{"type":"LineString","coordinates":[[-100.37339,18.78916],[-100.37363,18.78961],[-100.37378,18.78998]]}}
Distribución MT | LineString | n/d |  |  |  | n/d |  |  |  |  | OpenStreetMap | {"type":"Feature","properties":{},"geometry":{"type":"LineString","coordinates":[[-100.35628,18.78572],[-100.35553,18.78566],[-100.3548,18.78559],[-100.35497,18.78559],[-100.3555,18.78562],[-100.35583,18.78565],[-100.35639,18.78572],[-100.35681,18.78577],[-100.35718,18.78581]]}}
Distribución MT | LineString | n/d |  |  |  | n/d |  |  |  |  | OpenStreetMap | {"type":"Feature","properties":{},"geometry":{"type":"LineString","coordinates":[[-100.36322,18.78858],[-100.36317,18.78886],[-100.36315,18.78898]]}}
Distribución MT | LineString | n/d |  |  |  | n/d |  |  |  |  | OpenStreetMap | {"type":"Feature","properties":{},"geometry":{"type":"LineString","coordinates":[[-100.35766,18.78619],[-100.35756,18.78611],[-100.35718,18.78581],[-100.35749,18.7858],[-100.35805,18.78578],[-100.35862,18.78578],[-100.35897,18.78609],[-100.35926,18.78635],[-100.35965,18.78671],[-100.35987,18.78694],[-100.36008,18.78717],[-100.36028,18.78738],[-100.36048,18.78755],[-100.36079,18.78781],[-100.36141,18.78809],[-100.36166,18.78819],[-100.36207,18.78837],[-100.36226,18.78845],[-100.36262,18.78862],[-100.36295,18.78876],[-100.36334,18.78892]]}}
Distribución MT | LineString | n/d |  |  |  | n/d |  |  |  |  | OpenStreetMap | {"type":"Feature","properties":{},"geometry":{"type":"LineString","coordinates":[[-100.36186,18.78841],[-100.36206,18.78861],[-100.36221,18.78875],[-100.36263,18.78886],[-100.36315,18.78898]]}}
Distribución MT | LineString | n/d |  |  |  | n/d |  |  |  |  | OpenStreetMap | {"type":"Feature","properties":{},"geometry":{"type":"LineString","coordinates":[[-100.36574,18.78818],[-100.36612,18.78807],[-100.36628,18.78802],[-100.36687,18.78812],[-100.36741,18.78853]]}}
Distribución MT | LineString | n/d |  |  |  | n/d |  |  |  |  | OpenStreetMap | {"type":"Feature","properties":{},"geometry":{"type":"LineString","coordinates":[[-100.36624,18.78829],[-100.36612,18.78807],[-100.36593,18.7877],[-100.36673,18.78785],[-100.36707,18.78794]]}}
Distribución MT | LineString | n/d |  |  |  | n/d |  |  |  |  | OpenStreetMap | {"type":"Feature","properties":{},"geometry":{"type":"LineString","coordinates":[[-100.36373,18.78858],[-100.3636,18.7891],[-100.36315,18.78898],[-100.36315,18.78889]]}}
Distribución MT | LineString | n/d |  |  |  | n/d |  |  |  |  | OpenStreetMap | {"type":"Feature","properties":{},"geometry":{"type":"LineString","coordinates":[[-100.36515,18.787],[-100.36543,18.78758],[-100.36593,18.7877]]}}
Distribución MT | LineString | n/d |  |  |  | n/d |  |  |  |  | OpenStreetMap | {"type":"Feature","properties":{},"geometry":{"type":"LineString","coordinates":[[-100.36533,18.78832],[-100.36486,18.78852],[-100.36446,18.78866]]}}
Distribución MT | LineString | n/d |  |  |  | n/d |  |  |  |  | OpenStreetMap | {"type":"Feature","properties":{},"geometry":{"type":"LineString","coordinates":[[-100.36147,18.79136],[-100.36168,18.79117],[-100.36192,18.79096],[-100.36217,18.79064],[-100.36229,18.79049],[-100.36273,18.79016],[-100.36309,18.79002],[-100.36309,18.78968],[-100.3631,18.78943],[-100.3631,18.78935],[-100.36313,18.78916],[-100.36315,18.78898]]}}
Distribución MT | LineString | n/d |  |  |  | n/d |  |  |  |  | OpenStreetMap | {"type":"Feature","properties":{},"geometry":{"type":"LineString","coordinates":[[-100.36486,18.78753],[-100.36493,18.78755],[-100.36508,18.7874],[-100.36528,18.78704],[-100.36551,18.78661],[-100.36514,18.78649],[-100.36513,18.78599],[-100.3654,18.78557]]}}
Distribución MT | LineString | n/d |  |  |  | n/d |  |  |  |  | OpenStreetMap | {"type":"Feature","properties":{},"geometry":{"type":"LineString","coordinates":[[-100.36338,18.78717],[-100.36327,18.78771],[-100.36373,18.78757],[-100.36433,18.78752],[-100.36486,18.78753],[-100.36543,18.78758]]}}
Distribución MT | LineString | n/d |  |  |  | n/d |  |  |  |  | OpenStreetMap | {"type":"Feature","properties":{},"geometry":{"type":"LineString","coordinates":[[-100.35819,18.78532],[-100.35863,18.78546],[-100.35909,18.78554],[-100.35954,18.78573],[-100.35975,18.7861],[-100.3599,18.78637],[-100.35993,18.78642],[-100.36017,18.78671],[-100.36047,18.7871],[-100.36061,18.78727],[-100.3609,18.78696]]}}
Distribución MT | LineString | n/d |  |  |  | n/d |  |  |  |  | OpenStreetMap | {"type":"Feature","properties":{},"geometry":{"type":"LineString","coordinates":[[-100.36574,18.78818],[-100.36505,18.78838],[-100.36445,18.78854],[-100.36357,18.7888],[-100.36334,18.78892],[-100.36315,18.78889],[-100.36323,18.78858],[-100.36323,18.78857],[-100.36325,18.78821],[-100.36327,18.78771]]}}
Distribución MT | LineString | n/d |  |  |  | n/d |  |  |  |  | OpenStreetMap | {"type":"Feature","properties":{},"geometry":{"type":"LineString","coordinates":[[-100.35037,18.78645],[-100.35089,18.78628],[-100.35128,18.78611],[-100.35187,18.78595],[-100.3526,18.78572],[-100.35306,18.78557],[-100.35362,18.78538],[-100.35391,18.78543],[-100.35439,18.78552],[-100.3548,18.78559]]}}
Distribución MT | LineString | n/d |  |  |  | n/d |  |  |  |  | OpenStreetMap | {"type":"Feature","properties":{},"geometry":{"type":"LineString","coordinates":[[-100.36396,18.78881],[-100.36446,18.78866],[-100.36445,18.78854]]}}
Distribución MT | LineString | n/d |  |  |  | n/d |  |  |  |  | OpenStreetMap | {"type":"Feature","properties":{},"geometry":{"type":"LineString","coordinates":[[-100.36231,18.82273],[-100.36262,18.82212],[-100.36204,18.82196]]}}
Distribución MT | LineString | n/d |  |  |  | n/d |  |  |  |  | OpenStreetMap | {"type":"Feature","properties":{},"geometry":{"type":"LineString","coordinates":[[-100.37901,18.79334],[-100.37888,18.7933],[-100.37862,18.79448]]}}
Distribución MT | LineString | n/d |  |  |  | n/d |  |  |  |  | OpenStreetMap | {"type":"Feature","properties":{},"geometry":{"type":"LineString","coordinates":[[-100.36314,18.82102],[-100.36288,18.82158],[-100.36262,18.82212],[-100.36332,18.82206],[-100.36384,18.822],[-100.3646,18.82203],[-100.36462,18.82312],[-100.36511,18.8243],[-100.36542,18.82483],[-100.36575,18.82515],[-100.36616,18.82554],[-100.36651,18.82585],[-100.36692,18.82632],[-100.3674,18.82677]]}}
Distribución MT | LineString | n/d |  |  |  | n/d |  |  |  |  | OpenStreetMap | {"type":"Feature","properties":{},"geometry":{"type":"LineString","coordinates":[[-100.37923,18.79168],[-100.37905,18.79257],[-100.37888,18.7933]]}}
Distribución MT | LineString | n/d |  |  |  | n/d |  |  |  |  | OpenStreetMap | {"type":"Feature","properties":{},"geometry":{"type":"LineString","coordinates":[[-100.34654,18.82124],[-100.34721,18.82054],[-100.34527,18.82042],[-100.34433,18.82036]]}}
Distribución MT | LineString | n/d |  |  |  | n/d |  |  |  |  | OpenStreetMap | {"type":"Feature","properties":{},"geometry":{"type":"LineString","coordinates":[[-100.36028,18.82519],[-100.36,18.82462]]}}
Distribución MT | LineString | n/d |  |  |  | n/d |  |  |  |  | OpenStreetMap | {"type":"Feature","properties":{},"geometry":{"type":"LineString","coordinates":[[-100.36064,18.82465],[-100.36,18.82462],[-100.35976,18.82425],[-100.35954,18.82378]]}}
Distribución MT | LineString | n/d |  |  |  | n/d |  |  |  |  | OpenStreetMap | {"type":"Feature","properties":{},"geometry":{"type":"LineString","coordinates":[[-100.35788,18.82311],[-100.35842,18.82336],[-100.35888,18.82284]]}}
Distribución MT | LineString | n/d |  |  |  | n/d |  |  |  |  | OpenStreetMap | {"type":"Feature","properties":{},"geometry":{"type":"LineString","coordinates":[[-100.35269,18.81821],[-100.35213,18.81834],[-100.35173,18.81834],[-100.35119,18.81856],[-100.35073,18.81872]]}}
Distribución MT | LineString | n/d |  |  |  | n/d |  |  |  |  | OpenStreetMap | {"type":"Feature","properties":{},"geometry":{"type":"LineString","coordinates":[[-100.37204,18.80883],[-100.37204,18.80798],[-100.37167,18.80859],[-100.37106,18.80963],[-100.37051,18.81057],[-100.36984,18.81166],[-100.36928,18.81292],[-100.36875,18.81426],[-100.36847,18.81491],[-100.36748,18.81641],[-100.36707,18.81706],[-100.36637,18.81815],[-100.36582,18.81903],[-100.36528,18.8199],[-100.36473,18.8208],[-100.36384,18.822]]}}
Distribución MT | LineString | n/d |  |  |  | n/d |  |  |  |  | OpenStreetMap | {"type":"Feature","properties":{},"geometry":{"type":"LineString","coordinates":[[-100.34819,18.82056],[-100.34769,18.82056],[-100.34721,18.82054]]}}
Distribución MT | LineString | n/d |  |  |  | n/d |  |  |  |  | OpenStreetMap | {"type":"Feature","properties":{},"geometry":{"type":"LineString","coordinates":[[-100.35872,18.82587],[-100.35757,18.82497],[-100.35705,18.82443],[-100.35748,18.82396],[-100.35787,18.82358],[-100.35842,18.82336]]}}
Distribución MT | LineString | n/d |  |  |  | n/d |  |  |  |  | OpenStreetMap | {"type":"Feature","properties":{},"geometry":{"type":"LineString","coordinates":[[-100.35322,18.81845],[-100.35311,18.81879],[-100.3526,18.81854],[-100.35213,18.81834]]}}
Distribución MT | LineString | n/d |  |  |  | n/d |  |  |  |  | OpenStreetMap | {"type":"Feature","properties":{},"geometry":{"type":"LineString","coordinates":[[-100.34976,18.82177],[-100.3489,18.82117],[-100.34819,18.82056],[-100.34963,18.8195],[-100.35073,18.81872],[-100.35069,18.81805],[-100.35067,18.8175]]}}
Distribución MT | LineString | n/d |  |  |  | n/d |  |  |  |  | OpenStreetMap | {"type":"Feature","properties":{},"geometry":{"type":"LineString","coordinates":[[-100.37846,18.79846],[-100.37812,18.79857],[-100.3781,18.79929],[-100.37853,18.79923]]}}
Distribución MT | LineString | n/d |  |  |  | n/d |  |  |  |  | OpenStreetMap | {"type":"Feature","properties":{},"geometry":{"type":"LineString","coordinates":[[-100.35599,18.82481],[-100.35638,18.82515],[-100.35672,18.82482],[-100.35705,18.82443]]}}
Distribución MT | LineString | n/d |  |  |  | n/d |  |  |  |  | OpenStreetMap | {"type":"Feature","properties":{},"geometry":{"type":"LineString","coordinates":[[-100.37714,18.79997],[-100.37712,18.7993],[-100.37641,18.79931],[-100.37621,18.7999],[-100.37574,18.80129],[-100.37508,18.80235],[-100.37425,18.80346],[-100.37361,18.80462],[-100.37308,18.80572],[-100.3725,18.80683],[-100.37204,18.80798]]}}
Distribución MT | LineString | n/d |  |  |  | n/d |  |  |  |  | OpenStreetMap | {"type":"Feature","properties":{},"geometry":{"type":"LineString","coordinates":[[-100.35455,18.81841],[-100.3541,18.81872],[-100.3536,18.81903],[-100.35311,18.81879]]}}
Distribución MT | LineString | n/d |  |  |  | n/d |  |  |  |  | OpenStreetMap | {"type":"Feature","properties":{},"geometry":{"type":"LineString","coordinates":[[-100.37712,18.7993],[-100.37754,18.79931],[-100.3781,18.79929]]}}
Distribución MT | LineString | n/d |  |  |  | n/d |  |  |  |  | OpenStreetMap | {"type":"Feature","properties":{},"geometry":{"type":"LineString","coordinates":[[-100.37244,18.79639],[-100.37272,18.79756],[-100.37337,18.79807],[-100.37378,18.79847],[-100.37353,18.79911]]}}
Distribución MT | LineString | n/d |  |  |  | n/d |  |  |  |  | OpenStreetMap | {"type":"Feature","properties":{},"geometry":{"type":"LineString","coordinates":[[-100.37641,18.79931],[-100.37666,18.79843],[-100.37559,18.79847],[-100.37501,18.79844],[-100.37435,18.79845],[-100.37378,18.79847]]}}
Distribución MT | LineString | n/d |  |  |  | n/d |  |  |  |  | OpenStreetMap | {"type":"Feature","properties":{},"geometry":{"type":"LineString","coordinates":[[-100.35499,18.82659],[-100.35531,18.82626],[-100.35567,18.82587],[-100.35605,18.82545],[-100.35638,18.82515]]}}
Distribución MT | LineString | n/d |  |  |  | n/d |  |  |  |  | OpenStreetMap | {"type":"Feature","properties":{},"geometry":{"type":"LineString","coordinates":[[-100.34339,18.82091],[-100.34382,18.82028],[-100.34433,18.82036],[-100.34414,18.82164],[-100.34406,18.82218],[-100.34368,18.82236]]}}
Distribución MT | LineString | n/d |  |  |  | n/d |  |  |  |  | OpenStreetMap | {"type":"Feature","properties":{},"geometry":{"type":"LineString","coordinates":[[-100.3789,18.80162],[-100.37906,18.80127],[-100.3789,18.80071],[-100.37883,18.8001],[-100.37923,18.80012]]}}
Distribución MT | LineString | n/d |  |  |  | n/d |  |  |  |  | OpenStreetMap | {"type":"Feature","properties":{},"geometry":{"type":"LineString","coordinates":[[-100.35994,18.82219],[-100.36055,18.82193],[-100.36005,18.82188],[-100.35949,18.82197]]}}
Distribución MT | LineString | n/d |  |  |  | n/d |  |  |  |  | OpenStreetMap | {"type":"Feature","properties":{},"geometry":{"type":"LineString","coordinates":[[-100.36008,18.82368],[-100.35954,18.82378],[-100.35917,18.82318],[-100.35888,18.82284],[-100.35916,18.82249],[-100.35949,18.82197],[-100.35964,18.8216],[-100.35931,18.82133],[-100.35749,18.82048],[-100.35592,18.8197],[-100.35535,18.81945],[-100.3536,18.81903]]}}
Distribución MT | LineString | n/d |  |  |  | n/d |  |  |  |  | OpenStreetMap | {"type":"Feature","properties":{},"geometry":{"type":"LineString","coordinates":[[-100.37684,18.79534],[-100.37744,18.79566],[-100.37729,18.79615],[-100.37716,18.79649],[-100.37702,18.79701],[-100.3764,18.79704]]}}
Distribución MT | LineString | n/d |  |  |  | n/d |  |  |  |  | OpenStreetMap | {"type":"Feature","properties":{},"geometry":{"type":"LineString","coordinates":[[-100.36153,18.8239],[-100.36132,18.82338],[-100.36157,18.82297],[-100.36182,18.8224],[-100.36204,18.82196],[-100.3616,18.82194],[-100.36055,18.82193],[-100.36079,18.82146],[-100.36119,18.82101],[-100.3615,18.82061],[-100.36191,18.82019]]}}
Distribución MT | LineString | n/d |  |  |  | n/d |  |  |  |  | OpenStreetMap | {"type":"Feature","properties":{},"geometry":{"type":"LineString","coordinates":[[-100.37835,18.79979],[-100.37871,18.79968],[-100.37883,18.8001]]}}
Distribución MT | LineString | n/d |  |  |  | n/d |  |  |  |  | OpenStreetMap | {"type":"Feature","properties":{},"geometry":{"type":"LineString","coordinates":[[-100.37903,18.7996],[-100.37898,18.79897],[-100.37878,18.79903],[-100.37853,18.79923],[-100.37871,18.79968]]}}
Distribución MT | LineString | n/d |  |  |  | n/d |  |  |  |  | OpenStreetMap | {"type":"Feature","properties":{},"geometry":{"type":"LineString","coordinates":[[-100.37666,18.79843],[-100.37684,18.79776],[-100.37702,18.79701]]}}
Distribución MT | LineString | n/d |  |  |  | n/d |  |  |  |  | OpenStreetMap | {"type":"Feature","properties":{},"geometry":{"type":"LineString","coordinates":[[-100.38009,18.794],[-100.37935,18.79428],[-100.37862,18.79448],[-100.37812,18.79463],[-100.3776,18.79482],[-100.37744,18.79566]]}}
Distribución MT | LineString | n/d |  |  |  | n/d |  |  |  |  | OpenStreetMap | {"type":"Feature","properties":{},"geometry":{"type":"LineString","coordinates":[[-100.37946,18.79773],[-100.37957,18.79813],[-100.3794,18.79854],[-100.37898,18.79897]]}}
Distribución MT | LineString | n/d |  |  |  | n/d |  |  |  |  | OpenStreetMap | {"type":"Feature","properties":{},"geometry":{"type":"LineString","coordinates":[[-100.34445,18.76047],[-100.34333,18.76149],[-100.34302,18.76116],[-100.34265,18.76077]]}}
Distribución MT | LineString | n/d |  |  |  | n/d |  |  |  |  | OpenStreetMap | {"type":"Feature","properties":{},"geometry":{"type":"LineString","coordinates":[[-100.34404,18.76225],[-100.34378,18.76185],[-100.34333,18.76149]]}}
Distribución MT | LineString | n/d |  |  |  | n/d |  |  |  |  | OpenStreetMap | {"type":"Feature","properties":{},"geometry":{"type":"LineString","coordinates":[[-100.34196,18.7704],[-100.34233,18.76678],[-100.34367,18.76321],[-100.34378,18.76185]]}}
Distribución MT | LineString | n/d |  |  |  | n/d |  |  |  |  | OpenStreetMap | {"type":"Feature","properties":{},"geometry":{"type":"LineString","coordinates":[[-100.33789,18.77108],[-100.33693,18.77056],[-100.33733,18.77075],[-100.33789,18.77108],[-100.33972,18.77103],[-100.34196,18.7704]]}}
Distribución MT | LineString | n/d |  |  |  | n/d |  |  |  |  | OpenStreetMap | {"type":"Feature","properties":{},"geometry":{"type":"LineString","coordinates":[[-100.34291,18.77024],[-100.34232,18.77002],[-100.34192,18.76988]]}}
Distribución MT | LineString | n/d |  |  |  | n/d |  |  |  |  | OpenStreetMap | {"type":"Feature","properties":{},"geometry":{"type":"LineString","coordinates":[[-100.33571,18.79587],[-100.33488,18.79607],[-100.33149,18.79774],[-100.33135,18.79742]]}}
Distribución MT | LineString | n/d |  |  |  | n/d |  |  |  |  | OpenStreetMap | {"type":"Feature","properties":{},"geometry":{"type":"LineString","coordinates":[[-100.34091,18.77094],[-100.34144,18.77068],[-100.34196,18.7704]]}}
Distribución MT | LineString | n/d |  |  |  | n/d |  |  |  |  | OpenStreetMap | {"type":"Feature","properties":{},"geometry":{"type":"LineString","coordinates":[[-100.34206,18.79895],[-100.34153,18.79938],[-100.34103,18.79954],[-100.33924,18.79853],[-100.33726,18.7974],[-100.33582,18.7966],[-100.33488,18.79607]]}}
Distribución MT | LineString | n/d |  |  |  | n/d |  |  |  |  | OpenStreetMap | {"type":"Feature","properties":{},"geometry":{"type":"LineString","coordinates":[[-100.35615,18.77115],[-100.35534,18.77212],[-100.35553,18.77298]]}}
Distribución MT | LineString | n/d |  |  |  | n/d |  |  |  |  | OpenStreetMap | {"type":"Feature","properties":{},"geometry":{"type":"LineString","coordinates":[[-100.33728,18.7855],[-100.33727,18.78472],[-100.33725,18.78364],[-100.33723,18.78215],[-100.33688,18.78102],[-100.33642,18.77948],[-100.33607,18.77833]]}}
Distribución MT | LineString | n/d |  |  |  | n/d |  |  |  |  | OpenStreetMap | {"type":"Feature","properties":{},"geometry":{"type":"LineString","coordinates":[[-100.34539,18.77335],[-100.34488,18.77307],[-100.34408,18.77259],[-100.34492,18.77215],[-100.34645,18.77125],[-100.34796,18.77137],[-100.35068,18.77084],[-100.35221,18.77215],[-100.35363,18.77245],[-100.35463,18.77227],[-100.35534,18.77212]]}}
Distribución MT | LineString | n/d |  |  |  | n/d |  |  |  |  | OpenStreetMap | {"type":"Feature","properties":{},"geometry":{"type":"LineString","coordinates":[[-100.33373,18.77856],[-100.33465,18.77784],[-100.3342,18.77746],[-100.33357,18.77701]]}}
Distribución MT | LineString | n/d |  |  |  | n/d |  |  |  |  | OpenStreetMap | {"type":"Feature","properties":{},"geometry":{"type":"LineString","coordinates":[[-100.33591,18.77738],[-100.33538,18.77755],[-100.33465,18.77784],[-100.33607,18.77833],[-100.33668,18.77727],[-100.33677,18.7762],[-100.3363,18.77547],[-100.33553,18.77426],[-100.33643,18.77188],[-100.33693,18.77056]]}}
Distribución MT | LineString | n/d |  |  |  | n/d |  |  |  |  | OpenStreetMap | {"type":"Feature","properties":{},"geometry":{"type":"LineString","coordinates":[[-100.34232,18.77002],[-100.34196,18.7704],[-100.34383,18.7723],[-100.34408,18.77259]]}}
Distribución MT | LineString | n/d |  |  |  | n/d |  |  |  |  | OpenStreetMap | {"type":"Feature","properties":{},"geometry":{"type":"LineString","coordinates":[[-100.33585,18.7703],[-100.33627,18.7704],[-100.33693,18.77056],[-100.33574,18.76983],[-100.33463,18.76915],[-100.33507,18.76888]]}}
Distribución MT | LineString | n/d |  |  |  | n/d |  |  |  |  | OpenStreetMap | {"type":"Feature","properties":{},"geometry":{"type":"LineString","coordinates":[[-100.34394,18.79251],[-100.3441,18.79199],[-100.34394,18.79257],[-100.344,18.79307],[-100.3439,18.79347],[-100.34356,18.79456],[-100.34368,18.79522],[-100.34333,18.79578],[-100.3427,18.79733],[-100.34189,18.79845],[-100.34206,18.79901],[-100.34153,18.79938]]}}
Distribución MT | LineString | n/d |  |  |  | n/d |  |  |  |  | OpenStreetMap | {"type":"Feature","properties":{},"geometry":{"type":"LineString","coordinates":[[-100.33265,18.77021],[-100.33324,18.76991],[-100.33388,18.76958],[-100.33463,18.76915]]}}
Distribución MT | LineString | n/d |  |  |  | n/d |  |  |  |  | OpenStreetMap | {"type":"Feature","properties":{},"geometry":{"type":"LineString","coordinates":[[-100.29705,18.82486],[-100.29832,18.82565],[-100.2987,18.82503],[-100.29884,18.82446],[-100.30128,18.82428],[-100.30218,18.82524],[-100.30334,18.82641],[-100.30393,18.82706]]}}
Distribución MT | LineString | n/d |  |  |  | n/d |  |  |  |  | OpenStreetMap | {"type":"Feature","properties":{},"geometry":{"type":"LineString","coordinates":[[-100.27137,18.82423],[-100.27133,18.82457]]}}
Distribución MT | LineString | n/d |  |  |  | n/d |  |  |  |  | OpenStreetMap | {"type":"Feature","properties":{},"geometry":{"type":"LineString","coordinates":[[-100.32836,18.81115],[-100.32814,18.81172],[-100.32845,18.8115],[-100.32894,18.81129]]}}
Distribución MT | LineString | n/d |  |  |  | n/d |  |  |  |  | OpenStreetMap | {"type":"Feature","properties":{},"geometry":{"type":"LineString","coordinates":[[-100.27058,18.82192],[-100.27088,18.82212],[-100.27092,18.82246],[-100.27101,18.82279],[-100.27083,18.82323],[-100.2713,18.82358],[-100.2714,18.8241],[-100.27112,18.82455]]}}
Distribución MT | LineString | n/d |  |  |  | n/d |  |  |  |  | OpenStreetMap | {"type":"Feature","properties":{},"geometry":{"type":"LineString","coordinates":[[-100.32627,18.8139],[-100.32647,18.8137],[-100.32672,18.81294],[-100.32688,18.81242],[-100.32723,18.81177],[-100.32814,18.81172]]}}
Distribución MT | LineString | n/d |  |  |  | n/d |  |  |  |  | OpenStreetMap | {"type":"Feature","properties":{},"geometry":{"type":"LineString","coordinates":[[-100.29273,18.85037],[-100.29302,18.85001],[-100.29391,18.84886],[-100.29476,18.84776],[-100.29595,18.84605],[-100.2964,18.84541],[-100.2971,18.84445],[-100.29791,18.84334],[-100.29915,18.84168],[-100.30003,18.84048]]}}
Distribución MT | LineString | n/d |  |  |  | n/d |  |  |  |  | OpenStreetMap | {"type":"Feature","properties":{},"geometry":{"type":"LineString","coordinates":[[-100.30927,18.81995],[-100.30964,18.82044],[-100.30993,18.8208],[-100.31019,18.8212]]}}
Distribución MT | LineString | n/d |  |  |  | n/d |  |  |  |  | OpenStreetMap | {"type":"Feature","properties":{},"geometry":{"type":"LineString","coordinates":[[-100.3048,18.83034],[-100.30477,18.82998],[-100.30447,18.83018]]}}
Distribución MT | LineString | n/d |  |  |  | n/d |  |  |  |  | OpenStreetMap | {"type":"Feature","properties":{},"geometry":{"type":"LineString","coordinates":[[-100.32929,18.81052],[-100.32958,18.81086],[-100.32996,18.81093]]}}
Distribución MT | LineString | n/d |  |  |  | n/d |  |  |  |  | OpenStreetMap | {"type":"Feature","properties":{},"geometry":{"type":"LineString","coordinates":[[-100.3043,18.83417],[-100.30341,18.8354],[-100.30278,18.8364],[-100.3025,18.83682],[-100.30173,18.83794],[-100.30096,18.8391],[-100.30003,18.84048],[-100.29958,18.84029],[-100.29875,18.84009],[-100.29886,18.8397],[-100.29925,18.83932],[-100.29948,18.83912],[-100.29984,18.83875],[-100.29994,18.83864],[-100.29979,18.83812],[-100.29983,18.8375],[-100.30043,18.83718],[-100.30126,18.83696],[-100.30202,18.83687],[-100.30198,18.83613],[-100.30194,18.8357],[-100.3018,18.83454],[-100.30241,18.83431],[-100.30305,18.83402],[-100.30313,18.83342],[-100.30305,18.83283],[-100.3032,18.83201],[-100.30284,18.83143],[-100.3027,18.83066],[-100.30311,18.8302],[-100.30328,18.83056],[-100.30387,18.8304],[-100.30442,18.83071],[-100.30442,18.83023],[-100.30447,18.83018],[-100.30466,18.82996],[-100.30483,18.82934],[-100.30466,18.82913],[-100.30457,18.82853],[-100.3044,18.82786],[-100.30447,18.82741]]}}
Distribución MT | LineString | n/d |  |  |  | n/d |  |  |  |  | OpenStreetMap | {"type":"Feature","properties":{},"geometry":{"type":"LineString","coordinates":[[-100.27019,18.82446],[-100.27071,18.82454],[-100.27112,18.82455],[-100.27132,18.82456],[-100.2718,18.82467],[-100.27219,18.82468],[-100.27301,18.82484],[-100.27339,18.82495],[-100.27386,18.825],[-100.27438,18.82511],[-100.2748,18.825],[-100.27522,18.82488],[-100.27514,18.82437]]}}
Distribución MT | LineString | n/d |  |  |  | n/d |  |  |  |  | OpenStreetMap | {"type":"Feature","properties":{},"geometry":{"type":"LineString","coordinates":[[-100.29797,18.82652],[-100.29832,18.82565]]}}
Distribución MT | LineString | n/d |  |  |  | n/d |  |  |  |  | OpenStreetMap | {"type":"Feature","properties":{},"geometry":{"type":"LineString","coordinates":[[-100.30484,18.82896],[-100.30467,18.829],[-100.30468,18.82914],[-100.30481,18.82955],[-100.30477,18.82998]]}}
Distribución MT | LineString | n/d |  |  |  | n/d |  |  |  |  | OpenStreetMap | {"type":"Feature","properties":{},"geometry":{"type":"LineString","coordinates":[[-100.31003,18.82183],[-100.30991,18.82171],[-100.30962,18.82141],[-100.31019,18.8212],[-100.31028,18.82087],[-100.31045,18.82079],[-100.31066,18.82068],[-100.31115,18.82042],[-100.3119,18.82026],[-100.31266,18.82013],[-100.31307,18.81959],[-100.31438,18.81931],[-100.31505,18.81896],[-100.31521,18.81846],[-100.31552,18.81804],[-100.31625,18.81779],[-100.31675,18.81779],[-100.31758,18.81655],[-100.31797,18.81653],[-100.31868,18.81669],[-100.31936,18.8168],[-100.31939,18.81607],[-100.31949,18.81526],[-100.32014,18.81517],[-100.32067,18.81565],[-100.3209,18.81617],[-100.32161,18.81604],[-100.32173,18.81546],[-100.3229,18.81514],[-100.32338,18.81466],[-100.32396,18.81418],[-100.32435,18.81357],[-100.32492,18.81343],[-100.32537,18.8138],[-100.32604,18.81373],[-100.32626,18.81283],[-100.32723,18.81177]]}}
Distribución MT | LineString | n/d |  |  |  | n/d |  |  |  |  | OpenStreetMap | {"type":"Feature","properties":{},"geometry":{"type":"LineString","coordinates":[[-100.28986,18.85215],[-100.28997,18.85178],[-100.29008,18.85137],[-100.29008,18.85074],[-100.29029,18.85021],[-100.29058,18.8496]]}}
Distribución MT | LineString | n/d |  |  |  | n/d |  |  |  |  | OpenStreetMap | {"type":"Feature","properties":{},"geometry":{"type":"LineString","coordinates":[[-100.27296,18.82534],[-100.27301,18.82484],[-100.27298,18.82417],[-100.27266,18.82381]]}}
Distribución MT | LineString | n/d |  |  |  | n/d |  |  |  |  | OpenStreetMap | {"type":"Feature","properties":{},"geometry":{"type":"LineString","coordinates":[[-100.29988,18.83828],[-100.29984,18.83875],[-100.29942,18.83905]]}}
Distribución MT | LineString | n/d |  |  |  | n/d |  |  |  |  | OpenStreetMap | {"type":"Feature","properties":{},"geometry":{"type":"LineString","coordinates":[[-100.32995,18.81034],[-100.32958,18.81086],[-100.32925,18.81114],[-100.32894,18.81129],[-100.32921,18.81117],[-100.32939,18.81109],[-100.32976,18.81069],[-100.32995,18.81034]]}}
Distribución MT | LineString | n/d |  |  |  | n/d |  |  |  |  | OpenStreetMap | {"type":"Feature","properties":{},"geometry":{"type":"LineString","coordinates":[[-100.29749,18.84235],[-100.29817,18.84158],[-100.29828,18.84096],[-100.29854,18.84043],[-100.29875,18.84009]]}}
Distribución MT | LineString | n/d |  |  |  | n/d |  |  |  |  | OpenStreetMap | {"type":"Feature","properties":{},"geometry":{"type":"LineString","coordinates":[[-100.29885,18.83892],[-100.29924,18.83846],[-100.29942,18.83905],[-100.29925,18.83932]]}}
Distribución MT | LineString | n/d |  |  |  | n/d |  |  |  |  | OpenStreetMap | {"type":"Feature","properties":{},"geometry":{"type":"LineString","coordinates":[[-100.2914,18.84807],[-100.29098,18.84868],[-100.29085,18.84899],[-100.28996,18.84798]]}}
Distribución MT | LineString | n/d |  |  |  | n/d |  |  |  |  | OpenStreetMap | {"type":"Feature","properties":{},"geometry":{"type":"LineString","coordinates":[[-100.30457,18.82853],[-100.30449,18.82803],[-100.30447,18.82741]]}}
Distribución MT | LineString | n/d |  |  |  | n/d |  |  |  |  | OpenStreetMap | {"type":"Feature","properties":{},"geometry":{"type":"LineString","coordinates":[[-100.27458,18.82537],[-100.27438,18.82511],[-100.27407,18.8247]]}}
Distribución MT | LineString | n/d |  |  |  | n/d |  |  |  |  | OpenStreetMap | {"type":"Feature","properties":{},"geometry":{"type":"LineString","coordinates":[[-100.33968,18.79964],[-100.34037,18.7996],[-100.34103,18.79954]]}}
Distribución MT | LineString | n/d |  |  |  | n/d |  |  |  |  | OpenStreetMap | {"type":"Feature","properties":{},"geometry":{"type":"LineString","coordinates":[[-100.30383,18.82624],[-100.30393,18.82706],[-100.30444,18.82713],[-100.30447,18.82741],[-100.30496,18.82731],[-100.30552,18.82718],[-100.30541,18.82644],[-100.30568,18.82593],[-100.30573,18.82519],[-100.30582,18.82455],[-100.30634,18.82414],[-100.30663,18.82358],[-100.30729,18.82325],[-100.30731,18.82253],[-100.30761,18.82218],[-100.30773,18.8221],[-100.30798,18.82195],[-100.30838,18.82188],[-100.30881,18.82183],[-100.3092,18.82159],[-100.30962,18.82141]]}}
Distribución MT | LineString | n/d |  |  |  | n/d |  |  |  |  | OpenStreetMap | {"type":"Feature","properties":{},"geometry":{"type":"LineString","coordinates":[[-100.3079,18.82247],[-100.30773,18.8221],[-100.30822,18.82193],[-100.30882,18.82185]]}}
Distribución MT | LineString | n/d |  |  |  | n/d |  |  |  |  | OpenStreetMap | {"type":"Feature","properties":{},"geometry":{"type":"LineString","coordinates":[[-100.27111,18.82538],[-100.27129,18.82501],[-100.27133,18.82457],[-100.27047,18.82475],[-100.26953,18.82576],[-100.26874,18.82664],[-100.26792,18.82755],[-100.26717,18.82838],[-100.2674,18.8296],[-100.26761,18.83075],[-100.26781,18.83183],[-100.26806,18.83308],[-100.26844,18.83512],[-100.26922,18.83557],[-100.26959,18.83577],[-100.27151,18.83698],[-100.2729,18.83787],[-100.27421,18.8387],[-100.27609,18.8399],[-100.27689,18.84039],[-100.27837,18.84137],[-100.27918,18.84189],[-100.28034,18.84265],[-100.28175,18.84358],[-100.28299,18.84439],[-100.28455,18.84541],[-100.2854,18.84601],[-100.2865,18.84677],[-100.28769,18.84759],[-100.28912,18.84858],[-100.29058,18.8496]]}}
Distribución MT | LineString | n/d |  |  |  | n/d |  |  |  |  | OpenStreetMap | {"type":"Feature","properties":{},"geometry":{"type":"LineString","coordinates":[[-100.31086,18.82063],[-100.31045,18.82079],[-100.31019,18.8212]]}}
Distribución MT | LineString | n/d |  |  |  | n/d |  |  |  |  | OpenStreetMap | {"type":"Feature","properties":{},"geometry":{"type":"LineString","coordinates":[[-100.29685,18.8408],[-100.29875,18.84009]]}}
Distribución MT | LineString | n/d |  |  |  | n/d |  |  |  |  | OpenStreetMap | {"type":"Feature","properties":{},"geometry":{"type":"LineString","coordinates":[[-100.3302,18.80977],[-100.32995,18.81034],[-100.32995,18.81036],[-100.33013,18.80999],[-100.33043,18.80925],[-100.33086,18.80869],[-100.33165,18.80824],[-100.33235,18.80782],[-100.33168,18.8073],[-100.33127,18.80694],[-100.33169,18.80631],[-100.33235,18.8059],[-100.33282,18.80563],[-100.33308,18.805],[-100.33367,18.80448],[-100.33432,18.80415],[-100.33504,18.80374],[-100.33544,18.80334],[-100.3356,18.80275],[-100.33594,18.80212],[-100.33629,18.80159],[-100.33705,18.80075],[-100.33759,18.80018],[-100.33916,18.79996],[-100.33968,18.79958],[-100.34035,18.79956],[-100.34103,18.79954]]}}
Distribución MT | LineString | n/d |  |  |  | n/d |  |  |  |  | OpenStreetMap | {"type":"Feature","properties":{},"geometry":{"type":"LineString","coordinates":[[-100.26898,18.83712],[-100.2683,18.83696],[-100.26778,18.83685],[-100.26733,18.8365]]}}
Distribución MT | LineString | n/d |  |  |  | n/d |  |  |  |  | OpenStreetMap | {"type":"Feature","properties":{},"geometry":{"type":"LineString","coordinates":[[-100.26534,18.83883],[-100.26341,18.83915]]}}
Distribución MT | LineString | n/d |  |  |  | n/d |  |  |  |  | OpenStreetMap | {"type":"Feature","properties":{},"geometry":{"type":"LineString","coordinates":[[-100.26777,18.83705],[-100.26809,18.83715],[-100.26838,18.83724],[-100.26881,18.83744],[-100.2687,18.83765]]}}
Distribución MT | LineString | n/d |  |  |  | n/d |  |  |  |  | OpenStreetMap | {"type":"Feature","properties":{},"geometry":{"type":"LineString","coordinates":[[-100.26851,18.83602],[-100.26898,18.83712]]}}
Distribución MT | LineString | n/d |  |  |  | n/d |  |  |  |  | OpenStreetMap | {"type":"Feature","properties":{},"geometry":{"type":"LineString","coordinates":[[-100.2699,18.83672],[-100.26936,18.83686],[-100.26898,18.83712],[-100.26881,18.83744]]}}
Distribución MT | LineString | n/d |  |  |  | n/d |  |  |  |  | OpenStreetMap | {"type":"Feature","properties":{},"geometry":{"type":"LineString","coordinates":[[-100.26678,18.83682],[-100.26707,18.83641],[-100.26733,18.8365],[-100.26729,18.83688]]}}
Distribución MT | LineString | n/d |  |  |  | n/d |  |  |  |  | OpenStreetMap | {"type":"Feature","properties":{},"geometry":{"type":"LineString","coordinates":[[-100.26959,18.83577],[-100.26925,18.83653],[-100.26898,18.83712]]}}
Distribución MT | LineString | n/d |  |  |  | n/d |  |  |  |  | OpenStreetMap | {"type":"Feature","properties":{},"geometry":{"type":"LineString","coordinates":[[-100.24406,18.83305],[-100.24353,18.83298],[-100.24375,18.83252],[-100.24416,18.83246],[-100.24415,18.83201],[-100.24423,18.8316],[-100.24434,18.83066],[-100.24439,18.83056],[-100.24461,18.8301],[-100.24469,18.82993],[-100.24496,18.82935],[-100.24504,18.82867],[-100.24506,18.8282],[-100.2451,18.82776],[-100.24528,18.82726],[-100.24548,18.82694],[-100.2458,18.82674],[-100.24647,18.82663],[-100.24738,18.82627],[-100.2473,18.82559],[-100.24722,18.82534],[-100.24698,18.82466],[-100.24695,18.82401],[-100.2474,18.82345],[-100.24816,18.82312],[-100.24893,18.8228],[-100.24985,18.82262],[-100.24995,18.82246],[-100.25088,18.82248],[-100.25177,18.82227],[-100.25177,18.8221],[-100.25177,18.82152],[-100.25195,18.82094],[-100.25288,18.82086],[-100.2537,18.82083],[-100.25421,18.82083],[-100.25439,18.82082],[-100.25535,18.82075],[-100.25574,18.8203],[-100.25642,18.82031],[-100.25692,18.82073],[-100.25733,18.82128],[-100.25843,18.82169],[-100.25909,18.82125],[-100.2592,18.82108],[-100.25957,18.82049],[-100.25995,18.82037],[-100.2602,18.82053],[-100.26058,18.82107],[-100.26075,18.82166],[-100.26124,18.82155],[-100.26237,18.8213],[-100.26242,18.82115],[-100.2627,18.82048],[-100.26313,18.82033],[-100.26339,18.82054],[-100.26347,18.8207],[-100.26381,18.8213],[-100.26426,18.82207],[-100.26452,18.82251],[-100.26473,18.82328],[-100.26499,18.82405],[-100.26569,18.82422],[-100.26603,18.82438],[-100.26614,18.82469],[-100.26588,18.82554],[-100.26583,18.82642],[-100.26633,18.82698],[-100.26684,18.82665],[-100.26751,18.82621],[-100.26848,18.82657],[-100.26902,18.82568],[-100.26917,18.82528],[-100.26998,18.82458],[-100.27041,18.82446],[-100.27047,18.82475]]}}
Distribución MT | LineString | n/d |  |  |  | n/d |  |  |  |  | OpenStreetMap | {"type":"Feature","properties":{},"geometry":{"type":"LineString","coordinates":[[-100.26878,18.83907],[-100.26877,18.83892],[-100.26873,18.83832],[-100.2687,18.83765],[-100.26711,18.83779],[-100.26614,18.83788],[-100.26504,18.83801],[-100.26429,18.83811],[-100.26313,18.83826],[-100.26242,18.83835],[-100.26173,18.83844]]}}
Distribución MT | LineString | n/d |  |  |  | n/d |  |  |  |  | OpenStreetMap | {"type":"Feature","properties":{},"geometry":{"type":"LineString","coordinates":[[-100.25764,18.83912],[-100.25896,18.83881],[-100.25943,18.83871],[-100.26064,18.83848],[-100.26173,18.83844],[-100.26221,18.83864],[-100.26279,18.83891],[-100.26341,18.83915],[-100.26395,18.83953],[-100.26452,18.83993],[-100.26437,18.84043]]}}
Distribución MT | LineString | n/d |  |  |  | n/d |  |  |  |  | OpenStreetMap | {"type":"Feature","properties":{},"geometry":{"type":"LineString","coordinates":[[-100.24191,18.83946],[-100.24218,18.83885],[-100.24255,18.83827],[-100.24314,18.83757],[-100.24319,18.83738],[-100.24328,18.83706],[-100.24336,18.83679],[-100.24347,18.83643],[-100.24347,18.83614],[-100.24349,18.83572],[-100.24348,18.83562],[-100.24343,18.83526],[-100.24339,18.83487],[-100.24336,18.83469],[-100.24326,18.83398],[-100.24339,18.83369],[-100.24353,18.83298]]}}
Distribución MT | LineString | n/d |  |  |  | n/d |  |  |  |  | OpenStreetMap | {"type":"Feature","properties":{},"geometry":{"type":"LineString","coordinates":[[-100.24253,18.83274],[-100.24313,18.83291],[-100.24353,18.83298]]}}
Distribución MT | LineString | n/d |  |  |  | n/d |  |  |  |  | OpenStreetMap | {"type":"Feature","properties":{},"geometry":{"type":"LineString","coordinates":[[-100.27354,18.88131],[-100.27422,18.88106],[-100.27483,18.88092],[-100.27559,18.8809]]}}
Distribución MT | LineString | n/d |  |  |  | n/d |  |  |  |  | OpenStreetMap | {"type":"Feature","properties":{},"geometry":{"type":"LineString","coordinates":[[-100.27348,18.87956],[-100.27337,18.87895],[-100.27342,18.87836]]}}
Distribución MT | LineString | n/d |  |  |  | n/d |  |  |  |  | OpenStreetMap | {"type":"Feature","properties":{},"geometry":{"type":"LineString","coordinates":[[-100.27538,18.87648],[-100.27505,18.87694],[-100.27463,18.87737],[-100.27401,18.87689],[-100.2736,18.87658],[-100.27319,18.87682],[-100.27291,18.87718],[-100.27277,18.87735],[-100.27256,18.87795]]}}
Distribución MT | LineString | n/d |  |  |  | n/d |  |  |  |  | OpenStreetMap | {"type":"Feature","properties":{},"geometry":{"type":"LineString","coordinates":[[-100.26342,18.87516],[-100.26342,18.87564],[-100.26358,18.87593]]}}
Distribución MT | LineString | n/d |  |  |  | n/d |  |  |  |  | OpenStreetMap | {"type":"Feature","properties":{},"geometry":{"type":"LineString","coordinates":[[-100.28101,18.86179],[-100.28113,18.8615],[-100.28127,18.86113]]}}
Distribución MT | LineString | n/d |  |  |  | n/d |  |  |  |  | OpenStreetMap | {"type":"Feature","properties":{},"geometry":{"type":"LineString","coordinates":[[-100.27228,18.87835],[-100.27202,18.87869],[-100.27172,18.87909],[-100.27144,18.87954],[-100.27116,18.88002],[-100.27077,18.87983],[-100.27065,18.87966]]}}
Distribución MT | LineString | n/d |  |  |  | n/d |  |  |  |  | OpenStreetMap | {"type":"Feature","properties":{},"geometry":{"type":"LineString","coordinates":[[-100.28335,18.859],[-100.28362,18.85903],[-100.28355,18.85945],[-100.28375,18.85993],[-100.28397,18.8605],[-100.28395,18.86074],[-100.2839,18.8611]]}}
Distribución MT | LineString | n/d |  |  |  | n/d |  |  |  |  | OpenStreetMap | {"type":"Feature","properties":{},"geometry":{"type":"LineString","coordinates":[[-100.27603,18.86541],[-100.27622,18.86559],[-100.27687,18.86621],[-100.27748,18.86678],[-100.27841,18.86699],[-100.2793,18.8672],[-100.28054,18.86749],[-100.28073,18.86724],[-100.28115,18.86664],[-100.28164,18.86595],[-100.28199,18.86545],[-100.28238,18.8649],[-100.28279,18.86432],[-100.28317,18.86378],[-100.28369,18.86304],[-100.28419,18.86233]]}}
Distribución MT | LineString | n/d |  |  |  | n/d |  |  |  |  | OpenStreetMap | {"type":"Feature","properties":{},"geometry":{"type":"LineString","coordinates":[[-100.28544,18.86543],[-100.28534,18.86485],[-100.28462,18.8645],[-100.2841,18.86438]]}}
Distribución MT | LineString | n/d |  |  |  | n/d |  |  |  |  | OpenStreetMap | {"type":"Feature","properties":{},"geometry":{"type":"LineString","coordinates":[[-100.28741,18.86484],[-100.28626,18.86484],[-100.28534,18.86485],[-100.28523,18.86459],[-100.28494,18.86391],[-100.28462,18.86315],[-100.28448,18.86288],[-100.28419,18.86233],[-100.28468,18.86175],[-100.28509,18.86116],[-100.28549,18.86058],[-100.2859,18.86],[-100.28629,18.85943],[-100.28671,18.85882],[-100.28712,18.85824],[-100.28758,18.85758],[-100.28801,18.85695],[-100.28839,18.85642],[-100.2888,18.85584],[-100.28926,18.85521],[-100.28973,18.85456],[-100.28997,18.85425],[-100.29033,18.85374],[-100.29071,18.85321],[-100.29107,18.85271],[-100.29148,18.85213],[-100.29193,18.8515],[-100.29242,18.85081],[-100.29273,18.85037]]}}
Distribución MT | LineString | n/d |  |  |  | n/d |  |  |  |  | OpenStreetMap | {"type":"Feature","properties":{},"geometry":{"type":"LineString","coordinates":[[-100.26865,18.88015],[-100.26926,18.87965],[-100.26987,18.87947],[-100.2707,18.87928],[-100.27107,18.87911],[-100.27155,18.87918]]}}
Distribución MT | LineString | n/d |  |  |  | n/d |  |  |  |  | OpenStreetMap | {"type":"Feature","properties":{},"geometry":{"type":"LineString","coordinates":[[-100.28326,18.86186],[-100.2839,18.8611],[-100.28336,18.86177],[-100.28326,18.86186],[-100.28419,18.86233]]}}
Distribución MT | LineString | n/d |  |  |  | n/d |  |  |  |  | OpenStreetMap | {"type":"Feature","properties":{},"geometry":{"type":"LineString","coordinates":[[-100.27121,18.87973],[-100.27154,18.87919],[-100.27155,18.87918],[-100.2718,18.87878],[-100.27207,18.87837],[-100.27238,18.87788],[-100.27269,18.87752],[-100.27301,18.87727]]}}
Distribución MT | LineString | n/d |  |  |  | n/d |  |  |  |  | OpenStreetMap | {"type":"Feature","properties":{},"geometry":{"type":"LineString","coordinates":[[-100.27262,18.87663],[-100.27277,18.87692],[-100.27301,18.87727],[-100.27309,18.87684]]}}
Distribución MT | LineString | n/d |  |  |  | n/d |  |  |  |  | OpenStreetMap | {"type":"Feature","properties":{},"geometry":{"type":"LineString","coordinates":[[-100.2796,18.85952],[-100.27989,18.86005],[-100.28055,18.86041],[-100.28094,18.86078],[-100.28127,18.86113],[-100.28207,18.86093]]}}
Distribución MT | LineString | n/d |  |  |  | n/d |  |  |  |  | OpenStreetMap | {"type":"Feature","properties":{},"geometry":{"type":"LineString","coordinates":[[-100.25457,18.8987],[-100.25498,18.89828],[-100.25524,18.89764],[-100.25531,18.8975],[-100.25553,18.89699],[-100.25592,18.89651],[-100.25604,18.89632],[-100.25634,18.89588],[-100.25679,18.89547],[-100.25727,18.89552],[-100.25797,18.89555],[-100.25867,18.89559],[-100.25942,18.89538],[-100.25955,18.89487],[-100.25981,18.8941],[-100.25994,18.89346],[-100.26,18.89331],[-100.26024,18.89272],[-100.26086,18.89259],[-100.26169,18.89257],[-100.26173,18.89186],[-100.2618,18.89124],[-100.26182,18.89056],[-100.2623,18.89001],[-100.26297,18.88952],[-100.26367,18.88907],[-100.26366,18.88895],[-100.26361,18.88832],[-100.26401,18.88769],[-100.26465,18.88746],[-100.26482,18.88669],[-100.26494,18.88628],[-100.2651,18.88578],[-100.26556,18.88515],[-100.26599,18.88469],[-100.26598,18.88463],[-100.2659,18.88392],[-100.26601,18.88326],[-100.26621,18.88268],[-100.26673,18.88244]]}}
Distribución MT | LineString | n/d |  |  |  | n/d |  |  |  |  | OpenStreetMap | {"type":"Feature","properties":{},"geometry":{"type":"LineString","coordinates":[[-100.27622,18.88061],[-100.27559,18.8809],[-100.27539,18.8803],[-100.27499,18.87959],[-100.27449,18.87893],[-100.27398,18.87847],[-100.27342,18.87836],[-100.27299,18.87811],[-100.27257,18.87795],[-100.27256,18.87795],[-100.27238,18.87788],[-100.27204,18.87777],[-100.27188,18.87776],[-100.27167,18.87765],[-100.27103,18.87732],[-100.27062,18.87711]]}}
Distribución MT | LineString | n/d |  |  |  | n/d |  |  |  |  | OpenStreetMap | {"type":"Feature","properties":{},"geometry":{"type":"LineString","coordinates":[[-100.2791,18.86245],[-100.27952,18.86173],[-100.27965,18.8624],[-100.28085,18.86218],[-100.28101,18.86179],[-100.28216,18.86183],[-100.28326,18.86186]]}}
Distribución MT | LineString | n/d |  |  |  | n/d |  |  |  |  | OpenStreetMap | {"type":"Feature","properties":{},"geometry":{"type":"LineString","coordinates":[[-100.2638,18.87801],[-100.26333,18.87731],[-100.26275,18.87649],[-100.26302,18.87688],[-100.26332,18.87732],[-100.2637,18.87787],[-100.26406,18.8784],[-100.26448,18.879],[-100.26501,18.87971],[-100.26538,18.88031],[-100.2657,18.88082],[-100.26623,18.88167],[-100.26673,18.88244],[-100.26736,18.88216],[-100.26758,18.88153],[-100.26773,18.88126],[-100.26791,18.88092],[-100.26807,18.88057],[-100.26845,18.88004],[-100.26879,18.87958],[-100.26893,18.87949],[-100.26916,18.87936],[-100.26952,18.87982],[-100.26982,18.8801],[-100.27021,18.8797],[-100.27065,18.87966],[-100.2707,18.87928]]}}
Distribución MT | LineString | n/d |  |  |  | n/d |  |  |  |  | OpenStreetMap | {"type":"Feature","properties":{},"geometry":{"type":"LineString","coordinates":[[-100.28342,18.86369],[-100.28367,18.86268],[-100.28375,18.86217],[-100.28326,18.86186]]}}
Distribución MT | LineString | n/d |  |  |  | n/d |  |  |  |  | OpenStreetMap | {"type":"Feature","properties":{},"geometry":{"type":"LineString","coordinates":[[-100.26153,18.8781],[-100.26175,18.87782],[-100.26214,18.87732],[-100.26247,18.8769],[-100.26275,18.87649],[-100.26309,18.87607],[-100.26342,18.87564]]}}
Distribución MT | LineString | n/d |  |  |  | n/d |  |  |  |  | OpenStreetMap | {"type":"Feature","properties":{},"geometry":{"type":"LineString","coordinates":[[-100.28378,18.85821],[-100.28371,18.85856],[-100.28362,18.85903]]}}
Distribución MT | LineString | n/d |  |  |  | n/d |  |  |  |  | OpenStreetMap | {"type":"Feature","properties":{},"geometry":{"type":"LineString","coordinates":[[-100.26853,18.87911],[-100.26911,18.87856],[-100.26957,18.87812],[-100.27016,18.87755],[-100.27062,18.87711],[-100.27084,18.8769],[-100.27153,18.87621],[-100.27216,18.8756],[-100.27267,18.8751],[-100.27331,18.87447],[-100.27376,18.87409],[-100.27402,18.87383],[-100.27441,18.87345],[-100.27486,18.873],[-100.27527,18.8726],[-100.27572,18.87216],[-100.27623,18.87165],[-100.27672,18.87116],[-100.27718,18.87071],[-100.27768,18.87023],[-100.27816,18.86975],[-100.27855,18.86937],[-100.27895,18.86902],[-100.27951,18.86848],[-100.28003,18.86799],[-100.28054,18.86749]]}}
Distribución MT | LineString | n/d |  |  |  | n/d |  |  |  |  | OpenStreetMap | {"type":"Feature","properties":{},"geometry":{"type":"LineString","coordinates":[[-102.30361,21.21932],[-102.30229,21.21798],[-102.30192,21.21742],[-102.29914,21.21369],[-102.2986,21.21297],[-102.29798,21.21214],[-102.29543,21.20871],[-102.29315,21.20635],[-102.29168,21.2026],[-102.2907,21.20059],[-102.28898,21.19821],[-102.28804,21.19694]]}}
Distribución MT | LineString | n/d |  |  |  | n/d |  |  |  |  | OpenStreetMap | {"type":"Feature","properties":{},"geometry":{"type":"LineString","coordinates":[[-100.29412,18.84891],[-100.29315,18.84898],[-100.29219,18.84903],[-100.29085,18.84899],[-100.29073,18.84927],[-100.29058,18.8496],[-100.29273,18.85037]]}}
Distribución MT | LineString | n/d |  |  |  | n/d |  |  |  |  | OpenStreetMap | {"type":"Feature","properties":{},"geometry":{"type":"LineString","coordinates":[[-89.48396,18.51444],[-89.48393,18.51521],[-89.48448,18.51704]]}}
Distribución MT | LineString | n/d |  |  |  | n/d |  |  |  |  | OpenStreetMap | {"type":"Feature","properties":{},"geometry":{"type":"LineString","coordinates":[[-100.42857,18.77594],[-100.42874,18.77538],[-100.42915,18.77543],[-100.42954,18.77548],[-100.42949,18.77554]]}}
Distribución MT | LineString | n/d |  |  |  | n/d |  |  |  |  | OpenStreetMap | {"type":"Feature","properties":{},"geometry":{"type":"LineString","coordinates":[[-89.4751,20.08127],[-89.47672,20.07986],[-89.47712,20.07932],[-89.47872,20.07719],[-89.47879,20.07686],[-89.47878,20.07647],[-89.47863,20.07435],[-89.47798,20.06737],[-89.47799,20.06703],[-89.47836,20.06635],[-89.47966,20.06338],[-89.48124,20.05993]]}}
Distribución MT | LineString | n/d |  |  |  | n/d |  |  |  |  | OpenStreetMap | {"type":"Feature","properties":{},"geometry":{"type":"LineString","coordinates":[[-89.47414,20.09711],[-89.47313,20.09883],[-89.46605,20.10222],[-89.46493,20.10272]]}}
Distribución MT | LineString | n/d |  |  |  | n/d |  |  |  |  | OpenStreetMap | {"type":"Feature","properties":{},"geometry":{"type":"LineString","coordinates":[[-89.53999,20.07734],[-89.53952,20.07817],[-89.53589,20.08008],[-89.53062,20.08039],[-89.53044,20.0804],[-89.52927,20.08091],[-89.52735,20.08176],[-89.524,20.08046],[-89.52257,20.08042],[-89.52128,20.08066],[-89.51947,20.0809],[-89.51909,20.08095],[-89.51473,20.08036]]}}
Distribución MT | LineString | n/d |  |  |  | n/d |  |  |  |  | OpenStreetMap | {"type":"Feature","properties":{},"geometry":{"type":"LineString","coordinates":[[-99.63856,17.96897],[-99.63709,17.96767],[-99.62506,17.96099],[-99.62264,17.95969],[-99.62008,17.95824]]}}
Distribución MT | LineString | n/d |  |  |  | n/d |  |  |  |  | OpenStreetMap | {"type":"Feature","properties":{},"geometry":{"type":"LineString","coordinates":[[-100.11951,18.81707],[-100.12209,18.81673],[-100.12239,18.81654],[-100.12241,18.81653],[-100.12274,18.8163],[-100.12307,18.81609],[-100.12339,18.81572],[-100.12365,18.81539],[-100.12566,18.81506],[-100.12592,18.81478],[-100.12605,18.81457],[-100.12514,18.81428],[-100.12476,18.81422]]}}
Distribución MT | LineString | n/d |  |  |  | n/d |  |  |  |  | OpenStreetMap | {"type":"Feature","properties":{},"geometry":{"type":"LineString","coordinates":[[-100.12753,18.81527],[-100.12689,18.81557],[-100.12625,18.81591],[-100.12574,18.81631],[-100.12526,18.81671],[-100.1246,18.81663],[-100.12412,18.81689],[-100.1237,18.81723]]}}
Distribución MT | LineString | n/d |  |  |  | n/d |  |  |  |  | OpenStreetMap | {"type":"Feature","properties":{},"geometry":{"type":"LineString","coordinates":[[-100.12239,18.81654],[-100.12311,18.81644]]}}
Distribución MT | LineString | n/d |  |  |  | n/d |  |  |  |  | OpenStreetMap | {"type":"Feature","properties":{},"geometry":{"type":"LineString","coordinates":[[-103.46739,25.54112],[-103.46705,25.54116],[-103.4669,25.54097],[-103.46689,25.54044],[-103.46719,25.54026],[-103.46787,25.54021],[-103.46871,25.54018],[-103.46896,25.54058],[-103.46877,25.54069],[-103.46889,25.54087],[-103.46889,25.54098]]}}
Distribución MT | LineString | n/d |  |  |  | n/d |  |  |  |  | OpenStreetMap | {"type":"Feature","properties":{},"geometry":{"type":"LineString","coordinates":[[-91.29542,17.58629],[-91.29562,17.58571],[-91.2958,17.58519]]}}
Distribución MT | LineString | n/d |  |  |  | n/d |  |  |  |  | OpenStreetMap | {"type":"Feature","properties":{},"geometry":{"type":"LineString","coordinates":[[-103.25964,20.7043],[-103.26024,20.70518]]}}
Distribución MT | LineString | n/d |  |  |  | n/d |  |  |  |  | OpenStreetMap | {"type":"Feature","properties":{},"geometry":{"type":"LineString","coordinates":[[-101.3929,19.48527],[-101.39334,19.48508],[-101.39377,19.48492],[-101.39416,19.48462],[-101.39382,19.48423],[-101.39389,19.48358]]}}
Distribución MT | LineString | n/d |  |  |  | n/d |  |  |  |  | OpenStreetMap | {"type":"Feature","properties":{},"geometry":{"type":"LineString","coordinates":[[-101.39416,19.48462],[-101.39452,19.48432],[-101.39489,19.48403],[-101.39533,19.48368],[-101.39595,19.4832],[-101.39617,19.48363],[-101.39648,19.48395]]}}
Distribución MT | LineString | n/d |  |  |  | n/d |  |  |  |  | OpenStreetMap | {"type":"Feature","properties":{},"geometry":{"type":"LineString","coordinates":[[-101.39533,19.48368],[-101.39508,19.48341]]}}
Distribución MT | LineString | n/d |  |  |  | n/d |  |  |  |  | OpenStreetMap | {"type":"Feature","properties":{},"geometry":{"type":"LineString","coordinates":[[-101.39543,19.48302],[-101.39595,19.4832]]}}
Distribución MT | LineString | n/d |  |  |  | n/d |  |  |  |  | OpenStreetMap | {"type":"Feature","properties":{},"geometry":{"type":"LineString","coordinates":[[-101.39595,19.4832],[-101.39636,19.48325],[-101.39683,19.4833],[-101.39726,19.48336],[-101.39768,19.4831]]}}
Distribución MT | LineString | n/d |  |  |  | n/d |  |  |  |  | OpenStreetMap | {"type":"Feature","properties":{},"geometry":{"type":"LineString","coordinates":[[-101.39636,19.48325],[-101.39669,19.4828],[-101.39702,19.48238],[-101.39733,19.48219],[-101.39779,19.48191],[-101.39863,19.48142],[-101.39954,19.48088],[-101.40014,19.481]]}}
Distribución MT | LineString | n/d |  |  |  | n/d |  |  |  |  | OpenStreetMap | {"type":"Feature","properties":{},"geometry":{"type":"LineString","coordinates":[[-101.39325,19.48639],[-101.39345,19.48583],[-101.3936,19.4854],[-101.39377,19.48492],[-101.39408,19.48509],[-101.3946,19.48479]]}}
Distribución MT | LineString | n/d |  |  |  | n/d |  |  |  |  | OpenStreetMap | {"type":"Feature","properties":{},"geometry":{"type":"LineString","coordinates":[[-101.40014,19.481],[-101.40025,19.48051],[-101.40037,19.48006],[-101.40025,19.47947]]}}
Distribución MT | LineString | n/d |  |  |  | n/d |  |  |  |  | OpenStreetMap | {"type":"Feature","properties":{},"geometry":{"type":"LineString","coordinates":[[-101.40014,19.481],[-101.4006,19.48108],[-101.40091,19.48142],[-101.40119,19.48172],[-101.40145,19.48172]]}}
Distribución MT | LineString | n/d |  |  |  | n/d |  |  |  |  | OpenStreetMap | {"type":"Feature","properties":{},"geometry":{"type":"LineString","coordinates":[[-101.39879,19.4845],[-101.39849,19.48435],[-101.39808,19.48414],[-101.39763,19.48395],[-101.39726,19.48374],[-101.39726,19.48336]]}}
Distribución MT | LineString | n/d |  |  |  | n/d |  |  |  |  | OpenStreetMap | {"type":"Feature","properties":{},"geometry":{"type":"LineString","coordinates":[[-101.39768,19.4831],[-101.3978,19.48305],[-101.3979,19.48307],[-101.3981,19.48302],[-101.39823,19.48295],[-101.39839,19.48284]]}}
Distribución MT | LineString | n/d |  |  |  | n/d |  |  |  |  | OpenStreetMap | {"type":"Feature","properties":{},"geometry":{"type":"LineString","coordinates":[[-101.39606,19.48449],[-101.39571,19.4841],[-101.39533,19.48368]]}}
Distribución MT | LineString | n/d |  |  |  | n/d |  |  |  |  | OpenStreetMap | {"type":"Feature","properties":{},"geometry":{"type":"LineString","coordinates":[[-116.90724,32.44488],[-116.9088,32.44701],[-116.90918,32.44731],[-116.90929,32.44748],[-116.90931,32.4481],[-116.90925,32.44876]]}}
Distribución MT | LineString | n/d |  |  |  | n/d |  |  |  |  | OpenStreetMap | {"type":"Feature","properties":{},"geometry":{"type":"LineString","coordinates":[[-101.30129,19.66682],[-101.3014,19.66685],[-101.30176,19.66676],[-101.30216,19.66665],[-101.3029,19.66723]]}}
Distribución MT | LineString | n/d |  |  |  | n/d |  |  |  |  | OpenStreetMap | {"type":"Feature","properties":{},"geometry":{"type":"LineString","coordinates":[[-101.3014,19.66679],[-101.30173,19.6667],[-101.3021,19.66661],[-101.30258,19.66662],[-101.30306,19.66661]]}}
Distribución MT | LineString | n/d |  |  |  | n/d |  |  |  |  | OpenStreetMap | {"type":"Feature","properties":{},"geometry":{"type":"LineString","coordinates":[[-97.89402,26.05713],[-97.89512,26.05701],[-97.89614,26.05689],[-97.89814,26.0566],[-97.9016,26.05625],[-97.90279,26.05612],[-97.9051,26.05584],[-97.90744,26.05558]]}}
Distribución MT | LineString | n/d |  |  |  | n/d |  |  |  |  | OpenStreetMap | {"type":"Feature","properties":{},"geometry":{"type":"LineString","coordinates":[[-97.9869,20.21668],[-97.9864,20.21829],[-97.98506,20.22024],[-97.98205,20.22364],[-97.97831,20.22713]]}}
Distribución MT | LineString | n/d |  |  |  | n/d |  |  |  |  | OpenStreetMap | {"type":"Feature","properties":{},"geometry":{"type":"LineString","coordinates":[[-97.98805,20.2172],[-97.98875,20.21618],[-97.99067,20.21524]]}}
Distribución MT | LineString | n/d |  |  |  | n/d |  |  |  |  | OpenStreetMap | {"type":"Feature","properties":{},"geometry":{"type":"LineString","coordinates":[[-98.12701,25.98389],[-98.12693,25.98248]]}}
Distribución MT | LineString | n/d |  |  |  | n/d |  |  |  |  | OpenStreetMap | {"type":"Feature","properties":{},"geometry":{"type":"LineString","coordinates":[[-102.46709,23.29843],[-102.46537,23.29835],[-102.46427,23.2983],[-102.46201,23.29825],[-102.46003,23.29821],[-102.45864,23.29817],[-102.45722,23.29812],[-102.45578,23.29806],[-102.45437,23.29804],[-102.45386,23.29801],[-102.45401,23.29921],[-102.45415,23.30027],[-102.45432,23.30135],[-102.45447,23.30237],[-102.45458,23.3035],[-102.45461,23.30407],[-102.45466,23.30459],[-102.45475,23.30567],[-102.45485,23.30674],[-102.45485,23.30802],[-102.45433,23.30895],[-102.45384,23.30994],[-102.45333,23.31089],[-102.4528,23.31182],[-102.45229,23.3128],[-102.4518,23.31376],[-102.45129,23.31473],[-102.45077,23.31569],[-102.45027,23.31665],[-102.44978,23.31763],[-102.44924,23.31858],[-102.44874,23.31954],[-102.44825,23.32052],[-102.44774,23.32147],[-102.44724,23.32245],[-102.44673,23.32342],[-102.4462,23.32438],[-102.4457,23.32534],[-102.44519,23.32629],[-102.44468,23.32726],[-102.44418,23.32822],[-102.44367,23.32919],[-102.44316,23.33015],[-102.44265,23.3311],[-102.44213,23.33207],[-102.4416,23.33303],[-102.4411,23.33399],[-102.44059,23.33495],[-102.44008,23.33592],[-102.43957,23.33686],[-102.43904,23.33766],[-102.43835,23.33857],[-102.43769,23.33928],[-102.43699,23.34002],[-102.4363,23.34074],[-102.43561,23.34146],[-102.43492,23.34218],[-102.43422,23.34293]]}}
Distribución MT | LineString | n/d |  |  |  | n/d |  |  |  |  | OpenStreetMap | {"type":"Feature","properties":{},"geometry":{"type":"LineString","coordinates":[[-105.51732,23.75794],[-105.51264,23.75994],[-105.51044,23.76078],[-105.5069,23.75916],[-105.50884,23.74985],[-105.50775,23.74771],[-105.50606,23.7468],[-105.50109,23.73711]]}}
Distribución MT | LineString | n/d |  |  |  | n/d |  |  |  |  | OpenStreetMap | {"type":"Feature","properties":{},"geometry":{"type":"LineString","coordinates":[[-105.42019,23.76151],[-105.40257,23.75811],[-105.39353,23.76778],[-105.39311,23.77698],[-105.3819,23.7804],[-105.37981,23.78346]]}}
Distribución MT | LineString | n/d |  |  |  | n/d |  |  |  |  | OpenStreetMap | {"type":"Feature","properties":{},"geometry":{"type":"LineString","coordinates":[[-98.44818,20.10331],[-98.44787,20.10374],[-98.44765,20.10404],[-98.44741,20.10441],[-98.44707,20.10491],[-98.44664,20.10534],[-98.44643,20.10552]]}}
Distribución MT | LineString | n/d |  |  |  | n/d |  |  |  |  | OpenStreetMap | {"type":"Feature","properties":{},"geometry":{"type":"LineString","coordinates":[[-98.48359,20.14678],[-98.48378,20.14638]]}}
Distribución MT | LineString | n/d |  |  |  | n/d |  |  |  |  | OpenStreetMap | {"type":"Feature","properties":{},"geometry":{"type":"LineString","coordinates":[[-109.83195,22.9261],[-109.83187,22.92591],[-109.8332,22.92546],[-109.83519,22.92491],[-109.83672,22.92457],[-109.83732,22.92449],[-109.83787,22.9244],[-109.8393,22.92421],[-109.83986,22.92425],[-109.84053,22.92431],[-109.84123,22.92416],[-109.8419,22.92387],[-109.84245,22.92358],[-109.844,22.9233],[-109.84447,22.92322],[-109.84514,22.92301],[-109.84573,22.92274],[-109.84638,22.92231],[-109.84684,22.92192],[-109.8473,22.92142],[-109.84762,22.92085],[-109.84785,22.92033],[-109.84803,22.91974],[-109.8481,22.9191],[-109.84818,22.91827],[-109.84828,22.91743],[-109.84833,22.91684],[-109.84844,22.91584],[-109.84851,22.91519],[-109.84873,22.91404],[-109.84837,22.91395],[-109.84803,22.91385]]}}
Distribución MT | LineString | n/d |  |  |  | n/d |  |  |  |  | OpenStreetMap | {"type":"Feature","properties":{},"geometry":{"type":"LineString","coordinates":[[-98.43089,20.1112],[-98.43106,20.11151],[-98.43106,20.11161]]}}
Distribución MT | LineString | n/d |  |  |  | n/d |  |  |  |  | OpenStreetMap | {"type":"Feature","properties":{},"geometry":{"type":"LineString","coordinates":[[-109.86476,22.90703],[-109.8653,22.90731],[-109.86606,22.90711],[-109.86685,22.90689],[-109.86714,22.90681],[-109.86809,22.90657],[-109.86891,22.90636],[-109.86991,22.90608],[-109.87024,22.90598]]}}
Distribución MT | LineString | n/d |  |  |  | n/d |  |  |  |  | OpenStreetMap | {"type":"Feature","properties":{},"geometry":{"type":"LineString","coordinates":[[-109.85549,22.90957],[-109.85562,22.90994],[-109.8554,22.90999],[-109.85475,22.91017]]}}
Distribución MT | LineString | n/d |  |  |  | n/d |  |  |  |  | OpenStreetMap | {"type":"Feature","properties":{},"geometry":{"type":"LineString","coordinates":[[-109.8556,22.9094],[-109.85532,22.90875]]}}
Distribución MT | LineString | n/d |  |  |  | n/d |  |  |  |  | OpenStreetMap | {"type":"Feature","properties":{},"geometry":{"type":"LineString","coordinates":[[-109.85941,22.90837],[-109.85946,22.90848],[-109.85962,22.90885],[-109.85896,22.90903],[-109.85816,22.90925],[-109.85745,22.90944],[-109.85642,22.90973]]}}
Distribución MT | LineString | n/d |  |  |  | n/d |  |  |  |  | OpenStreetMap | {"type":"Feature","properties":{},"geometry":{"type":"LineString","coordinates":[[-99.07611,19.40848],[-99.07628,19.40856],[-99.07669,19.40849],[-99.07668,19.40828],[-99.07666,19.40827]]}}
Distribución MT | LineString | n/d |  |  |  | n/d |  |  |  |  | OpenStreetMap | {"type":"Feature","properties":{},"geometry":{"type":"LineString","coordinates":[[-99.07503,19.40818],[-99.07472,19.408],[-99.07428,19.40774],[-99.07394,19.40755],[-99.07376,19.40744],[-99.07353,19.40731],[-99.07327,19.40716],[-99.07312,19.40708],[-99.07277,19.40687],[-99.0724,19.40666],[-99.07197,19.40641],[-99.07162,19.40622],[-99.07129,19.40603],[-99.07102,19.40587],[-99.07088,19.40579]]}}
Distribución MT | LineString | n/d |  |  |  | n/d |  |  |  |  | OpenStreetMap | {"type":"Feature","properties":{},"geometry":{"type":"LineString","coordinates":[[-99.07572,19.40857],[-99.07577,19.4086],[-99.07582,19.40863]]}}
Distribución MT | LineString | n/d |  |  |  | n/d |  |  |  |  | OpenStreetMap | {"type":"Feature","properties":{},"geometry":{"type":"LineString","coordinates":[[-98.6783,20.13966],[-98.67742,20.14079],[-98.67683,20.14165]]}}
Distribución MT | LineString | n/d |  |  |  | n/d |  |  |  |  | OpenStreetMap | {"type":"Feature","properties":{},"geometry":{"type":"LineString","coordinates":[[-98.67322,20.14461],[-98.6731,20.1448],[-98.67236,20.14586],[-98.67197,20.14647],[-98.67121,20.1479],[-98.67082,20.14831],[-98.67033,20.14882],[-98.66959,20.14986],[-98.66929,20.15028],[-98.66833,20.15178],[-98.66762,20.15284],[-98.66736,20.15321],[-98.66715,20.15352],[-98.66694,20.15381],[-98.66525,20.15642],[-98.66412,20.15816],[-98.66347,20.15918],[-98.66326,20.15948],[-98.66298,20.1599],[-98.66254,20.16047],[-98.66168,20.16159],[-98.65972,20.16318],[-98.65709,20.16545],[-98.6554,20.16686],[-98.6529,20.16899],[-98.65181,20.17032],[-98.651,20.1713]]}}
Distribución MT | LineString | n/d |  |  |  | n/d |  |  |  |  | OpenStreetMap | {"type":"Feature","properties":{},"geometry":{"type":"LineString","coordinates":[[-98.67683,20.14165],[-98.67632,20.14238],[-98.67581,20.14282],[-98.67545,20.14321],[-98.67511,20.14358],[-98.67477,20.14411],[-98.67415,20.14418],[-98.6733,20.14458],[-98.673,20.14496],[-98.67268,20.14534]]}}
Distribución MT | LineString | n/d |  |  |  | n/d |  |  |  |  | OpenStreetMap | {"type":"Feature","properties":{},"geometry":{"type":"LineString","coordinates":[[-98.61194,20.20302],[-98.6081,20.20561],[-98.60707,20.20622],[-98.60346,20.20862],[-98.60118,20.21013],[-98.59976,20.21108],[-98.59917,20.21147],[-98.59861,20.21184],[-98.59804,20.21223],[-98.59737,20.21266],[-98.59631,20.21338],[-98.59544,20.21397],[-98.59484,20.21433],[-98.59397,20.21494],[-98.59295,20.21561],[-98.5916,20.21651],[-98.58924,20.21803],[-98.58798,20.21889],[-98.58744,20.21926],[-98.58493,20.22092],[-98.58358,20.22183],[-98.58266,20.22245],[-98.58207,20.22282],[-98.58141,20.22326],[-98.58064,20.22378],[-98.57969,20.22444],[-98.57777,20.2259]]}}
Distribución MT | LineString | n/d |  |  |  | n/d |  |  |  |  | OpenStreetMap | {"type":"Feature","properties":{},"geometry":{"type":"LineString","coordinates":[[-98.56253,20.23847],[-98.56334,20.23718],[-98.56372,20.23654],[-98.56429,20.23562],[-98.56482,20.23478],[-98.56525,20.23412],[-98.56546,20.2338],[-98.56638,20.23315],[-98.56702,20.2327],[-98.56766,20.23232],[-98.56848,20.23181],[-98.56903,20.23147],[-98.56948,20.23118],[-98.573,20.22909],[-98.57777,20.2259]]}}
Distribución MT | LineString | n/d |  |  |  | n/d |  |  |  |  | OpenStreetMap | {"type":"Feature","properties":{},"geometry":{"type":"LineString","coordinates":[[-98.67741,20.14156],[-98.67855,20.14069],[-98.67948,20.13975],[-98.68016,20.13907],[-98.68097,20.13842],[-98.68162,20.13786],[-98.68222,20.13736],[-98.68288,20.13664],[-98.68323,20.13628]]}}
Distribución MT | LineString | n/d |  |  |  | n/d |  |  |  |  | OpenStreetMap | {"type":"Feature","properties":{},"geometry":{"type":"LineString","coordinates":[[-98.67325,20.14458],[-98.6733,20.14458]]}}
Distribución MT | LineString | n/d |  |  |  | n/d |  |  |  |  | OpenStreetMap | {"type":"Feature","properties":{},"geometry":{"type":"LineString","coordinates":[[-98.67322,20.14456],[-98.673,20.14406],[-98.67322,20.14361],[-98.67333,20.14316],[-98.67343,20.14278]]}}
Distribución MT | LineString | 13.8 kV | 1 |  |  | n/d |  |  |  |  | OpenStreetMap | {"type":"Feature","properties":{},"geometry":{"type":"LineString","coordinates":[[-96.13718,19.189],[-96.13725,19.18906]]}}
Distribución MT | LineString | 13.8 kV | 1 |  |  | n/d |  |  |  |  | OpenStreetMap | {"type":"Feature","properties":{},"geometry":{"type":"LineString","coordinates":[[-96.13707,19.18814],[-96.13709,19.18843],[-96.13712,19.1887],[-96.13714,19.18897]]}}
Distribución MT | LineString | 13.8 kV | 1 |  |  | n/d |  |  |  |  | OpenStreetMap | {"type":"Feature","properties":{},"geometry":{"type":"LineString","coordinates":[[-96.13632,19.18965],[-96.13614,19.18968]]}}
Distribución MT | LineString | 13.8 kV | 1 |  |  | n/d |  |  |  |  | OpenStreetMap | {"type":"Feature","properties":{},"geometry":{"type":"LineString","coordinates":[[-96.1369,19.18797],[-96.13693,19.18865],[-96.13696,19.18901],[-96.13736,19.18955]]}}
Distribución MT | LineString | 13.8 kV | 1 |  |  | n/d |  |  |  |  | OpenStreetMap | {"type":"Feature","properties":{},"geometry":{"type":"LineString","coordinates":[[-96.137,19.18953],[-96.13696,19.18911]]}}
Distribución MT | LineString | 13.8 kV | 1 |  |  | n/d |  |  |  |  | OpenStreetMap | {"type":"Feature","properties":{},"geometry":{"type":"LineString","coordinates":[[-96.13632,19.18965],[-96.13628,19.18932],[-96.13622,19.18893],[-96.13618,19.18864],[-96.13616,19.18846],[-96.13651,19.18839],[-96.1366,19.18837],[-96.1369,19.18832],[-96.13723,19.18825]]}}
Distribución MT | LineString | 13.8 kV | 1 |  |  | n/d |  |  |  |  | OpenStreetMap | {"type":"Feature","properties":{},"geometry":{"type":"LineString","coordinates":[[-96.13707,19.19012],[-96.13724,19.19021],[-96.1375,19.19015],[-96.1377,19.18999],[-96.13809,19.18974],[-96.13835,19.18958],[-96.13838,19.18956],[-96.13863,19.18939],[-96.13891,19.18919],[-96.13915,19.18902],[-96.1394,19.18884],[-96.13967,19.18865],[-96.14003,19.18839]]}}
Distribución MT | LineString | 13.8 kV | 1 |  |  | n/d |  |  |  |  | OpenStreetMap | {"type":"Feature","properties":{},"geometry":{"type":"LineString","coordinates":[[-96.13708,19.19034],[-96.13707,19.19012],[-96.13704,19.18979],[-96.13702,19.18962],[-96.137,19.18953],[-96.13667,19.18959],[-96.13632,19.18965]]}}
Distribución MT | LineString | 13.8 kV |  |  |  | n/d |  |  |  |  | OpenStreetMap | {"type":"Feature","properties":{},"geometry":{"type":"LineString","coordinates":[[-96.14965,19.19862],[-96.14934,19.19838],[-96.14971,19.19816],[-96.1499,19.19804],[-96.15053,19.19764],[-96.1517,19.1969],[-96.1529,19.19854],[-96.15315,19.19889],[-96.15378,19.19972],[-96.15441,19.20056],[-96.15331,19.20129],[-96.15256,19.20181],[-96.15162,19.20241],[-96.15182,19.20269],[-96.15215,19.20313]]}}
Distribución MT | LineString | 13.8 kV |  |  |  | n/d |  |  |  |  | OpenStreetMap | {"type":"Feature","properties":{},"geometry":{"type":"LineString","coordinates":[[-96.14404,19.18598],[-96.14445,19.18656],[-96.14507,19.18743],[-96.1466,19.18961],[-96.14773,19.19117],[-96.14878,19.19263],[-96.14948,19.19363],[-96.15059,19.19517],[-96.15066,19.19526],[-96.15114,19.19589],[-96.15304,19.1985],[-96.15328,19.19883],[-96.15389,19.19965],[-96.15515,19.20133],[-96.15714,19.19999],[-96.15849,19.19912],[-96.16217,19.19664],[-96.16225,19.19648]]}}
Distribución MT | LineString | 13.8 kV |  |  |  | n/d |  |  |  |  | OpenStreetMap | {"type":"Feature","properties":{},"geometry":{"type":"LineString","coordinates":[[-96.1521,19.19956],[-96.15226,19.19982]]}}
Distribución MT | LineString | 13.8 kV |  |  |  | n/d |  |  |  |  | OpenStreetMap | {"type":"Feature","properties":{},"geometry":{"type":"LineString","coordinates":[[-96.14859,19.20192],[-96.1521,19.19956],[-96.15315,19.19889],[-96.15328,19.19883]]}}
Distribución MT | LineString | 13.8 kV |  |  |  | n/d |  |  |  |  | OpenStreetMap | {"type":"Feature","properties":{},"geometry":{"type":"LineString","coordinates":[[-96.14357,19.20655],[-96.14336,19.2063],[-96.1432,19.20607],[-96.14312,19.20596],[-96.14294,19.20571],[-96.14407,19.20495],[-96.14422,19.20483],[-96.14462,19.20457],[-96.14749,19.20265]]}}
Distribución MT | LineString | 13.8 kV |  |  |  | n/d |  |  |  |  | OpenStreetMap | {"type":"Feature","properties":{},"geometry":{"type":"LineString","coordinates":[[-96.14298,19.20694],[-96.14307,19.20688],[-96.1432,19.2068],[-96.14331,19.20672],[-96.14357,19.20655],[-96.14383,19.20637],[-96.14403,19.20624]]}}
Distribución MT | LineString | 13.8 kV |  |  |  | n/d |  |  |  |  | OpenStreetMap | {"type":"Feature","properties":{},"geometry":{"type":"LineString","coordinates":[[-96.15256,19.20181],[-96.15192,19.20095],[-96.15269,19.20044],[-96.15226,19.19982]]}}
Distribución MT | LineString | 13.8 kV |  |  |  | n/d |  |  |  |  | OpenStreetMap | {"type":"Feature","properties":{},"geometry":{"type":"LineString","coordinates":[[-96.14572,19.19276],[-96.14562,19.19262],[-96.14468,19.19327],[-96.14448,19.1934],[-96.14445,19.19342]]}}
Distribución MT | LineString | 13.8 kV |  |  |  | n/d |  |  |  |  | OpenStreetMap | {"type":"Feature","properties":{},"geometry":{"type":"LineString","coordinates":[[-96.14483,19.19512],[-96.14564,19.19461],[-96.14614,19.1943]]}}
Distribución MT | LineString | 13.8 kV |  |  |  | n/d |  |  |  |  | OpenStreetMap | {"type":"Feature","properties":{},"geometry":{"type":"LineString","coordinates":[[-96.14934,19.19838],[-96.14769,19.19695],[-96.14721,19.19654],[-96.147,19.19627],[-96.14616,19.19512],[-96.14581,19.19483],[-96.14564,19.19461],[-96.14557,19.19452],[-96.14468,19.19327]]}}
Distribución MT | LineString | 13.8 kV |  |  |  | n/d |  |  |  |  | OpenStreetMap | {"type":"Feature","properties":{},"geometry":{"type":"LineString","coordinates":[[-96.15714,19.19999],[-96.15723,19.2001]]}}
Distribución MT | LineString | 13.8 kV |  |  |  | n/d |  |  |  |  | OpenStreetMap | {"type":"Feature","properties":{},"geometry":{"type":"LineString","coordinates":[[-96.16277,19.19625],[-96.16281,19.1963]]}}
Distribución MT | LineString | 13.8 kV |  |  |  | n/d |  |  |  |  | OpenStreetMap | {"type":"Feature","properties":{},"geometry":{"type":"LineString","coordinates":[[-96.16313,19.19602],[-96.16277,19.19625],[-96.16246,19.19645]]}}
Distribución MT | LineString | 13.8 kV |  |  |  | n/d |  |  |  |  | OpenStreetMap | {"type":"Feature","properties":{},"geometry":{"type":"LineString","coordinates":[[-96.16246,19.19645],[-96.1624,19.19649],[-96.16217,19.19664]]}}
Distribución MT | LineString | 13.8 kV |  |  |  | n/d |  |  |  |  | OpenStreetMap | {"type":"Feature","properties":{},"geometry":{"type":"LineString","coordinates":[[-96.15389,19.19965],[-96.15402,19.19957]]}}
Distribución MT | LineString | 13.8 kV |  |  |  | n/d |  |  |  |  | OpenStreetMap | {"type":"Feature","properties":{},"geometry":{"type":"LineString","coordinates":[[-96.14297,19.1889],[-96.14313,19.18879]]}}
Distribución MT | LineString | 13.8 kV |  |  |  | n/d |  |  |  |  | OpenStreetMap | {"type":"Feature","properties":{},"geometry":{"type":"LineString","coordinates":[[-96.14256,19.18791],[-96.14237,19.18804],[-96.14183,19.18841]]}}
Distribución MT | LineString | 13.8 kV |  |  |  | n/d |  |  |  |  | OpenStreetMap | {"type":"Feature","properties":{},"geometry":{"type":"LineString","coordinates":[[-96.14503,19.19183],[-96.14361,19.18981],[-96.14297,19.1889],[-96.14237,19.18804],[-96.14223,19.18784]]}}
Distribución MT | LineString | 13.8 kV |  |  |  | n/d |  |  |  |  | OpenStreetMap | {"type":"Feature","properties":{},"geometry":{"type":"LineString","coordinates":[[-96.14361,19.18981],[-96.14393,19.18957]]}}
Distribución MT | LineString | 13.8 kV |  |  |  | n/d |  |  |  |  | OpenStreetMap | {"type":"Feature","properties":{},"geometry":{"type":"LineString","coordinates":[[-96.14503,19.19183],[-96.14486,19.19195]]}}
Distribución MT | LineString | 13.8 kV |  |  |  | n/d |  |  |  |  | OpenStreetMap | {"type":"Feature","properties":{},"geometry":{"type":"LineString","coordinates":[[-96.14562,19.19262],[-96.14503,19.19183]]}}
Distribución MT | LineString | 13.8 kV |  |  |  | n/d |  |  |  |  | OpenStreetMap | {"type":"Feature","properties":{},"geometry":{"type":"LineString","coordinates":[[-96.15107,19.195],[-96.15152,19.19472]]}}
Distribución MT | LineString | 13.8 kV |  |  |  | n/d |  |  |  |  | OpenStreetMap | {"type":"Feature","properties":{},"geometry":{"type":"LineString","coordinates":[[-96.14769,19.19695],[-96.14849,19.19646],[-96.15048,19.1952],[-96.15069,19.19525],[-96.15107,19.195],[-96.15138,19.19544],[-96.15255,19.19699]]}}
Distribución MT | LineString | 13.8 kV |  |  |  | n/d |  |  |  |  | OpenStreetMap | {"type":"Feature","properties":{},"geometry":{"type":"LineString","coordinates":[[-96.15138,19.19544],[-96.15185,19.19514]]}}
Distribución MT | LineString | 13.8 kV |  |  |  | n/d |  |  |  |  | OpenStreetMap | {"type":"Feature","properties":{},"geometry":{"type":"LineString","coordinates":[[-96.14849,19.19646],[-96.14795,19.19567]]}}
Distribución MT | LineString | 13.8 kV |  |  |  | n/d |  |  |  |  | OpenStreetMap | {"type":"Feature","properties":{},"geometry":{"type":"LineString","coordinates":[[-96.14837,19.19433],[-96.14793,19.19462]]}}
Distribución MT | LineString | 13.8 kV |  |  |  | n/d |  |  |  |  | OpenStreetMap | {"type":"Feature","properties":{},"geometry":{"type":"LineString","coordinates":[[-96.14665,19.19193],[-96.14765,19.19334],[-96.14837,19.19433],[-96.14855,19.19456]]}}
Distribución MT | LineString | 13.8 kV |  |  |  | n/d |  |  |  |  | OpenStreetMap | {"type":"Feature","properties":{},"geometry":{"type":"LineString","coordinates":[[-96.14773,19.19117],[-96.14855,19.19058]]}}
Distribución MT | LineString | 13.8 kV |  |  |  | n/d |  |  |  |  | OpenStreetMap | {"type":"Feature","properties":{},"geometry":{"type":"LineString","coordinates":[[-96.14962,19.19207],[-96.14878,19.19263]]}}
Distribución MT | LineString | 13.8 kV |  |  |  | n/d |  |  |  |  | OpenStreetMap | {"type":"Feature","properties":{},"geometry":{"type":"LineString","coordinates":[[-96.14614,19.1943],[-96.14672,19.19393],[-96.14765,19.19334],[-96.14878,19.19263]]}}
Distribución MT | LineString | 13.8 kV |  |  |  | n/d |  |  |  |  | OpenStreetMap | {"type":"Feature","properties":{},"geometry":{"type":"LineString","coordinates":[[-96.15094,19.1939],[-96.15034,19.19307],[-96.14948,19.19363]]}}
Distribución MT | LineString | 13.8 kV |  |  |  | n/d |  |  |  |  | OpenStreetMap | {"type":"Feature","properties":{},"geometry":{"type":"LineString","coordinates":[[-96.15114,19.19589],[-96.15102,19.196],[-96.15078,19.19614]]}}
Distribución MT | LineString | 13.8 kV |  |  |  | n/d |  |  |  |  | OpenStreetMap | {"type":"Feature","properties":{},"geometry":{"type":"LineString","coordinates":[[-96.14672,19.19393],[-96.14634,19.19339]]}}
Distribución MT | LineString | 13.8 kV |  |  |  | n/d |  |  |  |  | OpenStreetMap | {"type":"Feature","properties":{},"geometry":{"type":"LineString","coordinates":[[-96.14714,19.19453],[-96.14672,19.19393]]}}
Distribución MT | LineString | 13.8 kV |  |  |  | n/d |  |  |  |  | OpenStreetMap | {"type":"Feature","properties":{},"geometry":{"type":"LineString","coordinates":[[-96.14592,19.19668],[-96.14606,19.19688]]}}
Distribución MT | LineString | 13.8 kV |  |  |  | n/d |  |  |  |  | OpenStreetMap | {"type":"Feature","properties":{},"geometry":{"type":"LineString","coordinates":[[-96.147,19.19627],[-96.14606,19.19688],[-96.14543,19.19728],[-96.14538,19.19731]]}}
Distribución MT | LineString | 13.8 kV |  |  |  | n/d |  |  |  |  | OpenStreetMap | {"type":"Feature","properties":{},"geometry":{"type":"LineString","coordinates":[[-96.14656,19.19764],[-96.14615,19.19702],[-96.14606,19.19688]]}}
Distribución MT | LineString | 13.8 kV |  |  |  | n/d |  |  |  |  | OpenStreetMap | {"type":"Feature","properties":{},"geometry":{"type":"LineString","coordinates":[[-96.14524,19.19573],[-96.1456,19.19549],[-96.14566,19.19545]]}}
Distribución MT | LineString | 13.8 kV |  |  |  | n/d |  |  |  |  | OpenStreetMap | {"type":"Feature","properties":{},"geometry":{"type":"LineString","coordinates":[[-96.14553,19.19614],[-96.14524,19.19573]]}}
Distribución MT | LineString | 13.8 kV |  |  |  | n/d |  |  |  |  | OpenStreetMap | {"type":"Feature","properties":{},"geometry":{"type":"LineString","coordinates":[[-96.14464,19.19609],[-96.14524,19.19573]]}}
Distribución MT | LineString | 13.8 kV |  |  |  | n/d |  |  |  |  | OpenStreetMap | {"type":"Feature","properties":{},"geometry":{"type":"LineString","coordinates":[[-96.14524,19.19573],[-96.14483,19.19512]]}}
Distribución MT | LineString | 13.8 kV |  |  |  | n/d |  |  |  |  | OpenStreetMap | {"type":"Feature","properties":{},"geometry":{"type":"LineString","coordinates":[[-96.14368,19.19355],[-96.14389,19.19381],[-96.14476,19.19503],[-96.14483,19.19512]]}}
Distribución MT | LineString | 13.8 kV |  |  |  | n/d |  |  |  |  | OpenStreetMap | {"type":"Feature","properties":{},"geometry":{"type":"LineString","coordinates":[[-96.14334,19.19523],[-96.14344,19.19536],[-96.14376,19.1958]]}}
Distribución MT | LineString | 13.8 kV |  |  |  | n/d |  |  |  |  | OpenStreetMap | {"type":"Feature","properties":{},"geometry":{"type":"LineString","coordinates":[[-96.14448,19.19679],[-96.14472,19.19664]]}}
Distribución MT | LineString | 13.8 kV |  |  |  | n/d |  |  |  |  | OpenStreetMap | {"type":"Feature","properties":{},"geometry":{"type":"LineString","coordinates":[[-96.14376,19.1958],[-96.14341,19.19592],[-96.14271,19.1964]]}}
Distribución MT | LineString | 13.8 kV |  |  |  | n/d |  |  |  |  | OpenStreetMap | {"type":"Feature","properties":{},"geometry":{"type":"LineString","coordinates":[[-96.14376,19.1958],[-96.14483,19.19512]]}}
Distribución MT | LineString | 13.8 kV |  |  |  | n/d |  |  |  |  | OpenStreetMap | {"type":"Feature","properties":{},"geometry":{"type":"LineString","coordinates":[[-96.14466,19.19703],[-96.14461,19.19697],[-96.14448,19.19679],[-96.14376,19.1958]]}}
Distribución MT | LineString | 13.8 kV |  |  |  | n/d |  |  |  |  | OpenStreetMap | {"type":"Feature","properties":{},"geometry":{"type":"LineString","coordinates":[[-96.14404,19.19676],[-96.1442,19.19696],[-96.14352,19.19741]]}}
Distribución MT | LineString | 13.8 kV |  |  |  | n/d |  |  |  |  | OpenStreetMap | {"type":"Feature","properties":{},"geometry":{"type":"LineString","coordinates":[[-96.14236,19.19778],[-96.14253,19.19801],[-96.14352,19.19741]]}}
Distribución MT | LineString | 13.8 kV |  |  |  | n/d |  |  |  |  | OpenStreetMap | {"type":"Feature","properties":{},"geometry":{"type":"LineString","coordinates":[[-96.14433,19.19797],[-96.14407,19.19815],[-96.14352,19.19741]]}}
Distribución MT | LineString | 13.8 kV |  |  |  | n/d |  |  |  |  | OpenStreetMap | {"type":"Feature","properties":{},"geometry":{"type":"LineString","coordinates":[[-96.14179,19.19524],[-96.14236,19.19597],[-96.14271,19.1964]]}}
Distribución MT | LineString | 13.8 kV |  |  |  | n/d |  |  |  |  | OpenStreetMap | {"type":"Feature","properties":{},"geometry":{"type":"LineString","coordinates":[[-96.13999,19.19659],[-96.14084,19.19767],[-96.14227,19.1967]]}}
Distribución MT | LineString | 13.8 kV |  |  |  | n/d |  |  |  |  | OpenStreetMap | {"type":"Feature","properties":{},"geometry":{"type":"LineString","coordinates":[[-96.14352,19.19741],[-96.14271,19.1964]]}}
Distribución MT | LineString | 13.8 kV |  |  |  | n/d |  |  |  |  | OpenStreetMap | {"type":"Feature","properties":{},"geometry":{"type":"LineString","coordinates":[[-96.14253,19.19801],[-96.14272,19.19824]]}}
Distribución MT | LineString | 13.8 kV |  |  |  | n/d |  |  |  |  | OpenStreetMap | {"type":"Feature","properties":{},"geometry":{"type":"LineString","coordinates":[[-96.14457,19.19881],[-96.14363,19.19942],[-96.14226,19.20028]]}}
Distribución MT | LineString | 13.8 kV |  |  |  | n/d |  |  |  |  | OpenStreetMap | {"type":"Feature","properties":{},"geometry":{"type":"LineString","coordinates":[[-96.14407,19.19815],[-96.14387,19.19827]]}}
Distribución MT | LineString | 13.8 kV |  |  |  | n/d |  |  |  |  | OpenStreetMap | {"type":"Feature","properties":{},"geometry":{"type":"LineString","coordinates":[[-96.14512,19.19846],[-96.14457,19.19881],[-96.14407,19.19815]]}}
Distribución MT | LineString | 13.8 kV |  |  |  | n/d |  |  |  |  | OpenStreetMap | {"type":"Feature","properties":{},"geometry":{"type":"LineString","coordinates":[[-96.14227,19.1967],[-96.14271,19.1964]]}}
Distribución MT | LineString | 13.8 kV |  |  |  | n/d |  |  |  |  | OpenStreetMap | {"type":"Feature","properties":{},"geometry":{"type":"LineString","coordinates":[[-96.14084,19.19767],[-96.14072,19.19775]]}}
Distribución MT | LineString | 13.8 kV |  |  |  | n/d |  |  |  |  | OpenStreetMap | {"type":"Feature","properties":{},"geometry":{"type":"LineString","coordinates":[[-96.14389,19.19381],[-96.14325,19.19424]]}}
Distribución MT | LineString | n/d |  |  |  | n/d |  |  |  |  | OpenStreetMap | {"type":"Feature","properties":{},"geometry":{"type":"LineString","coordinates":[[-97.53306,19.26171],[-97.5341,19.2606],[-97.53506,19.2596],[-97.53596,19.25865],[-97.53687,19.25767],[-97.53791,19.25659],[-97.53889,19.2555],[-97.53995,19.2544],[-97.54098,19.25328],[-97.54199,19.25221],[-97.54303,19.25111],[-97.54405,19.25002],[-97.54496,19.24904],[-97.54592,19.24802],[-97.54682,19.24706],[-97.54773,19.24609],[-97.54867,19.24508],[-97.54964,19.24408],[-97.55062,19.24303],[-97.55168,19.24187],[-97.55266,19.24084],[-97.55362,19.23984],[-97.55451,19.23883],[-97.5553,19.23799],[-97.55625,19.237],[-97.55725,19.23593],[-97.55826,19.23485],[-97.55928,19.23377],[-97.56023,19.23275],[-97.56125,19.23168],[-97.56227,19.23058],[-97.56328,19.2295],[-97.56433,19.22839],[-97.56534,19.22731],[-97.56638,19.2262],[-97.56742,19.22509],[-97.5684,19.22405],[-97.56953,19.22286],[-97.57047,19.22184],[-97.57156,19.22068],[-97.57249,19.21968],[-97.57351,19.21858],[-97.57456,19.21749]]}}
Distribución MT | LineString | 13.8 kV |  |  |  | n/d |  |  |  |  | OpenStreetMap | {"type":"Feature","properties":{},"geometry":{"type":"LineString","coordinates":[[-96.14194,19.18746],[-96.14174,19.18719],[-96.14157,19.18695]]}}
Distribución MT | LineString | 13.8 kV |  |  |  | n/d |  |  |  |  | OpenStreetMap | {"type":"Feature","properties":{},"geometry":{"type":"LineString","coordinates":[[-96.14384,19.1857],[-96.14348,19.18596],[-96.14174,19.18719],[-96.14145,19.18738]]}}
Distribución MT | LineString | 13.8 kV |  |  |  | n/d |  |  |  |  | OpenStreetMap | {"type":"Feature","properties":{},"geometry":{"type":"LineString","coordinates":[[-96.14223,19.1817],[-96.14187,19.18117]]}}
Distribución MT | LineString | 13.8 kV |  |  |  | n/d |  |  |  |  | OpenStreetMap | {"type":"Feature","properties":{},"geometry":{"type":"LineString","coordinates":[[-96.14368,19.18453],[-96.14406,19.18429],[-96.14432,19.18409]]}}
Distribución MT | LineString | 13.8 kV |  |  |  | n/d |  |  |  |  | OpenStreetMap | {"type":"Feature","properties":{},"geometry":{"type":"LineString","coordinates":[[-96.14505,19.18615],[-96.14445,19.18656]]}}
Distribución MT | LineString | 13.8 kV |  |  |  | n/d |  |  |  |  | OpenStreetMap | {"type":"Feature","properties":{},"geometry":{"type":"LineString","coordinates":[[-96.14404,19.18598],[-96.14384,19.1857],[-96.14466,19.18514],[-96.14406,19.18429],[-96.14346,19.18345],[-96.14284,19.18257],[-96.14223,19.1817],[-96.14251,19.18152]]}}
Distribución MT | LineString | 13.8 kV |  |  |  | n/d |  |  |  |  | OpenStreetMap | {"type":"Feature","properties":{},"geometry":{"type":"LineString","coordinates":[[-96.14553,19.18634],[-96.1459,19.18686],[-96.14608,19.18711]]}}
Distribución MT | LineString | 13.8 kV |  |  |  | n/d |  |  |  |  | OpenStreetMap | {"type":"Feature","properties":{},"geometry":{"type":"LineString","coordinates":[[-96.14615,19.18668],[-96.1459,19.18686],[-96.14507,19.18743],[-96.14458,19.18776]]}}
Distribución MT | LineString | 13.8 kV |  |  |  | n/d |  |  |  |  | OpenStreetMap | {"type":"Feature","properties":{},"geometry":{"type":"LineString","coordinates":[[-96.14768,19.18886],[-96.14742,19.18906],[-96.1466,19.18961]]}}
Distribución MT | LineString | n/d |  |  |  | n/d |  |  |  |  | OpenStreetMap | {"type":"Feature","properties":{},"geometry":{"type":"LineString","coordinates":[[-99.46059,18.8467],[-99.46097,18.84691],[-99.46125,18.84648],[-99.46146,18.84603],[-99.462,18.84559],[-99.46173,18.84513]]}}
Distribución MT | LineString | n/d |  |  |  | n/d |  |  |  |  | OpenStreetMap | {"type":"Feature","properties":{},"geometry":{"type":"LineString","coordinates":[[-99.28387,19.1367],[-99.28378,19.13647],[-99.28346,19.13542],[-99.28305,19.13391],[-99.28262,19.13237],[-99.28212,19.13054],[-99.28171,19.12939],[-99.28123,19.12792],[-99.28014,19.12586],[-99.27287,19.11768],[-99.27164,19.11616],[-99.26554,19.10867]]}}
Distribución MT | LineString | n/d |  |  |  | n/d |  |  |  |  | OpenStreetMap | {"type":"Feature","properties":{},"geometry":{"type":"LineString","coordinates":[[-99.28393,19.13678],[-99.28433,19.13661],[-99.28519,19.13606],[-99.286,19.13559],[-99.28641,19.13535],[-99.28825,19.13419]]}}
Distribución MT | LineString | n/d |  |  |  | n/d |  |  |  |  | OpenStreetMap | {"type":"Feature","properties":{},"geometry":{"type":"LineString","coordinates":[[-99.46097,18.84691],[-99.46111,18.8474],[-99.46064,18.84785],[-99.46024,18.84768],[-99.4597,18.84795],[-99.459,18.84831],[-99.45897,18.84853],[-99.45906,18.84887],[-99.45965,18.84908]]}}
Distribución MT | LineString | n/d |  |  |  | n/d |  |  |  |  | OpenStreetMap | {"type":"Feature","properties":{},"geometry":{"type":"LineString","coordinates":[[-97.46178,19.69064],[-97.46112,19.691],[-97.45865,19.69234],[-97.45797,19.69361],[-97.45748,19.69478],[-97.45692,19.69611],[-97.45659,19.69701]]}}
Distribución MT | LineString | n/d |  |  |  | n/d |  |  |  |  | OpenStreetMap | {"type":"Feature","properties":{},"geometry":{"type":"LineString","coordinates":[[-97.46497,19.69436],[-97.46581,19.69402],[-97.46652,19.69368],[-97.4671,19.6934],[-97.4675,19.69323]]}}
Distribución MT | LineString | n/d |  |  |  | n/d |  |  |  |  | OpenStreetMap | {"type":"Feature","properties":{},"geometry":{"type":"LineString","coordinates":[[-97.48305,19.71258],[-97.4827,19.71201],[-97.4809,19.71023],[-97.47939,19.70871],[-97.47726,19.70659],[-97.47317,19.70251],[-97.46975,19.69901],[-97.46703,19.69634],[-97.46497,19.69436]]}}
Distribución MT | LineString | n/d |  |  |  | n/d |  |  |  |  | OpenStreetMap | {"type":"Feature","properties":{},"geometry":{"type":"LineString","coordinates":[[-97.45659,19.69701],[-97.45597,19.6969],[-97.45477,19.69729],[-97.45424,19.6975],[-97.45273,19.69776],[-97.45187,19.69756],[-97.45144,19.69746],[-97.45113,19.69734]]}}
Distribución MT | LineString | n/d |  |  |  | n/d |  |  |  |  | OpenStreetMap | {"type":"Feature","properties":{},"geometry":{"type":"LineString","coordinates":[[-97.44773,19.6885],[-97.44767,19.68869],[-97.44891,19.6891],[-97.44943,19.68989],[-97.45013,19.69104],[-97.45068,19.69195],[-97.45101,19.69272],[-97.45113,19.6936],[-97.45125,19.6946],[-97.45189,19.69572],[-97.45188,19.69672],[-97.4518,19.69717],[-97.45175,19.69746],[-97.4517,19.69773]]}}
Distribución MT | LineString | n/d |  |  |  | n/d |  |  |  |  | OpenStreetMap | {"type":"Feature","properties":{},"geometry":{"type":"LineString","coordinates":[[-97.45645,19.67118],[-97.45711,19.6713],[-97.45733,19.67202],[-97.45835,19.67422],[-97.45922,19.67609],[-97.46054,19.67896],[-97.46043,19.67989],[-97.46029,19.68098],[-97.46009,19.68254],[-97.45987,19.68413],[-97.45968,19.68545],[-97.45947,19.687],[-97.45932,19.6882],[-97.46041,19.68947],[-97.46104,19.69019],[-97.46164,19.69082],[-97.46204,19.69122],[-97.46356,19.69273],[-97.46438,19.69359],[-97.46497,19.69436]]}}
Distribución MT | LineString | n/d |  |  |  | n/d |  |  |  |  | OpenStreetMap | {"type":"Feature","properties":{},"geometry":{"type":"LineString","coordinates":[[-97.44393,19.64745],[-97.44396,19.64699],[-97.44399,19.64658]]}}
Distribución MT | LineString | n/d |  |  |  | n/d |  |  |  |  | OpenStreetMap | {"type":"Feature","properties":{},"geometry":{"type":"LineString","coordinates":[[-97.43739,19.64648],[-97.43765,19.6466],[-97.43863,19.64661],[-97.44286,19.64672],[-97.44361,19.64674],[-97.44446,19.64677],[-97.44541,19.64679],[-97.44535,19.64711],[-97.44543,19.64766],[-97.44534,19.64835],[-97.44508,19.64834]]}}
Distribución MT | LineString | n/d |  |  |  | n/d |  |  |  |  | OpenStreetMap | {"type":"Feature","properties":{},"geometry":{"type":"LineString","coordinates":[[-87.29039,20.44366],[-87.2908,20.44299],[-87.29158,20.44183],[-87.29218,20.44095],[-87.29263,20.44031]]}}
Distribución MT | LineString | n/d |  |  |  | n/d |  |  |  |  | OpenStreetMap | {"type":"Feature","properties":{},"geometry":{"type":"LineString","coordinates":[[-92.63418,16.74174],[-92.63396,16.74174],[-92.63372,16.74176],[-92.63325,16.74179]]}}
Distribución MT | LineString | n/d |  |  |  | n/d |  |  |  |  | OpenStreetMap | {"type":"Feature","properties":{},"geometry":{"type":"LineString","coordinates":[[-92.63369,16.74222],[-92.63348,16.74223]]}}
Distribución MT | LineString | n/d |  |  |  | n/d |  |  |  |  | OpenStreetMap | {"type":"Feature","properties":{},"geometry":{"type":"LineString","coordinates":[[-92.63288,16.74222],[-92.63348,16.74223]]}}
Distribución MT | LineString | n/d |  |  |  | n/d |  |  |  |  | OpenStreetMap | {"type":"Feature","properties":{},"geometry":{"type":"LineString","coordinates":[[-98.35464,18.92328],[-98.35295,18.92366],[-98.35215,18.92382],[-98.35131,18.924],[-98.35049,18.9242],[-98.34966,18.92438],[-98.34808,18.92468],[-98.34725,18.92487]]}}
Distribución MT | LineString | n/d |  |  |  | n/d |  |  |  |  | OpenStreetMap | {"type":"Feature","properties":{},"geometry":{"type":"LineString","coordinates":[[-98.36447,18.92116],[-98.36516,18.92103],[-98.36596,18.92084],[-98.36714,18.92059],[-98.37042,18.91988],[-98.3711,18.91979],[-98.3718,18.91956],[-98.37238,18.91936]]}}
Distribución MT | LineString | n/d |  |  |  | n/d |  |  |  |  | OpenStreetMap | {"type":"Feature","properties":{},"geometry":{"type":"LineString","coordinates":[[-98.37473,18.91895],[-98.37589,18.9187],[-98.37702,18.91841],[-98.3787,18.918],[-98.37992,18.91769],[-98.3809,18.91745],[-98.38146,18.91732],[-98.38316,18.91689],[-98.38372,18.91675],[-98.38427,18.91661],[-98.38758,18.91579],[-98.38812,18.91566],[-98.38928,18.91537],[-98.3915,18.9148],[-98.39207,18.91467],[-98.39262,18.91453],[-98.39322,18.91439],[-98.39542,18.91382],[-98.396,18.91368],[-98.39821,18.91312],[-98.39884,18.91297],[-98.39934,18.91285],[-98.40154,18.91228]]}}
Distribución MT | LineString | 23.0 kV | 1 |  |  | n/d |  |  |  |  | OpenStreetMap | {"type":"Feature","properties":{},"geometry":{"type":"LineString","coordinates":[[-103.27671,20.7005],[-103.27585,20.70083],[-103.27338,20.70074],[-103.27067,20.70029],[-103.26861,20.70118],[-103.26686,20.70207],[-103.26598,20.70458],[-103.26544,20.7048],[-103.2648,20.70461]]}}
Distribución MT | LineString | n/d |  |  |  | n/d |  |  |  |  | OpenStreetMap | {"type":"Feature","properties":{},"geometry":{"type":"LineString","coordinates":[[-99.46256,18.78949],[-99.46251,18.79029],[-99.46248,18.79086],[-99.46205,18.80349],[-99.462,18.80427]]}}
Distribución MT | LineString | n/d |  |  |  | n/d |  |  |  |  | OpenStreetMap | {"type":"Feature","properties":{},"geometry":{"type":"LineString","coordinates":[[-99.45922,18.83539],[-99.45951,18.8306],[-99.45974,18.82946],[-99.46242,18.81193],[-99.46305,18.80758],[-99.4632,18.80655],[-99.46356,18.80408],[-99.46378,18.80246],[-99.46417,18.79931],[-99.46425,18.79872],[-99.46508,18.79372],[-99.46517,18.79296],[-99.46527,18.79181],[-99.46602,18.78661],[-99.46976,18.76208],[-99.47018,18.75957]]}}
Distribución MT | LineString | n/d |  |  |  | n/d |  |  |  |  | OpenStreetMap | {"type":"Feature","properties":{},"geometry":{"type":"LineString","coordinates":[[-92.63395,16.74621],[-92.63396,16.74596],[-92.63398,16.74571],[-92.63398,16.74562]]}}
Distribución MT | LineString | n/d |  |  |  | n/d |  |  |  |  | OpenStreetMap | {"type":"Feature","properties":{},"geometry":{"type":"LineString","coordinates":[[-101.37139,20.74419],[-101.37082,20.73959],[-101.37062,20.73791],[-101.37052,20.73665],[-101.37044,20.73541],[-101.37037,20.73461],[-101.37025,20.73311],[-101.37013,20.73197],[-101.37003,20.73082],[-101.36985,20.72846],[-101.36964,20.72611]]}}
Distribución MT | LineString | 13.8 kV | 1 |  |  | n/d |  |  |  |  | OpenStreetMap | {"type":"Feature","properties":{},"geometry":{"type":"LineString","coordinates":[[-101.43248,20.9323],[-101.42957,20.92705],[-101.42902,20.92609],[-101.42843,20.92504],[-101.42782,20.92398],[-101.42727,20.92296],[-101.42668,20.92191],[-101.42609,20.92089],[-101.42391,20.91671],[-101.42341,20.91557],[-101.42299,20.91451],[-101.42253,20.91338],[-101.42164,20.91121],[-101.4212,20.91014],[-101.42033,20.90801],[-101.41992,20.907],[-101.41948,20.90595],[-101.41858,20.90377],[-101.41812,20.90268],[-101.41767,20.90157],[-101.41721,20.90048],[-101.41677,20.89938]]}}
Distribución MT | LineString | n/d |  |  |  | n/d |  |  |  |  | OpenStreetMap | {"type":"Feature","properties":{},"geometry":{"type":"LineString","coordinates":[[-101.32723,20.81602],[-101.32764,20.8148],[-101.32808,20.81358],[-101.32848,20.81243],[-101.3289,20.81119],[-101.32933,20.81001]]}}
Distribución MT | LineString | n/d |  |  |  | n/d |  |  |  |  | OpenStreetMap | {"type":"Feature","properties":{},"geometry":{"type":"LineString","coordinates":[[-101.28338,20.95612],[-101.28625,20.94794],[-101.28744,20.94456],[-101.28938,20.93888]]}}
Distribución MT | LineString | n/d |  |  |  | n/d |  |  |  |  | OpenStreetMap | {"type":"Feature","properties":{},"geometry":{"type":"LineString","coordinates":[[-101.25139,21.00107],[-101.25116,21.00122]]}}
Distribución MT | LineString | n/d |  |  |  | n/d |  |  |  |  | OpenStreetMap | {"type":"Feature","properties":{},"geometry":{"type":"LineString","coordinates":[[-101.25133,21.00103],[-101.25112,21.00117]]}}
Distribución MT | LineString | n/d |  |  |  | n/d |  |  |  |  | OpenStreetMap | {"type":"Feature","properties":{},"geometry":{"type":"LineString","coordinates":[[-101.25129,21.00099],[-101.25108,21.00113]]}}
Distribución MT | LineString | n/d |  |  |  | n/d |  |  |  |  | OpenStreetMap | {"type":"Feature","properties":{},"geometry":{"type":"LineString","coordinates":[[-101.7208,20.41952],[-101.72376,20.41711],[-101.72759,20.41388],[-101.73274,20.40968],[-101.73374,20.40882],[-101.73477,20.40797],[-101.73574,20.40718],[-101.73675,20.40632],[-101.7378,20.40549],[-101.7387,20.40471],[-101.74155,20.40237],[-101.74247,20.40153],[-101.74439,20.40001],[-101.74638,20.39836],[-101.74732,20.3976],[-101.74935,20.39587],[-101.75131,20.39424],[-101.7563,20.39008],[-101.75828,20.38844],[-101.7603,20.3868],[-101.76137,20.38594],[-101.76251,20.38497],[-101.76417,20.38358],[-101.76607,20.38202],[-101.76796,20.38041],[-101.76994,20.37884],[-101.77086,20.37805],[-101.77189,20.3772],[-101.77292,20.37635],[-101.77355,20.37574],[-101.77413,20.37507],[-101.7758,20.37384],[-101.77685,20.37303],[-101.77896,20.37128],[-101.77997,20.37047],[-101.78094,20.36968],[-101.78294,20.36803]]}}
Distribución MT | LineString | n/d |  |  |  | n/d |  |  |  |  | OpenStreetMap | {"type":"Feature","properties":{},"geometry":{"type":"LineString","coordinates":[[-101.39348,20.65556],[-101.3954,20.65458],[-101.39721,20.65365],[-101.4029,20.65075],[-101.40705,20.64858],[-101.40888,20.64768],[-101.41266,20.64567]]}}
Distribución MT | LineString | 13.8 kV |  |  |  | n/d |  |  |  |  | OpenStreetMap | {"type":"Feature","properties":{},"geometry":{"type":"LineString","coordinates":[[-97.00025,18.90401],[-97.00012,18.90328]]}}
Distribución MT | LineString | n/d |  |  |  | n/d |  |  |  |  | OpenStreetMap | {"type":"Feature","properties":{},"geometry":{"type":"LineString","coordinates":[[-93.98379,16.41961],[-93.9834,16.4199]]}}
Distribución MT | LineString | n/d |  |  |  | n/d |  |  |  |  | OpenStreetMap | {"type":"Feature","properties":{},"geometry":{"type":"LineString","coordinates":[[-93.98379,16.41961],[-93.98416,16.41929]]}}
Distribución MT | LineString | n/d |  |  |  | n/d |  |  |  |  | OpenStreetMap | {"type":"Feature","properties":{},"geometry":{"type":"LineString","coordinates":[[-93.98416,16.41929],[-93.98461,16.41891]]}}
Distribución MT | LineString | n/d |  |  |  | n/d |  |  |  |  | OpenStreetMap | {"type":"Feature","properties":{},"geometry":{"type":"LineString","coordinates":[[-93.98564,16.42009],[-93.98569,16.42005],[-93.98536,16.4197],[-93.98498,16.41929],[-93.98461,16.41891]]}}
Distribución MT | LineString | n/d |  |  |  | n/d |  |  |  |  | OpenStreetMap | {"type":"Feature","properties":{},"geometry":{"type":"LineString","coordinates":[[-93.98614,16.42047],[-93.98606,16.42041]]}}
Distribución MT | LineString | n/d |  |  |  | n/d |  |  |  |  | OpenStreetMap | {"type":"Feature","properties":{},"geometry":{"type":"LineString","coordinates":[[-93.98606,16.42041],[-93.98569,16.42005]]}}
Distribución MT | LineString | n/d |  |  |  | n/d |  |  |  |  | OpenStreetMap | {"type":"Feature","properties":{},"geometry":{"type":"LineString","coordinates":[[-99.17653,19.42498],[-99.17641,19.42475],[-99.17629,19.42462],[-99.1762,19.42445],[-99.17612,19.42429],[-99.17605,19.42414],[-99.1759,19.42379],[-99.1758,19.42368],[-99.17558,19.42351],[-99.17534,19.42355],[-99.17524,19.42328],[-99.1752,19.42315],[-99.17539,19.42306],[-99.17541,19.42281],[-99.17533,19.42266],[-99.17518,19.42247],[-99.17507,19.4223],[-99.1749,19.42206],[-99.17473,19.42182],[-99.17463,19.42167],[-99.17455,19.42156],[-99.17448,19.42146],[-99.17424,19.42113],[-99.17417,19.42105],[-99.17408,19.42093]]}}
Distribución MT | LineString | n/d |  |  |  | n/d |  |  |  |  | OpenStreetMap | {"type":"Feature","properties":{},"geometry":{"type":"LineString","coordinates":[[-111.72343,29.18572],[-111.72302,29.18625],[-111.7226,29.1868],[-111.72249,29.18695],[-111.72268,29.18729]]}}
Distribución MT | LineString | n/d |  |  |  | n/d |  |  |  |  | OpenStreetMap | {"type":"Feature","properties":{},"geometry":{"type":"LineString","coordinates":[[-111.72139,29.18633],[-111.72128,29.18651],[-111.72082,29.18712],[-111.7202,29.1878]]}}
Distribución MT | LineString | n/d |  |  |  | n/d |  |  |  |  | OpenStreetMap | {"type":"Feature","properties":{},"geometry":{"type":"LineString","coordinates":[[-111.73377,29.09258],[-111.73363,29.09329],[-111.73322,29.09441],[-111.73302,29.09536],[-111.73288,29.09595],[-111.7328,29.09641],[-111.73264,29.0971],[-111.73246,29.09779],[-111.73229,29.09851],[-111.73185,29.09925],[-111.73155,29.10129],[-111.73138,29.10202],[-111.73121,29.10272],[-111.73103,29.10342],[-111.73099,29.10361],[-111.73072,29.10476],[-111.73041,29.10589],[-111.73014,29.10704],[-111.72984,29.10818],[-111.72969,29.10871],[-111.72955,29.10933],[-111.72927,29.11048],[-111.72897,29.11163],[-111.72869,29.11277],[-111.7284,29.11391],[-111.72811,29.11506],[-111.72783,29.11621],[-111.72754,29.11737],[-111.7274,29.11792],[-111.72725,29.11848],[-111.72703,29.11935],[-111.72683,29.12015],[-111.7266,29.12103],[-111.72638,29.12189],[-111.72623,29.12249],[-111.72609,29.12307],[-111.72582,29.12421],[-111.72559,29.12515],[-111.72554,29.12536],[-111.72541,29.12584],[-111.72522,29.12655],[-111.72496,29.12758],[-111.72468,29.12871],[-111.72432,29.12984],[-111.72402,29.131],[-111.72373,29.13213],[-111.72344,29.13327],[-111.72317,29.13432],[-111.72291,29.13537],[-111.72262,29.13651],[-111.72243,29.13724],[-111.72215,29.13857],[-111.72176,29.13994],[-111.72147,29.14109],[-111.72118,29.14221],[-111.7209,29.14337],[-111.72059,29.14462],[-111.72027,29.14584],[-111.71999,29.14698],[-111.7197,29.14814],[-111.71941,29.14928],[-111.71913,29.15042],[-111.71883,29.15155],[-111.71855,29.15271],[-111.71825,29.15384],[-111.71796,29.15504],[-111.71769,29.15614],[-111.71761,29.15665],[-111.7173,29.1578],[-111.7171,29.15863],[-111.71671,29.16018],[-111.71641,29.16137],[-111.71611,29.16254],[-111.71582,29.16372],[-111.71552,29.1649],[-111.71522,29.1661],[-111.71493,29.16727],[-111.71463,29.16845],[-111.71434,29.16963],[-111.71403,29.17081],[-111.71373,29.172],[-111.71344,29.17318],[-111.71314,29.17436],[-111.71298,29.17509],[-111.71275,29.17593],[-111.71258,29.17659],[-111.71253,29.17678],[-111.71239,29.17738],[-111.7121,29.17815],[-111.71195,29.17913],[-111.71172,29.18001],[-111.71155,29.18072],[-111.712,29.18092],[-111.71275,29.18133],[-111.71348,29.18181],[-111.71434,29.1823],[-111.71521,29.18279],[-111.71605,29.18328],[-111.71692,29.18378],[-111.71778,29.18426],[-111.71863,29.18476],[-111.71949,29.18524],[-111.7202,29.18565],[-111.72092,29.18605],[-111.72139,29.18633],[-111.72164,29.18648],[-111.72268,29.18729],[-111.72299,29.18746],[-111.7234,29.18767],[-111.72421,29.18794],[-111.72507,29.18842],[-111.72592,29.1889],[-111.7267,29.18934],[-111.7278,29.18986],[-111.72858,29.19031],[-111.7295,29.19055],[-111.73028,29.19099],[-111.73139,29.19173],[-111.73237,29.19238],[-111.73369,29.1932],[-111.7347,29.19373],[-111.73631,29.19463],[-111.73717,29.19511],[-111.73803,29.19558],[-111.7395,29.19636],[-111.74073,29.19705],[-111.74153,29.1975],[-111.74248,29.19805],[-111.74327,29.19846],[-111.74414,29.19895],[-111.74436,29.19907],[-111.745,29.19943],[-111.74587,29.19991],[-111.74674,29.2004],[-111.74761,29.20088],[-111.74849,29.20136],[-111.74935,29.20186],[-111.75023,29.20234],[-111.75109,29.20283],[-111.75197,29.20331],[-111.75283,29.2038],[-111.7537,29.20429],[-111.75458,29.20477],[-111.75581,29.20546],[-111.75717,29.20622],[-111.75807,29.20673],[-111.75897,29.20723],[-111.75985,29.20771],[-111.76029,29.20797],[-111.76071,29.2082],[-111.7616,29.20869],[-111.76246,29.20917],[-111.76332,29.20965],[-111.76349,29.20974],[-111.7642,29.21014],[-111.76506,29.21062],[-111.76593,29.21111],[-111.7668,29.21159],[-111.76767,29.21208],[-111.76854,29.21256],[-111.7694,29.21304],[-111.77027,29.21352],[-111.77114,29.21401],[-111.772,29.21449],[-111.77286,29.21497],[-111.77373,29.21546],[-111.77461,29.21595],[-111.77547,29.21643],[-111.77634,29.21691],[-111.77706,29.21749],[-111.77763,29.21763],[-111.77799,29.21739]]}}
Distribución MT | LineString | n/d |  |  |  | n/d |  |  |  |  | OpenStreetMap | {"type":"Feature","properties":{},"geometry":{"type":"LineString","coordinates":[[-111.73377,29.09258],[-111.73444,29.09278],[-111.7345,29.09254]]}}
Distribución MT | LineString | n/d |  |  |  | n/d |  |  |  |  | OpenStreetMap | {"type":"Feature","properties":{},"geometry":{"type":"LineString","coordinates":[[-111.73377,29.09258],[-111.73449,29.0928],[-111.7345,29.09254]]}}
Distribución MT | LineString | n/d |  |  |  | n/d |  |  |  |  | OpenStreetMap | {"type":"Feature","properties":{},"geometry":{"type":"LineString","coordinates":[[-111.73693,29.09387],[-111.7352,29.09356],[-111.73483,29.09351],[-111.73437,29.09346]]}}
Distribución MT | LineString | n/d |  |  |  | n/d |  |  |  |  | OpenStreetMap | {"type":"Feature","properties":{},"geometry":{"type":"LineString","coordinates":[[-111.73436,29.09344],[-111.73449,29.0928]]}}
Distribución MT | LineString | n/d |  |  |  | n/d |  |  |  |  | OpenStreetMap | {"type":"Feature","properties":{},"geometry":{"type":"LineString","coordinates":[[-111.73353,29.09493],[-111.73371,29.09424],[-111.7339,29.09352],[-111.73394,29.09333],[-111.73437,29.09346]]}}
Distribución MT | LineString | n/d |  |  |  | n/d |  |  |  |  | OpenStreetMap | {"type":"Feature","properties":{},"geometry":{"type":"LineString","coordinates":[[-111.73394,29.09333],[-111.73436,29.09344]]}}
Distribución MT | LineString | n/d |  |  |  | n/d |  |  |  |  | OpenStreetMap | {"type":"Feature","properties":{},"geometry":{"type":"LineString","coordinates":[[-98.76004,20.11689],[-98.76008,20.11689],[-98.76014,20.11688],[-98.76023,20.11691]]}}
Distribución MT | LineString | n/d |  |  |  | n/d |  |  |  |  | OpenStreetMap | {"type":"Feature","properties":{},"geometry":{"type":"LineString","coordinates":[[-98.76067,20.11685],[-98.76062,20.11685],[-98.76057,20.11686],[-98.76052,20.11687],[-98.76047,20.11687]]}}
Distribución MT | LineString | n/d |  |  |  | n/d |  |  |  |  | OpenStreetMap | {"type":"Feature","properties":{},"geometry":{"type":"LineString","coordinates":[[-98.76062,20.11691],[-98.76057,20.11692],[-98.76053,20.11693],[-98.76048,20.11694]]}}
Distribución MT | LineString | n/d |  |  |  | n/d |  |  |  |  | OpenStreetMap | {"type":"Feature","properties":{},"geometry":{"type":"LineString","coordinates":[[-98.76069,20.11697],[-98.76064,20.11698],[-98.76059,20.11699],[-98.76054,20.11699],[-98.76049,20.117]]}}
Distribución MT | LineString | n/d |  |  |  | n/d |  |  |  |  | OpenStreetMap | {"type":"Feature","properties":{},"geometry":{"type":"LineString","coordinates":[[-98.75987,20.11705],[-98.76005,20.1171],[-98.76015,20.11709],[-98.76026,20.11707],[-98.76035,20.11704],[-98.76068,20.11702],[-98.76061,20.11647],[-98.76027,20.11652],[-98.76018,20.11655]]}}
Distribución MT | LineString | n/d |  |  |  | n/d |  |  |  |  | OpenStreetMap | {"type":"Feature","properties":{},"geometry":{"type":"LineString","coordinates":[[-98.75986,20.11695],[-98.76002,20.11694],[-98.76013,20.11692],[-98.76023,20.11691]]}}
Distribución MT | LineString | n/d |  |  |  | n/d |  |  |  |  | OpenStreetMap | {"type":"Feature","properties":{},"geometry":{"type":"LineString","coordinates":[[-98.76027,20.11652],[-98.76028,20.11655],[-98.76029,20.11659],[-98.76029,20.11662],[-98.7603,20.11665],[-98.7603,20.11668],[-98.76033,20.11668],[-98.76033,20.11665],[-98.76032,20.11661],[-98.76032,20.11658]]}}
Distribución MT | LineString | n/d |  |  |  | n/d |  |  |  |  | OpenStreetMap | {"type":"Feature","properties":{},"geometry":{"type":"LineString","coordinates":[[-98.76049,20.117],[-98.76041,20.11697],[-98.76026,20.11707]]}}
Distribución MT | LineString | n/d |  |  |  | n/d |  |  |  |  | OpenStreetMap | {"type":"Feature","properties":{},"geometry":{"type":"LineString","coordinates":[[-98.76047,20.11687],[-98.76041,20.11692],[-98.76023,20.11691]]}}
Distribución MT | LineString | n/d |  |  |  | n/d |  |  |  |  | OpenStreetMap | {"type":"Feature","properties":{},"geometry":{"type":"LineString","coordinates":[[-98.76027,20.11652],[-98.76014,20.11652],[-98.76009,20.11653],[-98.76004,20.11654],[-98.75999,20.11654]]}}
Distribución MT | LineString | n/d |  |  |  | n/d |  |  |  |  | OpenStreetMap | {"type":"Feature","properties":{},"geometry":{"type":"LineString","coordinates":[[-98.75981,20.1166],[-98.75997,20.11658],[-98.76007,20.11657],[-98.76018,20.11655]]}}
Distribución MT | LineString | n/d |  |  |  | n/d |  |  |  |  | OpenStreetMap | {"type":"Feature","properties":{},"geometry":{"type":"LineString","coordinates":[[-98.75977,20.11683],[-98.76,20.11672],[-98.76021,20.11669],[-98.7603,20.11668]]}}
Distribución MT | LineString | n/d |  |  |  | n/d |  |  |  |  | OpenStreetMap | {"type":"Feature","properties":{},"geometry":{"type":"LineString","coordinates":[[-98.76041,20.11697],[-98.76048,20.11694],[-98.76041,20.11692]]}}
Distribución MT | LineString | n/d |  |  |  | n/d |  |  |  |  | OpenStreetMap | {"type":"Feature","properties":{},"geometry":{"type":"LineString","coordinates":[[-99.16266,19.16194],[-99.162,19.16165]]}}
Distribución MT | LineString | n/d |  |  |  | n/d |  |  |  |  | OpenStreetMap | {"type":"Feature","properties":{},"geometry":{"type":"LineString","coordinates":[[-99.1713,19.13552],[-99.17107,19.13595],[-99.17065,19.13622],[-99.17022,19.13644],[-99.16975,19.13667],[-99.16931,19.1369],[-99.16888,19.13711],[-99.16843,19.13733],[-99.16798,19.13756],[-99.16754,19.13778],[-99.16711,19.13799],[-99.16666,19.13822],[-99.16617,19.13846],[-99.16572,19.13869]]}}
Distribución MT | LineString | n/d |  |  |  | n/d |  |  |  |  | OpenStreetMap | {"type":"Feature","properties":{},"geometry":{"type":"LineString","coordinates":[[-93.75108,16.80741],[-93.75164,16.80539],[-93.75202,16.80491],[-93.75235,16.80451],[-93.75278,16.80399],[-93.75371,16.80297],[-93.75474,16.80277],[-93.75583,16.80255]]}}
Distribución MT | LineString | n/d |  |  |  | n/d |  |  |  |  | OpenStreetMap | {"type":"Feature","properties":{},"geometry":{"type":"LineString","coordinates":[[-93.75108,16.80741],[-93.75048,16.80825]]}}
Distribución MT | LineString | n/d |  |  |  | n/d |  |  |  |  | OpenStreetMap | {"type":"Feature","properties":{},"geometry":{"type":"LineString","coordinates":[[-93.76042,16.8004],[-93.75996,16.80003],[-93.75982,16.7999],[-93.75972,16.7998],[-93.75961,16.79972],[-93.75945,16.79961],[-93.75932,16.79952],[-93.75922,16.79944],[-93.75909,16.79934],[-93.75901,16.79928],[-93.75765,16.79819]]}}
Distribución MT | LineString | n/d |  |  |  | n/d |  |  |  |  | OpenStreetMap | {"type":"Feature","properties":{},"geometry":{"type":"LineString","coordinates":[[-93.75553,16.80077],[-93.75565,16.80148],[-93.75566,16.80156],[-93.75571,16.80186],[-93.75583,16.80255],[-93.75593,16.80253],[-93.75683,16.80234],[-93.75777,16.80214],[-93.75813,16.80207]]}}
Distribución MT | LineString | n/d |  |  |  | n/d |  |  |  |  | OpenStreetMap | {"type":"Feature","properties":{},"geometry":{"type":"LineString","coordinates":[[-93.75288,16.80215],[-93.75243,16.80225]]}}
Distribución MT | LineString | n/d |  |  |  | n/d |  |  |  |  | OpenStreetMap | {"type":"Feature","properties":{},"geometry":{"type":"LineString","coordinates":[[-93.76023,16.80405],[-93.76077,16.80396]]}}
Distribución MT | LineString | n/d |  |  |  | n/d |  |  |  |  | OpenStreetMap | {"type":"Feature","properties":{},"geometry":{"type":"LineString","coordinates":[[-93.76208,16.80199],[-93.76186,16.80178]]}}
Distribución MT | LineString | n/d |  |  |  | n/d |  |  |  |  | OpenStreetMap | {"type":"Feature","properties":{},"geometry":{"type":"LineString","coordinates":[[-93.76162,16.80216],[-93.76176,16.80198],[-93.76182,16.80189],[-93.76186,16.80178]]}}
Distribución MT | LineString | n/d |  |  |  | n/d |  |  |  |  | OpenStreetMap | {"type":"Feature","properties":{},"geometry":{"type":"LineString","coordinates":[[-93.76077,16.80396],[-93.76145,16.80381]]}}
Distribución MT | LineString | n/d |  |  |  | n/d |  |  |  |  | OpenStreetMap | {"type":"Feature","properties":{},"geometry":{"type":"LineString","coordinates":[[-93.76145,16.80381],[-93.76192,16.80371]]}}
Distribución MT | LineString | n/d |  |  |  | n/d |  |  |  |  | OpenStreetMap | {"type":"Feature","properties":{},"geometry":{"type":"LineString","coordinates":[[-93.76092,16.80447],[-93.76077,16.80396]]}}
Distribución MT | LineString | n/d |  |  |  | n/d |  |  |  |  | OpenStreetMap | {"type":"Feature","properties":{},"geometry":{"type":"LineString","coordinates":[[-93.76208,16.80199],[-93.76364,16.80682],[-93.76456,16.80771]]}}
Distribución MT | LineString | n/d |  |  |  | n/d |  |  |  |  | OpenStreetMap | {"type":"Feature","properties":{},"geometry":{"type":"LineString","coordinates":[[-93.7612,16.80556],[-93.76104,16.805],[-93.76092,16.80447]]}}
Distribución MT | LineString | n/d |  |  |  | n/d |  |  |  |  | OpenStreetMap | {"type":"Feature","properties":{},"geometry":{"type":"LineString","coordinates":[[-93.7612,16.80556],[-93.76135,16.80619]]}}
Distribución MT | LineString | n/d |  |  |  | n/d |  |  |  |  | OpenStreetMap | {"type":"Feature","properties":{},"geometry":{"type":"LineString","coordinates":[[-93.76135,16.80619],[-93.76148,16.80664],[-93.76164,16.80706],[-93.76168,16.80702]]}}
Distribución MT | LineString | n/d |  |  |  | n/d |  |  |  |  | OpenStreetMap | {"type":"Feature","properties":{},"geometry":{"type":"LineString","coordinates":[[-93.76164,16.80706],[-93.76161,16.8072]]}}
Distribución MT | LineString | n/d |  |  |  | n/d |  |  |  |  | OpenStreetMap | {"type":"Feature","properties":{},"geometry":{"type":"LineString","coordinates":[[-93.76077,16.80396],[-93.76074,16.80382],[-93.76061,16.80332],[-93.76044,16.80273],[-93.76033,16.80225]]}}
Distribución MT | LineString | n/d |  |  |  | n/d |  |  |  |  | OpenStreetMap | {"type":"Feature","properties":{},"geometry":{"type":"LineString","coordinates":[[-93.76172,16.80252],[-93.76162,16.80216]]}}
Distribución MT | LineString | n/d |  |  |  | n/d |  |  |  |  | OpenStreetMap | {"type":"Feature","properties":{},"geometry":{"type":"LineString","coordinates":[[-93.76042,16.8004],[-93.76186,16.80178]]}}
Distribución MT | LineString | n/d |  |  |  | n/d |  |  |  |  | OpenStreetMap | {"type":"Feature","properties":{},"geometry":{"type":"LineString","coordinates":[[-93.75704,16.80338],[-93.75715,16.80336],[-93.75726,16.80334],[-93.75735,16.80333],[-93.75748,16.80331],[-93.75761,16.80328],[-93.75774,16.80326]]}}
Distribución MT | LineString | n/d |  |  |  | n/d |  |  |  |  | OpenStreetMap | {"type":"Feature","properties":{},"geometry":{"type":"LineString","coordinates":[[-93.75704,16.80338],[-93.75687,16.80342],[-93.75654,16.80348]]}}
Distribución MT | LineString | n/d |  |  |  | n/d |  |  |  |  | OpenStreetMap | {"type":"Feature","properties":{},"geometry":{"type":"LineString","coordinates":[[-93.75605,16.80357],[-93.7562,16.80354],[-93.75654,16.80348]]}}
Distribución MT | LineString | n/d |  |  |  | n/d |  |  |  |  | OpenStreetMap | {"type":"Feature","properties":{},"geometry":{"type":"LineString","coordinates":[[-93.75596,16.80315],[-93.75598,16.8032],[-93.756,16.80334],[-93.75603,16.80348],[-93.75605,16.80357]]}}
Distribución MT | LineString | n/d |  |  |  | n/d |  |  |  |  | OpenStreetMap | {"type":"Feature","properties":{},"geometry":{"type":"LineString","coordinates":[[-93.75596,16.80315],[-93.75593,16.80302],[-93.75589,16.80286],[-93.75583,16.80266]]}}
Distribución MT | LineString | n/d |  |  |  | n/d |  |  |  |  | OpenStreetMap | {"type":"Feature","properties":{},"geometry":{"type":"LineString","coordinates":[[-93.75612,16.80399],[-93.75605,16.80357]]}}
Distribución MT | LineString | n/d |  |  |  | n/d |  |  |  |  | OpenStreetMap | {"type":"Feature","properties":{},"geometry":{"type":"LineString","coordinates":[[-93.75707,16.80355],[-93.75704,16.80338]]}}
Distribución MT | LineString | n/d |  |  |  | n/d |  |  |  |  | OpenStreetMap | {"type":"Feature","properties":{},"geometry":{"type":"LineString","coordinates":[[-93.75262,16.8032],[-93.75278,16.80399]]}}
Distribución MT | LineString | n/d |  |  |  | n/d |  |  |  |  | OpenStreetMap | {"type":"Feature","properties":{},"geometry":{"type":"LineString","coordinates":[[-93.75262,16.8032],[-93.75371,16.80297]]}}
Distribución MT | LineString | n/d |  |  |  | n/d |  |  |  |  | OpenStreetMap | {"type":"Feature","properties":{},"geometry":{"type":"LineString","coordinates":[[-93.75262,16.8032],[-93.75243,16.80225]]}}
Distribución MT | LineString | n/d |  |  |  | n/d |  |  |  |  | OpenStreetMap | {"type":"Feature","properties":{},"geometry":{"type":"LineString","coordinates":[[-93.75498,16.8038],[-93.75534,16.80372],[-93.75563,16.80366],[-93.75599,16.80359],[-93.75605,16.80357]]}}
Distribución MT | LineString | n/d |  |  |  | n/d |  |  |  |  | OpenStreetMap | {"type":"Feature","properties":{},"geometry":{"type":"LineString","coordinates":[[-93.75512,16.8044],[-93.75502,16.80396],[-93.75498,16.8038]]}}
Distribución MT | LineString | n/d |  |  |  | n/d |  |  |  |  | OpenStreetMap | {"type":"Feature","properties":{},"geometry":{"type":"LineString","coordinates":[[-93.75546,16.80319],[-93.75596,16.80315]]}}
Distribución MT | LineString | n/d |  |  |  | n/d |  |  |  |  | OpenStreetMap | {"type":"Feature","properties":{},"geometry":{"type":"LineString","coordinates":[[-93.75474,16.80277],[-93.75443,16.80283],[-93.75371,16.80297],[-93.75262,16.8032]]}}
Distribución MT | LineString | n/d |  |  |  | n/d |  |  |  |  | OpenStreetMap | {"type":"Feature","properties":{},"geometry":{"type":"LineString","coordinates":[[-93.75461,16.80222],[-93.75449,16.80174],[-93.7544,16.80091]]}}
Distribución MT | LineString | n/d |  |  |  | n/d |  |  |  |  | OpenStreetMap | {"type":"Feature","properties":{},"geometry":{"type":"LineString","coordinates":[[-93.7544,16.80091],[-93.7548,16.80053]]}}
Distribución MT | LineString | n/d |  |  |  | n/d |  |  |  |  | OpenStreetMap | {"type":"Feature","properties":{},"geometry":{"type":"LineString","coordinates":[[-93.75376,16.80172],[-93.75449,16.80174]]}}
Distribución MT | LineString | n/d |  |  |  | n/d |  |  |  |  | OpenStreetMap | {"type":"Feature","properties":{},"geometry":{"type":"LineString","coordinates":[[-93.75376,16.80172],[-93.75336,16.80152]]}}
Distribución MT | LineString | n/d |  |  |  | n/d |  |  |  |  | OpenStreetMap | {"type":"Feature","properties":{},"geometry":{"type":"LineString","coordinates":[[-93.75494,16.80303],[-93.75474,16.80277]]}}
Distribución MT | LineString | n/d |  |  |  | n/d |  |  |  |  | OpenStreetMap | {"type":"Feature","properties":{},"geometry":{"type":"LineString","coordinates":[[-93.75474,16.80277],[-93.75461,16.80222]]}}
Distribución MT | LineString | n/d |  |  |  | n/d |  |  |  |  | OpenStreetMap | {"type":"Feature","properties":{},"geometry":{"type":"LineString","coordinates":[[-93.75355,16.79992],[-93.75388,16.80022]]}}
Distribución MT | LineString | n/d |  |  |  | n/d |  |  |  |  | OpenStreetMap | {"type":"Feature","properties":{},"geometry":{"type":"LineString","coordinates":[[-93.75692,16.80276],[-93.75683,16.80234]]}}
Distribución MT | LineString | n/d |  |  |  | n/d |  |  |  |  | OpenStreetMap | {"type":"Feature","properties":{},"geometry":{"type":"LineString","coordinates":[[-93.75692,16.80276],[-93.75704,16.80338]]}}
Distribución MT | LineString | 15.0 kV |  |  |  | cfe |  |  |  |  | OpenStreetMap | {"type":"Feature","properties":{},"geometry":{"type":"LineString","coordinates":[[-116.82732,32.4563],[-116.82745,32.45676],[-116.8274,32.45724],[-116.82681,32.45769],[-116.82623,32.45831],[-116.8256,32.45902],[-116.82385,32.46084],[-116.82285,32.46186],[-116.82218,32.46256],[-116.82133,32.46339],[-116.82147,32.46353],[-116.82095,32.46393],[-116.82056,32.46435],[-116.82043,32.46452],[-116.82019,32.46479],[-116.81984,32.46505],[-116.81952,32.4653],[-116.81945,32.46536],[-116.81953,32.46544],[-116.81965,32.4658],[-116.81989,32.46616],[-116.82008,32.4664],[-116.82027,32.46665],[-116.82041,32.46696],[-116.82039,32.46725],[-116.82028,32.46761],[-116.82022,32.46787],[-116.82016,32.46814],[-116.82017,32.46869],[-116.82029,32.46916],[-116.82034,32.46938],[-116.82064,32.46965],[-116.82083,32.46981],[-116.82126,32.46993],[-116.8214,32.46994]]}}
Distribución MT | LineString | n/d |  |  |  | n/d |  |  |  |  | OpenStreetMap | {"type":"Feature","properties":{},"geometry":{"type":"LineString","coordinates":[[-93.75839,16.80386],[-93.75846,16.8044]]}}
Distribución MT | LineString | n/d |  |  |  | n/d |  |  |  |  | OpenStreetMap | {"type":"Feature","properties":{},"geometry":{"type":"LineString","coordinates":[[-93.75774,16.80454],[-93.75846,16.8044]]}}
Distribución MT | LineString | n/d |  |  |  | n/d |  |  |  |  | OpenStreetMap | {"type":"Feature","properties":{},"geometry":{"type":"LineString","coordinates":[[-93.7583,16.80315],[-93.75774,16.80326]]}}
Distribución MT | LineString | n/d |  |  |  | n/d |  |  |  |  | OpenStreetMap | {"type":"Feature","properties":{},"geometry":{"type":"LineString","coordinates":[[-93.75824,16.80256],[-93.7583,16.80315]]}}
Distribución MT | LineString | n/d |  |  |  | n/d |  |  |  |  | OpenStreetMap | {"type":"Feature","properties":{},"geometry":{"type":"LineString","coordinates":[[-93.7583,16.80315],[-93.75839,16.80386]]}}
Distribución MT | LineString | n/d |  |  |  | n/d |  |  |  |  | OpenStreetMap | {"type":"Feature","properties":{},"geometry":{"type":"LineString","coordinates":[[-93.75966,16.80419],[-93.75846,16.8044]]}}
Distribución MT | LineString | n/d |  |  |  | n/d |  |  |  |  | OpenStreetMap | {"type":"Feature","properties":{},"geometry":{"type":"LineString","coordinates":[[-93.75733,16.80464],[-93.75774,16.80454]]}}
Distribución MT | LineString | n/d |  |  |  | n/d |  |  |  |  | OpenStreetMap | {"type":"Feature","properties":{},"geometry":{"type":"LineString","coordinates":[[-93.75877,16.80306],[-93.7583,16.80315]]}}
Distribución MT | LineString | n/d |  |  |  | n/d |  |  |  |  | OpenStreetMap | {"type":"Feature","properties":{},"geometry":{"type":"LineString","coordinates":[[-93.69496,16.86035],[-93.69471,16.86033]]}}
Distribución MT | LineString | n/d |  |  |  | n/d |  |  |  |  | OpenStreetMap | {"type":"Feature","properties":{},"geometry":{"type":"LineString","coordinates":[[-93.69496,16.86035],[-93.69499,16.85976]]}}
Distribución MT | LineString | n/d |  |  |  | n/d |  |  |  |  | OpenStreetMap | {"type":"Feature","properties":{},"geometry":{"type":"LineString","coordinates":[[-93.69471,16.86033],[-93.69378,16.86013]]}}
Distribución MT | LineString | n/d |  |  |  | n/d |  |  |  |  | OpenStreetMap | {"type":"Feature","properties":{},"geometry":{"type":"LineString","coordinates":[[-93.69532,16.85817],[-93.69516,16.85829]]}}
Distribución MT | LineString | n/d |  |  |  | n/d |  |  |  |  | OpenStreetMap | {"type":"Feature","properties":{},"geometry":{"type":"LineString","coordinates":[[-93.69516,16.85829],[-93.69521,16.85811]]}}
Distribución MT | LineString | n/d |  |  |  | n/d |  |  |  |  | OpenStreetMap | {"type":"Feature","properties":{},"geometry":{"type":"LineString","coordinates":[[-93.69532,16.85817],[-93.69545,16.85813],[-93.69578,16.85802]]}}
Distribución MT | LineString | n/d |  |  |  | n/d |  |  |  |  | OpenStreetMap | {"type":"Feature","properties":{},"geometry":{"type":"LineString","coordinates":[[-93.69324,16.85938],[-93.69374,16.85926]]}}
Distribución MT | LineString | n/d |  |  |  | n/d |  |  |  |  | OpenStreetMap | {"type":"Feature","properties":{},"geometry":{"type":"LineString","coordinates":[[-93.69374,16.85926],[-93.6943,16.8591]]}}
Distribución MT | LineString | n/d |  |  |  | n/d |  |  |  |  | OpenStreetMap | {"type":"Feature","properties":{},"geometry":{"type":"LineString","coordinates":[[-93.69378,16.86013],[-93.69073,16.85926]]}}
Distribución MT | LineString | n/d |  |  |  | n/d |  |  |  |  | OpenStreetMap | {"type":"Feature","properties":{},"geometry":{"type":"LineString","coordinates":[[-93.69401,16.85806],[-93.69402,16.85816]]}}
Distribución MT | LineString | n/d |  |  |  | n/d |  |  |  |  | OpenStreetMap | {"type":"Feature","properties":{},"geometry":{"type":"LineString","coordinates":[[-93.69402,16.85816],[-93.69403,16.85828]]}}
Distribución MT | LineString | n/d |  |  |  | n/d |  |  |  |  | OpenStreetMap | {"type":"Feature","properties":{},"geometry":{"type":"LineString","coordinates":[[-93.69503,16.85924],[-93.69505,16.85906],[-93.69508,16.85867],[-93.69516,16.85829]]}}
Distribución MT | LineString | n/d |  |  |  | n/d |  |  |  |  | OpenStreetMap | {"type":"Feature","properties":{},"geometry":{"type":"LineString","coordinates":[[-93.69693,16.86033],[-93.69591,16.86034]]}}
Distribución MT | LineString | n/d |  |  |  | n/d |  |  |  |  | OpenStreetMap | {"type":"Feature","properties":{},"geometry":{"type":"LineString","coordinates":[[-93.69693,16.86033],[-93.69815,16.86033]]}}
Distribución MT | LineString | n/d |  |  |  | n/d |  |  |  |  | OpenStreetMap | {"type":"Feature","properties":{},"geometry":{"type":"LineString","coordinates":[[-93.69815,16.86033],[-93.69828,16.86041]]}}
Distribución MT | LineString | n/d |  |  |  | n/d |  |  |  |  | OpenStreetMap | {"type":"Feature","properties":{},"geometry":{"type":"LineString","coordinates":[[-93.69902,16.86087],[-93.69828,16.86041]]}}
Distribución MT | LineString | n/d |  |  |  | n/d |  |  |  |  | OpenStreetMap | {"type":"Feature","properties":{},"geometry":{"type":"LineString","coordinates":[[-93.69902,16.86087],[-93.69924,16.861]]}}
Distribución MT | LineString | n/d |  |  |  | n/d |  |  |  |  | OpenStreetMap | {"type":"Feature","properties":{},"geometry":{"type":"LineString","coordinates":[[-93.6943,16.8591],[-93.69452,16.85979],[-93.69471,16.86033]]}}
Distribución MT | LineString | n/d |  |  |  | n/d |  |  |  |  | OpenStreetMap | {"type":"Feature","properties":{},"geometry":{"type":"LineString","coordinates":[[-93.69411,16.85866],[-93.69508,16.85867]]}}
Distribución MT | LineString | n/d |  |  |  | n/d |  |  |  |  | OpenStreetMap | {"type":"Feature","properties":{},"geometry":{"type":"LineString","coordinates":[[-93.6943,16.8591],[-93.69411,16.85866]]}}
Distribución MT | LineString | n/d |  |  |  | n/d |  |  |  |  | OpenStreetMap | {"type":"Feature","properties":{},"geometry":{"type":"LineString","coordinates":[[-93.69499,16.85976],[-93.69503,16.85924]]}}
Distribución MT | LineString | n/d |  |  |  | n/d |  |  |  |  | OpenStreetMap | {"type":"Feature","properties":{},"geometry":{"type":"LineString","coordinates":[[-93.69591,16.86034],[-93.69496,16.86035]]}}
Distribución MT | LineString | n/d |  |  |  | n/d |  |  |  |  | OpenStreetMap | {"type":"Feature","properties":{},"geometry":{"type":"LineString","coordinates":[[-93.69276,16.85889],[-93.69313,16.85887],[-93.69334,16.85884]]}}
Distribución MT | LineString | n/d |  |  |  | n/d |  |  |  |  | OpenStreetMap | {"type":"Feature","properties":{},"geometry":{"type":"LineString","coordinates":[[-93.69334,16.85884],[-93.69411,16.85866]]}}
Distribución MT | LineString | n/d |  |  |  | n/d |  |  |  |  | OpenStreetMap | {"type":"Feature","properties":{},"geometry":{"type":"LineString","coordinates":[[-93.69578,16.85802],[-93.69618,16.85788]]}}
Distribución MT | LineString | n/d |  |  |  | n/d |  |  |  |  | OpenStreetMap | {"type":"Feature","properties":{},"geometry":{"type":"LineString","coordinates":[[-93.69506,16.85837],[-93.69516,16.85829]]}}
Distribución MT | LineString | n/d |  |  |  | n/d |  |  |  |  | OpenStreetMap | {"type":"Feature","properties":{},"geometry":{"type":"LineString","coordinates":[[-109.07611,25.68815],[-109.0751,25.68822],[-109.07413,25.68827],[-109.07314,25.68834],[-109.07214,25.6884],[-109.07115,25.68845],[-109.07016,25.68851],[-109.06917,25.68858],[-109.06817,25.68864],[-109.06718,25.68869],[-109.0662,25.68875],[-109.06515,25.68882]]}}
Distribución MT | LineString | n/d |  |  |  | n/d |  |  |  |  | OpenStreetMap | {"type":"Feature","properties":{},"geometry":{"type":"LineString","coordinates":[[-109.0751,25.68822],[-109.07485,25.68788]]}}
Distribución MT | LineString | n/d |  |  |  | n/d |  |  |  |  | OpenStreetMap | {"type":"Feature","properties":{},"geometry":{"type":"LineString","coordinates":[[-108.94808,25.80161],[-108.94854,25.8008],[-108.94904,25.79993],[-108.94952,25.79911],[-108.94999,25.7983],[-108.95051,25.79737],[-108.95091,25.7967],[-108.95108,25.7964],[-108.95134,25.79595],[-108.95153,25.79562],[-108.95207,25.79472],[-108.95246,25.79403],[-108.95255,25.79387],[-108.95296,25.79315],[-108.95341,25.79238],[-108.95371,25.79184],[-108.95401,25.79134],[-108.95434,25.7908],[-108.95481,25.78998],[-108.95544,25.7889],[-108.95524,25.78878],[-108.95429,25.78832]]}}
Distribución MT | LineString | n/d |  |  |  | n/d |  |  |  |  | OpenStreetMap | {"type":"Feature","properties":{},"geometry":{"type":"LineString","coordinates":[[-108.94318,25.80123],[-108.94307,25.8014],[-108.94231,25.8012],[-108.94154,25.80099],[-108.94068,25.80076],[-108.94001,25.80057],[-108.93954,25.80045],[-108.93847,25.80017],[-108.93757,25.79995],[-108.93657,25.79969],[-108.93562,25.79944],[-108.93456,25.79916],[-108.93353,25.7989],[-108.93262,25.79865],[-108.93165,25.79839],[-108.93064,25.79812],[-108.92965,25.79787],[-108.92867,25.79761],[-108.92767,25.79734],[-108.92673,25.79709],[-108.92578,25.79684],[-108.92467,25.79657],[-108.92375,25.79632],[-108.92274,25.79604],[-108.92177,25.79579]]}}
Distribución MT | LineString | n/d |  |  |  | n/d |  |  |  |  | OpenStreetMap | {"type":"Feature","properties":{},"geometry":{"type":"LineString","coordinates":[[-92.20891,14.68036],[-92.20767,14.68084],[-92.20705,14.67457]]}}
Distribución MT | LineString | n/d |  |  |  | n/d |  |  |  |  | OpenStreetMap | {"type":"Feature","properties":{},"geometry":{"type":"LineString","coordinates":[[-92.20767,14.68084],[-92.2078,14.68232]]}}
Distribución MT | LineString | n/d |  |  |  | n/d |  |  |  |  | OpenStreetMap | {"type":"Feature","properties":{},"geometry":{"type":"LineString","coordinates":[[-90.74268,18.61641],[-90.74273,18.61584],[-90.74277,18.61524],[-90.74281,18.61466],[-90.74286,18.61411]]}}
Distribución MT | LineString | n/d |  |  |  | n/d |  |  |  |  | OpenStreetMap | {"type":"Feature","properties":{},"geometry":{"type":"LineString","coordinates":[[-90.47871,19.81948],[-90.47851,19.82003],[-90.47831,19.82055],[-90.47812,19.82104],[-90.47795,19.82149],[-90.47783,19.82194],[-90.47759,19.82258],[-90.47734,19.82326],[-90.47688,19.82415],[-90.47662,19.82494],[-90.47649,19.82548],[-90.47627,19.82661],[-90.47604,19.82775]]}}
Distribución MT | LineString | n/d |  |  |  | n/d |  |  |  |  | OpenStreetMap | {"type":"Feature","properties":{},"geometry":{"type":"LineString","coordinates":[[-90.47649,19.82548],[-90.47602,19.82547],[-90.47566,19.82546],[-90.47531,19.82546],[-90.47458,19.82544],[-90.47385,19.82553]]}}
Distribución MT | LineString | n/d |  |  |  | n/d |  |  |  |  | OpenStreetMap | {"type":"Feature","properties":{},"geometry":{"type":"LineString","coordinates":[[-101.42681,26.87634],[-101.42664,26.87739],[-101.42607,26.88054]]}}
Distribución MT | LineString | n/d |  |  |  | n/d |  |  |  |  | OpenStreetMap | {"type":"Feature","properties":{},"geometry":{"type":"LineString","coordinates":[[-88.65835,18.83981],[-88.65706,18.83822],[-88.65439,18.83334],[-88.6538,18.83074],[-88.65189,18.83041],[-88.65035,18.83035],[-88.64818,18.82938],[-88.64407,18.82679],[-88.64255,18.82688],[-88.64036,18.82611],[-88.63859,18.82354]]}}
Distribución MT | LineString | n/d |  |  |  | n/d |  |  |  |  | OpenStreetMap | {"type":"Feature","properties":{},"geometry":{"type":"LineString","coordinates":[[-107.2914,30.62417],[-107.29136,30.62331],[-107.29129,30.62238],[-107.29123,30.62157],[-107.29146,30.62156],[-107.29238,30.62152],[-107.29331,30.62155],[-107.29425,30.62156],[-107.29516,30.62155],[-107.29608,30.62152],[-107.29693,30.62151],[-107.29782,30.62153],[-107.29866,30.62153],[-107.29956,30.62153],[-107.30042,30.62153],[-107.3013,30.62155],[-107.30216,30.62153],[-107.30304,30.62155],[-107.30391,30.62154],[-107.30477,30.62153],[-107.30566,30.62151],[-107.30652,30.62153],[-107.30739,30.62149],[-107.30826,30.62151],[-107.30915,30.62151],[-107.31002,30.62149],[-107.31088,30.6215],[-107.31176,30.6215],[-107.31261,30.62149],[-107.31346,30.6215],[-107.31433,30.62149],[-107.31521,30.6215],[-107.31606,30.6215],[-107.31693,30.62149],[-107.31782,30.62149],[-107.3187,30.62146],[-107.31956,30.62147],[-107.32044,30.62148]]}}
Distribución MT | LineString | n/d |  |  |  | n/d |  |  |  |  | OpenStreetMap | {"type":"Feature","properties":{},"geometry":{"type":"LineString","coordinates":[[-107.31693,30.62149],[-107.31695,30.62134]]}}
Distribución MT | LineString | n/d |  |  |  | n/d |  |  |  |  | OpenStreetMap | {"type":"Feature","properties":{},"geometry":{"type":"LineString","coordinates":[[-107.31693,30.62149],[-107.31695,30.62171],[-107.31693,30.62247]]}}
Distribución MT | LineString | n/d |  |  |  | n/d |  |  |  |  | OpenStreetMap | {"type":"Feature","properties":{},"geometry":{"type":"LineString","coordinates":[[-107.31693,30.62247],[-107.3169,30.62321],[-107.31695,30.62379],[-107.31693,30.62432],[-107.31694,30.62486],[-107.31692,30.62592],[-107.3169,30.62696],[-107.3169,30.62749],[-107.31689,30.62803],[-107.31688,30.6286],[-107.31688,30.62911]]}}
Distribución MT | LineString | n/d |  |  |  | n/d |  |  |  |  | OpenStreetMap | {"type":"Feature","properties":{},"geometry":{"type":"LineString","coordinates":[[-107.32044,30.62148],[-107.3213,30.62148],[-107.32219,30.62151],[-107.32303,30.62148],[-107.32386,30.62147],[-107.32471,30.62148],[-107.32555,30.62148],[-107.32647,30.62147],[-107.32912,30.62146],[-107.32999,30.62148],[-107.33086,30.62145],[-107.33174,30.62146],[-107.33259,30.62144],[-107.33347,30.62147],[-107.33435,30.62146],[-107.33519,30.62146],[-107.33607,30.62146],[-107.33693,30.62145],[-107.33779,30.62145],[-107.33868,30.62145],[-107.33954,30.62146],[-107.34041,30.62144],[-107.34128,30.62144],[-107.34214,30.62144],[-107.34301,30.62145],[-107.34388,30.62146],[-107.34472,30.62143],[-107.3456,30.62144],[-107.34644,30.62143],[-107.3473,30.62142],[-107.34821,30.62145]]}}
Distribución MT | LineString | n/d |  |  |  | n/d |  |  |  |  | OpenStreetMap | {"type":"Feature","properties":{},"geometry":{"type":"LineString","coordinates":[[-107.26527,30.58569],[-107.26539,30.58569],[-107.26636,30.5856],[-107.26734,30.58553],[-107.26832,30.58546],[-107.26927,30.58541],[-107.27024,30.58536],[-107.27108,30.58525],[-107.27202,30.5852],[-107.27307,30.58507],[-107.27415,30.58498],[-107.27523,30.58493],[-107.27633,30.58483],[-107.27741,30.58473],[-107.27817,30.58467],[-107.27878,30.58465],[-107.27974,30.58463]]}}
Distribución MT | LineString | n/d |  |  |  | n/d |  |  |  |  | OpenStreetMap | {"type":"Feature","properties":{},"geometry":{"type":"LineString","coordinates":[[-107.27876,30.58451],[-107.27878,30.58465],[-107.27875,30.5855],[-107.27869,30.5864],[-107.27868,30.58744],[-107.27865,30.58812]]}}
Distribución MT | LineString | n/d |  |  |  | n/d |  |  |  |  | OpenStreetMap | {"type":"Feature","properties":{},"geometry":{"type":"LineString","coordinates":[[-107.27865,30.58812],[-107.2786,30.58887],[-107.27859,30.58969],[-107.27856,30.59047],[-107.27852,30.59133],[-107.27849,30.59212],[-107.27846,30.59274],[-107.27843,30.59367],[-107.27838,30.59462],[-107.27834,30.59554],[-107.27831,30.59647],[-107.27828,30.59743],[-107.27824,30.59836],[-107.27819,30.59927],[-107.27815,30.60018],[-107.27812,30.60108]]}}
Distribución MT | LineString | n/d |  |  |  | n/d |  |  |  |  | OpenStreetMap | {"type":"Feature","properties":{},"geometry":{"type":"LineString","coordinates":[[-107.27846,30.59274],[-107.27736,30.59281],[-107.27628,30.59289],[-107.27514,30.59296],[-107.27415,30.59308],[-107.27312,30.59316],[-107.27207,30.59322],[-107.27106,30.59333],[-107.27002,30.59339],[-107.26895,30.59346],[-107.26795,30.59356],[-107.26693,30.59364],[-107.26627,30.5937],[-107.26567,30.59377],[-107.26475,30.59383],[-107.26382,30.59387],[-107.26284,30.59397],[-107.26177,30.594],[-107.26116,30.59408],[-107.26075,30.59412],[-107.25975,30.59423],[-107.25874,30.59431],[-107.25768,30.59438],[-107.25673,30.59445],[-107.25577,30.59449],[-107.25479,30.59457],[-107.25385,30.59465],[-107.2529,30.59471],[-107.25194,30.59478],[-107.25101,30.59485],[-107.25005,30.59493],[-107.24914,30.59503],[-107.24818,30.59507],[-107.24723,30.59515],[-107.24631,30.59505],[-107.24631,30.59522]]}}
Distribución MT | LineString | n/d |  |  |  | n/d |  |  |  |  | OpenStreetMap | {"type":"Feature","properties":{},"geometry":{"type":"LineString","coordinates":[[-99.14201,19.48138],[-99.14182,19.48144],[-99.14174,19.48147]]}}
Distribución MT | LineString | 13.8 kV |  |  |  | Comisión Federal de Electricidad |  |  |  |  | OpenStreetMap | {"type":"Feature","properties":{},"geometry":{"type":"LineString","coordinates":[[-96.91434,19.43074],[-96.992,19.40211]]}}
Distribución MT | LineString | n/d |  |  |  | n/d |  |  |  |  | OpenStreetMap | {"type":"Feature","properties":{},"geometry":{"type":"LineString","coordinates":[[-99.29956,19.64453],[-99.30218,19.64608],[-99.30131,19.64704],[-99.30087,19.64757],[-99.30123,19.64885],[-99.3016,19.64891],[-99.3016,19.65005],[-99.30115,19.65057],[-99.30209,19.65104],[-99.30106,19.65197],[-99.29923,19.65056],[-99.30085,19.64845],[-99.30027,19.64875],[-99.3,19.64863],[-99.30054,19.64765],[-99.30071,19.64719],[-99.30021,19.64686],[-99.29972,19.64657],[-99.29983,19.64632],[-99.29927,19.64593],[-99.29904,19.6456],[-99.29879,19.64532],[-99.29911,19.64509],[-99.29939,19.64461],[-99.29945,19.64448],[-99.29956,19.64453]]}}
Distribución MT | LineString | n/d |  |  |  | n/d |  |  |  |  | OpenStreetMap | {"type":"Feature","properties":{},"geometry":{"type":"LineString","coordinates":[[-104.09144,19.37167],[-104.07907,19.37353]]}}
Distribución MT | LineString | 34.5 kV |  |  |  | n/d |  |  |  |  | OpenStreetMap | {"type":"Feature","properties":{},"geometry":{"type":"LineString","coordinates":[[-113.2191,31.33001],[-113.21888,31.32987],[-113.21912,31.32959],[-113.21943,31.32931],[-113.21971,31.32903],[-113.22003,31.32871],[-113.22025,31.32887],[-113.22067,31.32918],[-113.22104,31.32939],[-113.22124,31.32918],[-113.22158,31.32885],[-113.22191,31.3285],[-113.22224,31.32817],[-113.22258,31.3278],[-113.22292,31.32746],[-113.22326,31.32711],[-113.22359,31.32677],[-113.22393,31.32643],[-113.22428,31.32607],[-113.22459,31.32572],[-113.22493,31.32539],[-113.22526,31.32502],[-113.2256,31.32468],[-113.22594,31.32432],[-113.22627,31.32398],[-113.2266,31.32364],[-113.22694,31.32328],[-113.22728,31.32295],[-113.22761,31.32261],[-113.22794,31.32225],[-113.22831,31.32194],[-113.22865,31.32159],[-113.22897,31.32125],[-113.22931,31.32091],[-113.22964,31.32055],[-113.22998,31.32021],[-113.23032,31.31989],[-113.23067,31.31952],[-113.231,31.31918],[-113.23133,31.31883],[-113.23166,31.31849],[-113.232,31.31816],[-113.23234,31.3178],[-113.23267,31.31744],[-113.23301,31.31707],[-113.23335,31.31673],[-113.23367,31.3164],[-113.23403,31.31603],[-113.23439,31.31565],[-113.2347,31.31536],[-113.23502,31.31501],[-113.23536,31.31463],[-113.23569,31.31431],[-113.23602,31.31395],[-113.23637,31.3136],[-113.23669,31.31328],[-113.23703,31.31292],[-113.23737,31.31258],[-113.2377,31.31224],[-113.23802,31.3119],[-113.23836,31.31156],[-113.2387,31.31122],[-113.23903,31.31086],[-113.2394,31.3105],[-113.23974,31.31011],[-113.24006,31.30978],[-113.24039,31.30946],[-113.2407,31.30912],[-113.24101,31.30881],[-113.24138,31.30842],[-113.24172,31.30808],[-113.24207,31.30772],[-113.2424,31.30738],[-113.24274,31.30702],[-113.24307,31.30668],[-113.24334,31.30641],[-113.2436,31.30614],[-113.24389,31.30586],[-113.24421,31.30554],[-113.24448,31.30524],[-113.2448,31.30491],[-113.24511,31.30458],[-113.24543,31.30425],[-113.24575,31.30393],[-113.24608,31.30358],[-113.24643,31.30323],[-113.24677,31.30289],[-113.24709,31.30252],[-113.24742,31.3022],[-113.24778,31.30181],[-113.248,31.30166],[-113.24853,31.30149],[-113.24902,31.30133],[-113.24951,31.30116],[-113.25004,31.301],[-113.25064,31.30081],[-113.25114,31.30079],[-113.25161,31.3008],[-113.25211,31.30085],[-113.25265,31.30099],[-113.25313,31.30114]]}}
Distribución MT | LineString | n/d |  |  |  | n/d |  |  |  |  | OpenStreetMap | {"type":"Feature","properties":{},"geometry":{"type":"LineString","coordinates":[[-110.87308,31.31755],[-110.87293,31.31846],[-110.87284,31.31894],[-110.87275,31.31944],[-110.87378,31.31947],[-110.87464,31.31948]]}}
Distribución MT | LineString | n/d |  |  |  | n/d |  |  |  |  | OpenStreetMap | {"type":"Feature","properties":{},"geometry":{"type":"LineString","coordinates":[[-98.0528,20.20114],[-98.04977,20.20056],[-98.04835,20.20024],[-98.04642,20.19993],[-98.04378,20.19974],[-98.04114,20.19962]]}}
Distribución MT | LineString | n/d |  |  |  | n/d |  |  |  |  | OpenStreetMap | {"type":"Feature","properties":{},"geometry":{"type":"LineString","coordinates":[[-97.97117,20.25188],[-97.97138,20.25407],[-97.97181,20.25674],[-97.97228,20.25894],[-97.97282,20.26233],[-97.97343,20.26578],[-97.97401,20.26886],[-97.97469,20.27332],[-97.97419,20.2766]]}}
Distribución MT | LineString | n/d |  |  |  | n/d |  |  |  |  | OpenStreetMap | {"type":"Feature","properties":{},"geometry":{"type":"LineString","coordinates":[[-100.5799,21.2162],[-100.5822,21.21554],[-100.58602,21.2145],[-100.59344,21.21172],[-100.59566,21.21098],[-100.59794,21.21025],[-100.60688,21.20726],[-100.60923,21.20653],[-100.6115,21.2058]]}}
Distribución MT | LineString | n/d |  |  |  | n/d |  |  |  |  | OpenStreetMap | {"type":"Feature","properties":{},"geometry":{"type":"LineString","coordinates":[[-100.62969,21.1998],[-100.63399,21.19838],[-100.63636,21.1976],[-100.63864,21.19687],[-100.64089,21.19613],[-100.64314,21.19539],[-100.64768,21.19387],[-100.64992,21.19311],[-100.65224,21.19237],[-100.6545,21.19163],[-100.65673,21.19088],[-100.66353,21.18864],[-100.66572,21.18792],[-100.66803,21.18717]]}}
Distribución MT | LineString | n/d |  |  |  | n/d |  |  |  |  | OpenStreetMap | {"type":"Feature","properties":{},"geometry":{"type":"LineString","coordinates":[[-109.6613,30.53125],[-109.66027,30.5318],[-109.65942,30.53227],[-109.65834,30.53286]]}}
Distribución MT | LineString | n/d |  |  |  | n/d |  |  |  |  | OpenStreetMap | {"type":"Feature","properties":{},"geometry":{"type":"LineString","coordinates":[[-110.96087,31.31131],[-110.96035,31.31161],[-110.95982,31.31194],[-110.95953,31.31215]]}}
Distribución MT | LineString | n/d | 2 |  |  | n/d |  |  |  |  | OpenStreetMap | {"type":"Feature","properties":{},"geometry":{"type":"LineString","coordinates":[[-110.95907,31.3118],[-110.95901,31.3102]]}}
Distribución MT | LineString | n/d |  |  |  | n/d |  |  |  |  | OpenStreetMap | {"type":"Feature","properties":{},"geometry":{"type":"LineString","coordinates":[[-110.95672,31.31131],[-110.95719,31.31154],[-110.95859,31.3119],[-110.95907,31.3119],[-110.9595,31.31171]]}}
Distribución MT | LineString | n/d |  |  |  | n/d |  |  |  |  | OpenStreetMap | {"type":"Feature","properties":{},"geometry":{"type":"LineString","coordinates":[[-110.9598,31.31147],[-110.9595,31.31171]]}}
Distribución MT | LineString | n/d |  |  |  | n/d |  |  |  |  | OpenStreetMap | {"type":"Feature","properties":{},"geometry":{"type":"LineString","coordinates":[[-110.95983,31.3115],[-110.95951,31.31174]]}}
Distribución MT | LineString | n/d |  |  |  | n/d |  |  |  |  | OpenStreetMap | {"type":"Feature","properties":{},"geometry":{"type":"LineString","coordinates":[[-110.95985,31.31153],[-110.95951,31.31178],[-110.95912,31.31205],[-110.95892,31.31219]]}}
Distribución MT | LineString | n/d |  |  |  | n/d |  |  |  |  | OpenStreetMap | {"type":"Feature","properties":{},"geometry":{"type":"LineString","coordinates":[[-110.95988,31.31156],[-110.95951,31.31182]]}}
Distribución MT | LineString | n/d |  |  |  | n/d |  |  |  |  | OpenStreetMap | {"type":"Feature","properties":{},"geometry":{"type":"LineString","coordinates":[[-110.95991,31.31159],[-110.95951,31.31185]]}}
Distribución MT | LineString | n/d | 2 |  |  | n/d |  |  |  |  | OpenStreetMap | {"type":"Feature","properties":{},"geometry":{"type":"LineString","coordinates":[[-110.95951,31.31182],[-110.95951,31.31185],[-110.95953,31.31215],[-110.95954,31.31231]]}}
Distribución MT | LineString | n/d |  |  |  | n/d |  |  |  |  | OpenStreetMap | {"type":"Feature","properties":{},"geometry":{"type":"LineString","coordinates":[[-110.95977,31.31145],[-110.9595,31.31167],[-110.95909,31.31186],[-110.95907,31.3118]]}}
Distribución MT | LineString | n/d | 2 |  |  | n/d |  |  |  |  | OpenStreetMap | {"type":"Feature","properties":{},"geometry":{"type":"LineString","coordinates":[[-110.9595,31.3116],[-110.95949,31.31132]]}}
Distribución MT | LineString | n/d |  |  |  | n/d |  |  |  |  | OpenStreetMap | {"type":"Feature","properties":{},"geometry":{"type":"LineString","coordinates":[[-110.95971,31.31138],[-110.9595,31.3116]]}}
Distribución MT | LineString | n/d |  |  |  | n/d |  |  |  |  | OpenStreetMap | {"type":"Feature","properties":{},"geometry":{"type":"LineString","coordinates":[[-110.95975,31.31142],[-110.9595,31.31164],[-110.95907,31.3118]]}}
Distribución MT | LineString | n/d |  |  |  | n/d |  |  |  |  | OpenStreetMap | {"type":"Feature","properties":{},"geometry":{"type":"LineString","coordinates":[[-110.9595,31.3116],[-110.9595,31.31164],[-110.9595,31.31167],[-110.9595,31.31171],[-110.95951,31.31174],[-110.95951,31.31178],[-110.95951,31.31182]]}}
Distribución MT | LineString | 13.2 kV |  |  |  | n/d |  |  |  |  | OpenStreetMap | {"type":"Feature","properties":{},"geometry":{"type":"LineString","coordinates":[[-110.94696,31.33286],[-110.94694,31.33261]]}}
Distribución MT | LineString | n/d |  |  |  | n/d |  |  |  |  | OpenStreetMap | {"type":"Feature","properties":{},"geometry":{"type":"LineString","coordinates":[[-90.68492,19.62351],[-90.68508,19.62354],[-90.68512,19.62416],[-90.68465,19.62579],[-90.68405,19.62786],[-90.68337,19.63024],[-90.68237,19.63344],[-90.68109,19.63789],[-90.68089,19.64013],[-90.68027,19.64057],[-90.67753,19.64128]]}}
Distribución MT | LineString | n/d |  |  |  | n/d |  |  |  |  | OpenStreetMap | {"type":"Feature","properties":{},"geometry":{"type":"LineString","coordinates":[[-97.23664,18.81596],[-97.23789,18.81594],[-97.24286,18.81586],[-97.24571,18.8158],[-97.24903,18.81575],[-97.25078,18.81573],[-97.25778,18.81557],[-97.25933,18.81556],[-97.26195,18.81549],[-97.26459,18.81545],[-97.2659,18.81544],[-97.26633,18.81505]]}}
Distribución MT | LineString | n/d |  |  |  | n/d |  |  |  |  | OpenStreetMap | {"type":"Feature","properties":{},"geometry":{"type":"LineString","coordinates":[[-100.79269,20.39402],[-100.79255,20.39227],[-100.79247,20.39056],[-100.79256,20.3889],[-100.79303,20.38489],[-100.79343,20.38365],[-100.7954,20.3777]]}}
Distribución MT | LineString | n/d |  |  |  | n/d |  |  |  |  | OpenStreetMap | {"type":"Feature","properties":{},"geometry":{"type":"LineString","coordinates":[[-100.2696,19.99884],[-100.27023,19.99989],[-100.27093,20.0012],[-100.27177,20.00271],[-100.27322,20.00541],[-100.27607,20.0107],[-100.27675,20.01198],[-100.27894,20.01598],[-100.27915,20.01777],[-100.27956,20.02205],[-100.27997,20.025],[-100.28008,20.0265],[-100.28029,20.0281],[-100.2804,20.02958],[-100.28098,20.03101],[-100.28149,20.03247],[-100.28247,20.03497],[-100.28311,20.03659],[-100.28362,20.03798],[-100.28445,20.04021],[-100.2864,20.0454],[-100.2875,20.0482],[-100.28801,20.04961],[-100.28904,20.05241],[-100.29008,20.05515],[-100.29059,20.05649],[-100.29168,20.05937],[-100.29223,20.0608],[-100.29274,20.06214],[-100.29324,20.06359],[-100.29381,20.06501],[-100.29434,20.06637],[-100.29486,20.06781],[-100.29537,20.06917],[-100.29588,20.07061],[-100.29642,20.07201],[-100.29693,20.0734],[-100.29751,20.07479],[-100.29807,20.07634],[-100.29909,20.07911],[-100.29963,20.08053],[-100.30012,20.08179],[-100.30065,20.08326],[-100.3017,20.08603],[-100.30217,20.08747],[-100.30261,20.0889],[-100.3034,20.09145],[-100.30388,20.09286],[-100.3046,20.09527],[-100.3051,20.09689],[-100.30819,20.10604],[-100.30869,20.10749],[-100.30923,20.10887],[-100.30975,20.11027],[-100.31022,20.11168],[-100.31122,20.11421],[-100.31619,20.12348],[-100.31704,20.12476],[-100.31785,20.12602],[-100.31863,20.1273],[-100.31942,20.12851],[-100.32106,20.13108],[-100.32369,20.13518],[-100.32452,20.1364],[-100.32532,20.13774],[-100.32615,20.13898],[-100.327,20.14029],[-100.32775,20.14153],[-100.3286,20.14282],[-100.331,20.14659],[-100.33186,20.14792],[-100.33347,20.15046],[-100.33425,20.15172],[-100.33509,20.15295],[-100.33603,20.15446],[-100.3369,20.15582],[-100.33783,20.15725],[-100.33959,20.16003]]}}
Subestación | Point | 13.8 kV |  |  |  | n/d | minor_distribution |  |  |  | OpenStreetMap | {"type":"Feature","properties":{},"geometry":{"type":"Point","coordinates":[-96.17291,19.18496]}}
Subestación | Point | 13.8 kV |  |  |  | n/d | minor_distribution |  |  |  | OpenStreetMap | {"type":"Feature","properties":{},"geometry":{"type":"Point","coordinates":[-96.15468,19.19456]}}
Subestación | Point | 23.0 kV |  |  |  | n/d | minor_distribution |  |  |  | OpenStreetMap | {"type":"Feature","properties":{},"geometry":{"type":"Point","coordinates":[-99.18064,19.32382]}}
Subestación | Point | 23.0 kV |  |  |  | n/d | minor_distribution |  |  |  | OpenStreetMap | {"type":"Feature","properties":{},"geometry":{"type":"Point","coordinates":[-99.17836,19.32351]}}
Chancanaab 1 | Point | 34.5 kV |  |  |  | n/d |  |  |  |  | OpenStreetMap | {"type":"Feature","properties":{},"geometry":{"type":"Point","coordinates":[-86.95743,20.47538]}}
Subestación | Point | 23.0 kV |  |  |  | n/d | minor_distribution |  |  |  | OpenStreetMap | {"type":"Feature","properties":{},"geometry":{"type":"Point","coordinates":[-99.17915,19.32512]}}
Subestación | Point | 23.0 kV |  |  |  | n/d | minor_distribution |  |  |  | OpenStreetMap | {"type":"Feature","properties":{},"geometry":{"type":"Point","coordinates":[-99.24173,19.54586]}}
Subestación | Point | 23.0 kV |  |  |  | n/d | minor_distribution |  |  |  | OpenStreetMap | {"type":"Feature","properties":{},"geometry":{"type":"Point","coordinates":[-99.24028,19.54665]}}
Subestación | Point | 23.0 kV |  |  |  | n/d | minor_distribution |  |  |  | OpenStreetMap | {"type":"Feature","properties":{},"geometry":{"type":"Point","coordinates":[-99.24195,19.54668]}}
Subestación | Point | 23.0 kV |  |  |  | UNITEC Campus SUR | minor_distribution |  |  |  | OpenStreetMap | {"type":"Feature","properties":{},"geometry":{"type":"Point","coordinates":[-99.1186,19.35689]}}
Subestación | Point | 23.0 kV |  |  |  | n/d | minor_distribution |  |  |  | OpenStreetMap | {"type":"Feature","properties":{},"geometry":{"type":"Point","coordinates":[-99.11764,19.35568]}}
Subestación | Point | 23.0 kV |  |  |  | n/d | minor_distribution |  |  |  | OpenStreetMap | {"type":"Feature","properties":{},"geometry":{"type":"Point","coordinates":[-99.18025,19.32585]}}
Subestación | Point | 23.0 kV |  |  |  | n/d | minor_distribution |  |  |  | OpenStreetMap | {"type":"Feature","properties":{},"geometry":{"type":"Point","coordinates":[-99.19928,19.56794]}}
Subestación | Point | 23.0 kV |  |  |  | n/d | minor_distribution |  |  |  | OpenStreetMap | {"type":"Feature","properties":{},"geometry":{"type":"Point","coordinates":[-99.09782,19.45823]}}
Subestación | Point | 23.0 kV |  |  |  | n/d | minor_distribution |  |  |  | OpenStreetMap | {"type":"Feature","properties":{},"geometry":{"type":"Point","coordinates":[-99.18272,19.60217]}}
Subestación Maniobras PEP | Point | 34.5 kV |  |  |  | Comisión Federal de Electricidad | transmission |  |  |  | OpenStreetMap | {"type":"Feature","properties":{},"geometry":{"type":"Point","coordinates":[-89.65211,21.23645]}}
Subestación | Point | 23.0 kV |  |  |  | n/d | minor_distribution |  |  |  | OpenStreetMap | {"type":"Feature","properties":{},"geometry":{"type":"Point","coordinates":[-99.12031,19.47863]}}
El Carmen | Point | 34.5 kV |  |  |  | n/d | distribution |  |  |  | OpenStreetMap | {"type":"Feature","properties":{},"geometry":{"type":"Point","coordinates":[-100.36311,25.94172]}}
Subestación | Point | 34.5 kV |  |  |  | n/d | distribution |  |  |  | OpenStreetMap | {"type":"Feature","properties":{},"geometry":{"type":"Point","coordinates":[-97.80607,19.22645]}}
Chancanaab 2 | Point | 34.5 kV |  |  |  | n/d | distribution |  |  |  | OpenStreetMap | {"type":"Feature","properties":{},"geometry":{"type":"Point","coordinates":[-86.96078,20.49056]}}
Miramar | Point | 35.0 kV |  |  |  | n/d |  |  |  |  | OpenStreetMap | {"type":"Feature","properties":{},"geometry":{"type":"Point","coordinates":[-97.93635,22.40616]}}
Subestación | Point | 27.5 kV |  |  |  | Tren Maya | traction |  |  |  | OpenStreetMap | {"type":"Feature","properties":{},"geometry":{"type":"Point","coordinates":[-89.51606,20.92392]}}
Autotransformador Final 1 (Tren Maya) | Point | 27.5 kV |  |  |  | Tren Maya | traction |  |  |  | OpenStreetMap | {"type":"Feature","properties":{},"geometry":{"type":"Point","coordinates":[-88.7541,20.75726]}}
Autotransformador Intermedio 2 (Tren Maya) | Point | 27.5 kV |  |  |  | Tren Maya | traction |  |  |  | OpenStreetMap | {"type":"Feature","properties":{},"geometry":{"type":"Point","coordinates":[-88.94323,20.78819]}}
Autotransformador Final 2 (Tren Maya) | Point | 27.5 kV |  |  |  | Tren Maya | traction |  |  |  | OpenStreetMap | {"type":"Feature","properties":{},"geometry":{"type":"Point","coordinates":[-87.91063,20.80735]}}
Autotransformador Intermedio 4 (Tren Maya) | Point | 27.5 kV |  |  |  | Tren Maya | traction |  |  |  | OpenStreetMap | {"type":"Feature","properties":{},"geometry":{"type":"Point","coordinates":[-88.14038,20.74498]}}
Autotransformador Intermedio 3 (Tren Maya) | Point | 27.5 kV |  |  |  | Tren Maya | traction |  |  |  | OpenStreetMap | {"type":"Feature","properties":{},"geometry":{"type":"Point","coordinates":[-88.55288,20.72293]}}
Autotransformador Final 3 (Tren Maya) | Point | 27.5 kV |  |  |  | Tren Maya | traction |  |  |  | OpenStreetMap | {"type":"Feature","properties":{},"geometry":{"type":"Point","coordinates":[-87.08935,21.00916]}}
Autotransformador Intermedio 6 (Tren Maya) | Point | 27.5 kV |  |  |  | Tren Maya | traction |  |  |  | OpenStreetMap | {"type":"Feature","properties":{},"geometry":{"type":"Point","coordinates":[-87.26182,20.95969]}}
Autotransformador Intermedio 5 (Tren Maya) | Point | 27.5 kV |  |  |  | Tren Maya | traction |  |  |  | OpenStreetMap | {"type":"Feature","properties":{},"geometry":{"type":"Point","coordinates":[-87.72637,20.86085]}}
Subestación | Point | 27.5 kV |  |  |  | Tren Maya | traction |  |  |  | OpenStreetMap | {"type":"Feature","properties":{},"geometry":{"type":"Point","coordinates":[-86.88584,21.02781]}}
Autotransformador Final 4 (Tren Maya) | Point | 27.5 kV |  |  |  | Tren Maya | traction |  |  |  | OpenStreetMap | {"type":"Feature","properties":{},"geometry":{"type":"Point","coordinates":[-87.10332,20.696]}}
Subestación | Point | 27.5 kV |  |  |  | Tren Maya | traction |  |  |  | OpenStreetMap | {"type":"Feature","properties":{},"geometry":{"type":"Point","coordinates":[-87.01475,20.80022]}}
Autotransformador Intermedio 17 (Tren Maya) | Point | 27.5 kV |  |  |  | Tren Maya | traction |  |  |  | OpenStreetMap | {"type":"Feature","properties":{},"geometry":{"type":"Point","coordinates":[-88.34738,18.51292]}}
Línea n/d | LineString | n/d |  |  |  | CFE |  |  |  |  | OpenStreetMap | {"type":"Feature","properties":{},"geometry":{"type":"LineString","coordinates":[[-98.14671,19.1817],[-98.14521,19.18417]]}}
Línea n/d | LineString | n/d |  |  |  | CFE |  |  |  |  | OpenStreetMap | {"type":"Feature","properties":{},"geometry":{"type":"LineString","coordinates":[[-103.28062,20.72205],[-103.28072,20.72264],[-103.28077,20.72299],[-103.28079,20.7231],[-103.28084,20.72317],[-103.281,20.72326],[-103.28182,20.72369],[-103.28259,20.72406],[-103.28301,20.72427],[-103.28338,20.7243],[-103.28416,20.72444],[-103.28474,20.72453],[-103.28482,20.72454],[-103.28483,20.72455],[-103.28488,20.72455],[-103.28492,20.72456],[-103.28495,20.72456],[-103.28517,20.72459],[-103.2854,20.72462],[-103.28615,20.72471],[-103.28665,20.72486],[-103.2877,20.72521],[-103.28852,20.72552],[-103.28874,20.7256],[-103.28889,20.72565],[-103.29025,20.72606],[-103.29121,20.72639],[-103.29167,20.72655],[-103.29185,20.72662]]}}
Línea n/d | LineString | n/d |  |  |  | CFE |  |  |  |  | OpenStreetMap | {"type":"Feature","properties":{},"geometry":{"type":"LineString","coordinates":[[-98.15225,19.44675],[-98.15245,19.44694],[-98.15219,19.44686]]}}
Línea n/d | LineString | n/d |  |  |  | CFE |  |  |  |  | OpenStreetMap | {"type":"Feature","properties":{},"geometry":{"type":"LineString","coordinates":[[-98.81679,26.31058],[-98.81497,26.3085],[-98.81318,26.30645],[-98.81057,26.30529]]}}
Línea n/d | LineString | n/d |  |  |  | CFE |  |  |  |  | OpenStreetMap | {"type":"Feature","properties":{},"geometry":{"type":"LineString","coordinates":[[-100.69411,28.48283],[-100.69474,28.48332],[-100.69536,28.48379],[-100.69616,28.4844]]}}
Línea n/d | LineString | n/d |  |  |  | CFE |  |  |  |  | OpenStreetMap | {"type":"Feature","properties":{},"geometry":{"type":"LineString","coordinates":[[-100.70125,28.48864],[-100.70319,28.48667],[-100.7046,28.48533],[-100.70633,28.48368],[-100.70781,28.48219]]}}
Línea n/d | LineString | n/d |  |  |  | CFE |  |  |  |  | OpenStreetMap | {"type":"Feature","properties":{},"geometry":{"type":"LineString","coordinates":[[-100.70075,28.48827],[-100.70341,28.48554]]}}
Línea n/d | LineString | n/d |  |  |  | CFE |  |  |  |  | OpenStreetMap | {"type":"Feature","properties":{},"geometry":{"type":"LineString","coordinates":[[-100.72427,28.45516],[-100.72493,28.45445],[-100.72728,28.45197]]}}
Línea n/d | LineString | n/d | 1 |  |  | CFE |  |  |  |  | OpenStreetMap | {"type":"Feature","properties":{},"geometry":{"type":"LineString","coordinates":[[-117.02261,32.29703],[-117.02239,32.29641],[-117.02173,32.29532],[-117.01745,32.29331],[-117.0145,32.29192],[-117.00781,32.28877],[-117.00045,32.28531],[-116.99478,32.28264],[-116.99292,32.28177],[-116.9879,32.27941],[-116.97914,32.27529],[-116.9758,32.27371],[-116.97238,32.2721],[-116.96503,32.26865],[-116.9614,32.26694],[-116.95855,32.26559],[-116.95417,32.26352],[-116.94909,32.26112],[-116.9455,32.25944],[-116.93918,32.25647],[-116.93445,32.25423],[-116.93052,32.25239],[-116.92827,32.24958],[-116.926,32.24676],[-116.92433,32.24468],[-116.91981,32.2391],[-116.91426,32.23222],[-116.91275,32.23036],[-116.90869,32.22531],[-116.90606,32.22203],[-116.90374,32.21914],[-116.90119,32.21599],[-116.90012,32.21293],[-116.89928,32.21051],[-116.89733,32.20483],[-116.89636,32.20208],[-116.89431,32.19618],[-116.89252,32.19102],[-116.88997,32.18361],[-116.88885,32.18034],[-116.88792,32.17778],[-116.88596,32.17537],[-116.88396,32.17294],[-116.88184,32.17037],[-116.87966,32.16771],[-116.87703,32.16453],[-116.87477,32.1618],[-116.87156,32.15791],[-116.86888,32.15464],[-116.86669,32.15199],[-116.86403,32.14875],[-116.86107,32.14514],[-116.85896,32.1426],[-116.85694,32.14014],[-116.8539,32.13646],[-116.85209,32.13426],[-116.84909,32.13062],[-116.84657,32.12756],[-116.84464,32.12519],[-116.84196,32.12194],[-116.8397,32.11922],[-116.83728,32.11628],[-116.83492,32.11339],[-116.83292,32.11095],[-116.83127,32.10896],[-116.82922,32.10653],[-116.82269,32.09855],[-116.8159,32.09032],[-116.81291,32.08665],[-116.81117,32.08453],[-116.80873,32.08156],[-116.8066,32.07902],[-116.80297,32.07456],[-116.80101,32.07219],[-116.7985,32.06911],[-116.79417,32.06385],[-116.79247,32.06181],[-116.78918,32.05781],[-116.78333,32.05067],[-116.78099,32.04788],[-116.77748,32.04353],[-116.77491,32.04044],[-116.77111,32.03582],[-116.76959,32.03396],[-116.76745,32.03137],[-116.76555,32.02901],[-116.76375,32.0268],[-116.76157,32.02415],[-116.75698,32.01855],[-116.75345,32.01429],[-116.75056,32.01075],[-116.74837,32.0081],[-116.74633,32.0056],[-116.74404,32.00281],[-116.74033,31.99831],[-116.73743,31.99478],[-116.73527,31.99213],[-116.73332,31.98976],[-116.73163,31.9877],[-116.73095,31.98687],[-116.72884,31.98431],[-116.72642,31.98137],[-116.72383,31.9782],[-116.72123,31.97504],[-116.71911,31.97244],[-116.71687,31.96971],[-116.71455,31.9669],[-116.70821,31.96428],[-116.70503,31.96295],[-116.70073,31.96113],[-116.69732,31.95973],[-116.69106,31.95712],[-116.68652,31.95522],[-116.68221,31.95344],[-116.6755,31.95062],[-116.67317,31.94968],[-116.67013,31.94838],[-116.66511,31.94629]]}}
Línea n/d | LineString | n/d |  |  |  | CFE |  |  |  |  | OpenStreetMap | {"type":"Feature","properties":{},"geometry":{"type":"LineString","coordinates":[[-86.86349,21.10021],[-86.86372,21.10027],[-86.86398,21.10032],[-86.86403,21.1001],[-86.86354,21.10001]]}}
Línea n/d | LineString | n/d |  |  |  | CFE |  |  |  |  | OpenStreetMap | {"type":"Feature","properties":{},"geometry":{"type":"LineString","coordinates":[[-89.53007,20.9112],[-89.53037,20.91099],[-89.53045,20.91093]]}}
Línea n/d | LineString | n/d |  |  |  | CFE |  |  |  |  | OpenStreetMap | {"type":"Feature","properties":{},"geometry":{"type":"LineString","coordinates":[[-99.18665,19.64425],[-99.18572,19.64437]]}}
Línea n/d | LineString | n/d |  |  |  | CFE |  |  |  |  | OpenStreetMap | {"type":"Feature","properties":{},"geometry":{"type":"LineString","coordinates":[[-97.49072,20.52629],[-97.48854,20.52599],[-97.4865,20.52611],[-97.48516,20.52621],[-97.48233,20.52631],[-97.48054,20.52625],[-97.47728,20.52612],[-97.47549,20.52618],[-97.47268,20.52589],[-97.47201,20.526],[-97.47107,20.52593],[-97.47077,20.52603],[-97.46966,20.526],[-97.46762,20.5259],[-97.46655,20.52582],[-97.46567,20.52556]]}}
Línea n/d | LineString | n/d |  |  |  | CFE |  |  |  |  | OpenStreetMap | {"type":"Feature","properties":{},"geometry":{"type":"LineString","coordinates":[[-108.82395,25.76706],[-108.82442,25.76635],[-108.82451,25.76621]]}}
Línea n/d | LineString | n/d |  |  |  | CFE |  |  |  |  | OpenStreetMap | {"type":"Feature","properties":{},"geometry":{"type":"LineString","coordinates":[[-108.82395,25.76706],[-108.82154,25.76578],[-108.81953,25.76471],[-108.81752,25.76363],[-108.81551,25.76255],[-108.81349,25.76148],[-108.81146,25.7604],[-108.80943,25.75932],[-108.80738,25.75825],[-108.80535,25.75724],[-108.80327,25.75606],[-108.80182,25.75527],[-108.8004,25.75452],[-108.79897,25.75376],[-108.79686,25.75263],[-108.79475,25.75151],[-108.79257,25.75036],[-108.79045,25.74922],[-108.78869,25.74828],[-108.78624,25.74697],[-108.78405,25.74584],[-108.78192,25.74469],[-108.77978,25.74354],[-108.77772,25.74244],[-108.77568,25.74135],[-108.77373,25.74032],[-108.77041,25.73856],[-108.76829,25.73744],[-108.76615,25.7363],[-108.76404,25.73515],[-108.76191,25.73403],[-108.75979,25.73291],[-108.75767,25.73178],[-108.75555,25.73065],[-108.75343,25.72951],[-108.75129,25.72836],[-108.74917,25.72724],[-108.74704,25.72612],[-108.74491,25.72497],[-108.74275,25.72381],[-108.74061,25.72269],[-108.73847,25.72154],[-108.73632,25.72034],[-108.73419,25.71926],[-108.73204,25.71812],[-108.7299,25.71698],[-108.72778,25.71586],[-108.72563,25.7147],[-108.72029,25.71187],[-108.71639,25.7098],[-108.71495,25.70902],[-108.7128,25.70789],[-108.71065,25.70673],[-108.70855,25.70561],[-108.70639,25.70446],[-108.70426,25.70331],[-108.70209,25.70217],[-108.69998,25.70105],[-108.69781,25.6999],[-108.69564,25.69875],[-108.69349,25.69761],[-108.69135,25.69646],[-108.68921,25.69531],[-108.68707,25.69417],[-108.68491,25.69303],[-108.68389,25.69249],[-108.68177,25.69135],[-108.68072,25.69076],[-108.67849,25.68959],[-108.67738,25.68901],[-108.67632,25.68843],[-108.67524,25.68786],[-108.67416,25.6873],[-108.67305,25.68671],[-108.67204,25.68615],[-108.67095,25.68558],[-108.66987,25.68501],[-108.66883,25.68444],[-108.66773,25.68386],[-108.66557,25.6827],[-108.66343,25.68156],[-108.6613,25.68042],[-108.65912,25.67928],[-108.65805,25.6787],[-108.65698,25.67812],[-108.65595,25.67757],[-108.65485,25.67699],[-108.65388,25.67647],[-108.65272,25.67586],[-108.65058,25.6747],[-108.64952,25.67413],[-108.64845,25.67356],[-108.6474,25.673],[-108.64634,25.67242],[-108.64521,25.67181],[-108.64418,25.67128],[-108.6431,25.67069],[-108.64204,25.67014],[-108.64009,25.66908],[-108.63898,25.66848],[-108.63794,25.66792],[-108.6351,25.6664],[-108.63409,25.66586],[-108.63333,25.66546],[-108.63337,25.66414]]}}
Línea n/d | LineString | n/d |  |  |  | CFE |  |  |  |  | OpenStreetMap | {"type":"Feature","properties":{},"geometry":{"type":"LineString","coordinates":[[-110.95512,29.05844],[-110.95453,29.05745],[-110.95276,29.0572],[-110.95021,29.05686],[-110.94731,29.0534],[-110.94422,29.05267],[-110.94155,29.05164]]}}
Línea n/d | LineString | n/d |  |  |  | CFE |  |  |  |  | OpenStreetMap | {"type":"Feature","properties":{},"geometry":{"type":"LineString","coordinates":[[-110.96522,29.05986],[-110.96487,29.05982],[-110.96176,29.05944],[-110.95862,29.05896],[-110.95545,29.05849],[-110.95538,29.05885]]}}
Línea n/d | LineString | n/d |  |  |  | CFE |  |  |  |  | OpenStreetMap | {"type":"Feature","properties":{},"geometry":{"type":"LineString","coordinates":[[-100.4875,20.49705],[-100.48334,20.49657],[-100.47842,20.49605],[-100.47414,20.49559]]}}
Línea n/d | LineString | n/d |  |  |  | CFE |  |  |  |  | OpenStreetMap | {"type":"Feature","properties":{},"geometry":{"type":"LineString","coordinates":[[-96.76809,17.12482],[-96.76798,17.12529]]}}
Línea n/d | LineString | n/d |  |  |  | CFE |  |  |  |  | OpenStreetMap | {"type":"Feature","properties":{},"geometry":{"type":"LineString","coordinates":[[-96.95186,17.74737],[-96.95189,17.74855],[-96.95197,17.74947],[-96.95205,17.75059],[-96.95212,17.75151],[-96.95227,17.75288],[-96.95179,17.75699],[-96.95162,17.75836],[-96.95151,17.75946]]}}
Línea n/d | LineString | n/d |  |  |  | CFE |  |  |  |  | OpenStreetMap | {"type":"Feature","properties":{},"geometry":{"type":"LineString","coordinates":[[-96.75062,17.11356],[-96.74835,17.11156],[-96.74272,17.10652],[-96.74075,17.1066],[-96.73431,17.10686],[-96.72822,17.10711],[-96.72657,17.10716],[-96.72178,17.10739],[-96.71793,17.10755],[-96.7124,17.10774],[-96.7109,17.10779],[-96.70665,17.10858],[-96.70251,17.10815],[-96.70084,17.10826],[-96.6989,17.10749],[-96.69573,17.10608],[-96.69385,17.10526]]}}
Línea n/d | LineString | n/d |  |  |  | CFE |  |  |  |  | OpenStreetMap | {"type":"Feature","properties":{},"geometry":{"type":"LineString","coordinates":[[-96.94877,17.74068],[-96.94954,17.74078],[-96.95617,17.74738],[-96.95677,17.75003],[-96.95688,17.75071]]}}
Línea n/d | LineString | n/d |  |  |  | CFE |  |  |  |  | OpenStreetMap | {"type":"Feature","properties":{},"geometry":{"type":"LineString","coordinates":[[-93.58631,17.17969],[-93.58566,17.18046],[-93.5829,17.18192]]}}
Línea n/d | LineString | n/d |  |  |  | CFE |  |  |  |  | OpenStreetMap | {"type":"Feature","properties":{},"geometry":{"type":"LineString","coordinates":[[-96.3758,18.24847],[-96.37275,18.24635],[-96.37009,18.24443],[-96.36558,18.24126],[-96.3623,18.2389],[-96.35887,18.23643],[-96.35561,18.2341],[-96.35265,18.23201],[-96.34916,18.22949],[-96.34564,18.22702],[-96.34206,18.22447],[-96.33889,18.22218],[-96.33563,18.21985],[-96.32877,18.21498],[-96.3254,18.21258],[-96.32217,18.21022],[-96.31889,18.20795],[-96.3157,18.20565],[-96.31252,18.20343],[-96.30893,18.20083],[-96.30531,18.1982],[-96.30226,18.19605],[-96.29876,18.19355],[-96.29501,18.19089],[-96.29194,18.18872],[-96.2886,18.18627],[-96.28515,18.18386],[-96.28162,18.18135],[-96.27814,18.17883],[-96.27438,18.17617],[-96.27094,18.17372],[-96.26723,18.17104],[-96.26337,18.16835],[-96.25962,18.16568],[-96.25603,18.16307],[-96.25281,18.16081],[-96.24974,18.15863],[-96.24629,18.15612],[-96.24285,18.15364],[-96.23985,18.15116],[-96.23673,18.14861],[-96.23341,18.14587],[-96.23047,18.14336],[-96.22752,18.14096],[-96.22422,18.13817],[-96.22134,18.13579],[-96.21824,18.13326],[-96.21479,18.13043],[-96.2112,18.12744],[-96.20764,18.12446],[-96.20451,18.1219],[-96.20116,18.11903],[-96.19769,18.11623],[-96.19466,18.11369],[-96.1915,18.11109],[-96.18796,18.10808],[-96.18457,18.10526],[-96.18201,18.10314],[-96.17877,18.1005],[-96.17483,18.09726]]}}
Línea n/d | LineString | n/d |  |  |  | CFE |  |  |  |  | OpenStreetMap | {"type":"Feature","properties":{},"geometry":{"type":"LineString","coordinates":[[-103.69162,20.04209],[-103.69216,20.04328],[-103.69354,20.04558],[-103.69477,20.04769],[-103.6959,20.04959],[-103.6964,20.05047],[-103.70041,20.05734],[-103.70402,20.06068],[-103.70541,20.06596],[-103.70501,20.07372],[-103.71086,20.07872],[-103.71451,20.0896],[-103.71783,20.09832],[-103.71812,20.09941]]}}
Línea n/d | LineString | n/d |  |  |  | CFE |  |  |  |  | OpenStreetMap | {"type":"Feature","properties":{},"geometry":{"type":"LineString","coordinates":[[-89.62831,21.04927],[-89.62841,21.04926],[-89.62891,21.0492],[-89.62903,21.04919],[-89.62918,21.04917],[-89.62932,21.04915]]}}
Línea n/d | LineString | n/d |  |  |  | CFE |  |  |  |  | OpenStreetMap | {"type":"Feature","properties":{},"geometry":{"type":"LineString","coordinates":[[-89.62754,21.04996],[-89.62746,21.04964],[-89.62742,21.04936],[-89.62831,21.04927]]}}
Línea n/d | LineString | n/d |  |  |  | CFE |  |  |  |  | OpenStreetMap | {"type":"Feature","properties":{},"geometry":{"type":"LineString","coordinates":[[-89.62763,21.04995],[-89.62756,21.04945],[-89.62833,21.04938]]}}
Línea n/d | LineString | n/d |  |  |  | CFE |  |  |  |  | OpenStreetMap | {"type":"Feature","properties":{},"geometry":{"type":"LineString","coordinates":[[-89.62833,21.04938],[-89.62843,21.04937],[-89.62893,21.04931],[-89.62904,21.0493],[-89.6292,21.04928],[-89.62934,21.04927]]}}
Línea n/d | LineString | n/d |  |  |  | CFE |  |  |  |  | OpenStreetMap | {"type":"Feature","properties":{},"geometry":{"type":"LineString","coordinates":[[-105.92596,24.11073],[-105.927,24.11178],[-105.92763,24.11243],[-105.92858,24.11339],[-105.93009,24.1152],[-105.9337,24.11965],[-105.93755,24.12444],[-105.94207,24.12993],[-105.95602,24.14417],[-105.95741,24.14671],[-105.95698,24.14892],[-105.95739,24.15124],[-105.95693,24.15349],[-105.9567,24.15394],[-105.95672,24.15648],[-105.95724,24.15792],[-105.95721,24.16037],[-105.9577,24.16195],[-105.9566,24.16546],[-105.95586,24.16763],[-105.95576,24.16809],[-105.95588,24.16937],[-105.9552,24.17023],[-105.95455,24.17259],[-105.95745,24.17701],[-105.95555,24.18347],[-105.95527,24.1846],[-105.95505,24.18545],[-105.95491,24.18598],[-105.95475,24.18666],[-105.95455,24.18749],[-105.95435,24.18779],[-105.95389,24.1896],[-105.95358,24.19088],[-105.95058,24.2036],[-105.95016,24.20654],[-105.95034,24.21113],[-105.95036,24.21221],[-105.95062,24.21359],[-105.95074,24.21428],[-105.95512,24.22166],[-105.95585,24.22287],[-105.95671,24.22429],[-105.95699,24.22478],[-105.95905,24.22827],[-105.95996,24.22973],[-105.96053,24.23069],[-105.96088,24.23131],[-105.96154,24.23238],[-105.96267,24.23434],[-105.96585,24.23961],[-105.96724,24.24195],[-105.96838,24.24388],[-105.97157,24.24949],[-105.97192,24.25196],[-105.97311,24.2597],[-105.97365,24.26469],[-105.974,24.26787],[-105.97451,24.27388],[-105.97427,24.27901],[-105.97415,24.28032],[-105.97304,24.28427],[-105.97154,24.28944],[-105.97136,24.29688],[-105.9718,24.30162],[-105.97181,24.30181],[-105.97239,24.306],[-105.97267,24.31039],[-105.97264,24.31275],[-105.9722,24.32395],[-105.9719,24.33027],[-105.97157,24.33737],[-105.97159,24.33991],[-105.9712,24.34679],[-105.97112,24.35253],[-105.97067,24.35787],[-105.97059,24.36429],[-105.96985,24.37665],[-105.96893,24.39737],[-105.96798,24.42343],[-105.96736,24.44225],[-105.9679,24.44346],[-105.96865,24.445],[-105.96921,24.44619],[-105.96965,24.44707],[-105.97039,24.44855],[-105.97162,24.45125],[-105.97248,24.45317],[-105.97353,24.45552],[-105.97434,24.45745],[-105.97505,24.46029],[-105.97561,24.46228],[-105.9759,24.46336],[-105.9747,24.46385]]}}
Línea n/d | LineString | n/d |  |  |  | CFE |  |  |  |  | OpenStreetMap | {"type":"Feature","properties":{},"geometry":{"type":"LineString","coordinates":[[-99.01036,19.41918],[-99.0125,19.41972],[-99.01368,19.42001],[-99.01373,19.42002],[-99.01501,19.42035],[-99.0169,19.42083],[-99.01874,19.42132],[-99.0206,19.42181],[-99.02246,19.42229],[-99.02324,19.42249],[-99.02431,19.42277],[-99.02563,19.4231],[-99.02617,19.42323],[-99.02791,19.42369],[-99.02939,19.42407],[-99.03056,19.42698],[-99.03119,19.42853],[-99.03183,19.43011],[-99.03246,19.43167],[-99.03319,19.43339]]}}
Línea n/d | LineString | n/d |  |  |  | CFE |  |  |  |  | OpenStreetMap | {"type":"Feature","properties":{},"geometry":{"type":"LineString","coordinates":[[-117.06579,32.36942],[-117.06536,32.36949],[-117.06546,32.37014]]}}
Línea n/d | LineString | n/d |  |  |  | CFE |  |  |  |  | OpenStreetMap | {"type":"Feature","properties":{},"geometry":{"type":"LineString","coordinates":[[-117.06718,32.36765],[-117.06635,32.3675]]}}
Línea n/d | LineString | n/d |  |  |  | CFE |  |  |  |  | OpenStreetMap | {"type":"Feature","properties":{},"geometry":{"type":"LineString","coordinates":[[-117.0665,32.36809],[-117.06718,32.36765]]}}
Línea n/d | LineString | n/d |  |  |  | CFE |  |  |  |  | OpenStreetMap | {"type":"Feature","properties":{},"geometry":{"type":"LineString","coordinates":[[-117.07028,32.36717],[-117.06986,32.36716],[-117.06895,32.36745],[-117.06718,32.36765]]}}
Línea n/d | LineString | n/d |  |  |  | CFE |  |  |  |  | OpenStreetMap | {"type":"Feature","properties":{},"geometry":{"type":"LineString","coordinates":[[-97.04821,18.89289],[-97.04907,18.89172]]}}
Línea n/d | LineString | n/d |  |  |  | CFE |  |  |  |  | OpenStreetMap | {"type":"Feature","properties":{},"geometry":{"type":"LineString","coordinates":[[-100.41258,20.59071],[-100.41226,20.59029],[-100.41208,20.59019]]}}
Línea n/d | LineString | n/d |  |  |  | CFE |  |  |  |  | OpenStreetMap | {"type":"Feature","properties":{},"geometry":{"type":"LineString","coordinates":[[-101.69514,24.63393],[-101.69501,24.63235],[-101.69488,24.63077],[-101.69475,24.6292],[-101.69462,24.62763],[-101.69345,24.62605],[-101.69227,24.62449],[-101.69046,24.62362],[-101.68831,24.62364],[-101.68614,24.62366],[-101.68401,24.62367],[-101.68185,24.62368],[-101.6797,24.6237],[-101.67755,24.6237],[-101.6754,24.62372],[-101.67325,24.62374],[-101.67109,24.62376],[-101.66895,24.62378],[-101.66679,24.62379],[-101.66465,24.62379],[-101.66249,24.62381],[-101.66018,24.62384],[-101.65849,24.62512],[-101.65693,24.6263],[-101.65532,24.62754],[-101.65371,24.62878],[-101.65335,24.62839],[-101.65333,24.62783]]}}
Línea n/d | LineString | n/d |  |  |  | CFE |  |  |  |  | OpenStreetMap | {"type":"Feature","properties":{},"geometry":{"type":"LineString","coordinates":[[-101.69514,24.63393],[-101.69598,24.63462],[-101.69592,24.63469]]}}
Línea n/d | LineString | n/d |  |  |  | CFE |  |  |  |  | OpenStreetMap | {"type":"Feature","properties":{},"geometry":{"type":"LineString","coordinates":[[-101.69514,24.63393],[-101.69426,24.63481],[-101.69513,24.6355],[-101.69527,24.63536]]}}
Línea n/d | LineString | n/d |  |  |  | CFE |  |  |  |  | OpenStreetMap | {"type":"Feature","properties":{},"geometry":{"type":"LineString","coordinates":[[-100.56172,25.70812],[-100.56005,25.70808],[-100.55653,25.708],[-100.55421,25.70796],[-100.55347,25.70883]]}}
Línea n/d | LineString | n/d |  |  |  | CFE |  |  |  |  | OpenStreetMap | {"type":"Feature","properties":{},"geometry":{"type":"LineString","coordinates":[[-110.87039,27.93849],[-110.86669,27.93954]]}}
Línea n/d | LineString | n/d |  |  |  | CFE |  |  |  |  | OpenStreetMap | {"type":"Feature","properties":{},"geometry":{"type":"LineString","coordinates":[[-110.87039,27.93849],[-110.86662,27.93943]]}}
Línea n/d | LineString | n/d | 1 |  |  | CFE |  |  |  |  | OpenStreetMap | {"type":"Feature","properties":{},"geometry":{"type":"LineString","coordinates":[[-103.40496,20.73784],[-103.40576,20.73707],[-103.40654,20.73637],[-103.40738,20.73559],[-103.40823,20.73483],[-103.40895,20.73417],[-103.40971,20.73349],[-103.41051,20.73277],[-103.41132,20.73203],[-103.41138,20.73198],[-103.4115,20.73186],[-103.41171,20.73168],[-103.41178,20.73161],[-103.41204,20.73048],[-103.41227,20.72937],[-103.41249,20.72819],[-103.4126,20.72756],[-103.41284,20.72638],[-103.41294,20.72546]]}}
Línea n/d | LineString | n/d |  |  |  | CFE |  |  |  |  | OpenStreetMap | {"type":"Feature","properties":{},"geometry":{"type":"LineString","coordinates":[[-103.41421,20.67967],[-103.41396,20.67962],[-103.41421,20.67822]]}}
Línea n/d | LineString | n/d |  |  |  | CFE |  |  |  |  | OpenStreetMap | {"type":"Feature","properties":{},"geometry":{"type":"LineString","coordinates":[[-103.41421,20.67822],[-103.41457,20.67764],[-103.41486,20.67661],[-103.41458,20.67633]]}}
Línea n/d | LineString | n/d |  |  |  | CFE |  |  |  |  | OpenStreetMap | {"type":"Feature","properties":{},"geometry":{"type":"LineString","coordinates":[[-103.41458,20.67633],[-103.41386,20.67569],[-103.41514,20.67664]]}}
Línea n/d | LineString | n/d |  |  |  | CFE |  |  |  |  | OpenStreetMap | {"type":"Feature","properties":{},"geometry":{"type":"LineString","coordinates":[[-100.70825,21.86672],[-100.70873,21.86625]]}}
Línea n/d | LineString | n/d |  |  |  | CFE |  |  |  |  | OpenStreetMap | {"type":"Feature","properties":{},"geometry":{"type":"LineString","coordinates":[[-100.70873,21.86625],[-100.70955,21.86675]]}}
Línea n/d | LineString | n/d |  |  |  | CFE |  |  |  |  | OpenStreetMap | {"type":"Feature","properties":{},"geometry":{"type":"LineString","coordinates":[[-100.70955,21.86675],[-100.7093,21.8672]]}}
Línea n/d | LineString | n/d |  |  |  | CFE |  |  |  |  | OpenStreetMap | {"type":"Feature","properties":{},"geometry":{"type":"LineString","coordinates":[[-100.7093,21.8672],[-100.70926,21.86791]]}}
Línea n/d | LineString | n/d |  |  |  | CFE |  |  |  |  | OpenStreetMap | {"type":"Feature","properties":{},"geometry":{"type":"LineString","coordinates":[[-100.70926,21.86791],[-100.70885,21.86777]]}}
Línea n/d | LineString | n/d |  |  |  | CFE |  |  |  |  | OpenStreetMap | {"type":"Feature","properties":{},"geometry":{"type":"LineString","coordinates":[[-100.70885,21.86777],[-100.70855,21.86768],[-100.70802,21.86744],[-100.70747,21.8675],[-100.7074,21.86754]]}}
Línea n/d | LineString | n/d |  |  |  | CFE |  |  |  |  | OpenStreetMap | {"type":"Feature","properties":{},"geometry":{"type":"LineString","coordinates":[[-100.7074,21.86754],[-100.70719,21.86779],[-100.70685,21.86821],[-100.70644,21.86865],[-100.70605,21.86899],[-100.70577,21.86922],[-100.70535,21.8691],[-100.70496,21.86885],[-100.70467,21.86869],[-100.70418,21.86839],[-100.70378,21.86814],[-100.70343,21.86794],[-100.70247,21.86752]]}}
Línea n/d | LineString | n/d |  |  |  | CFE |  |  |  |  | OpenStreetMap | {"type":"Feature","properties":{},"geometry":{"type":"LineString","coordinates":[[-100.70955,21.86675],[-100.70982,21.86624],[-100.71015,21.86568],[-100.71043,21.86502],[-100.71084,21.86433],[-100.71123,21.86367]]}}
Línea n/d | LineString | n/d |  |  |  | CFE |  |  |  |  | OpenStreetMap | {"type":"Feature","properties":{},"geometry":{"type":"LineString","coordinates":[[-100.74581,21.8513],[-100.74548,21.85095],[-100.74463,21.85133],[-100.74407,21.85157],[-100.74376,21.85171],[-100.7429,21.85208],[-100.74201,21.85246],[-100.7412,21.85295],[-100.74044,21.85353],[-100.73973,21.85413],[-100.739,21.85474],[-100.73896,21.85571],[-100.73892,21.85661],[-100.73889,21.85766],[-100.73873,21.85801],[-100.73838,21.85833],[-100.73796,21.85871],[-100.73763,21.85903],[-100.73732,21.85929],[-100.73702,21.85956],[-100.73666,21.85988],[-100.73595,21.86055],[-100.73528,21.86117],[-100.73459,21.86178],[-100.73422,21.86222],[-100.73394,21.86245],[-100.73361,21.86275],[-100.73326,21.86308],[-100.73294,21.8634],[-100.73258,21.86371],[-100.7323,21.86396],[-100.73189,21.86432],[-100.73138,21.86457],[-100.73085,21.86507],[-100.73016,21.86573],[-100.72956,21.86636],[-100.72911,21.86678],[-100.72838,21.86735],[-100.72766,21.86792],[-100.72728,21.86821],[-100.72769,21.86899],[-100.72705,21.86956],[-100.72619,21.86986],[-100.72558,21.86972],[-100.72512,21.86995],[-100.7247,21.87015],[-100.7243,21.87036],[-100.72397,21.87058],[-100.72365,21.8708],[-100.72415,21.87155],[-100.72416,21.87232],[-100.72409,21.87255],[-100.7236,21.87281],[-100.7229,21.87302],[-100.72235,21.87302],[-100.72143,21.87302],[-100.72071,21.8729],[-100.71994,21.87284],[-100.71915,21.87261],[-100.71854,21.87242]]}}
Línea n/d | LineString | n/d |  |  |  | CFE |  |  |  |  | OpenStreetMap | {"type":"Feature","properties":{},"geometry":{"type":"LineString","coordinates":[[-101.51256,19.43745],[-101.51786,19.44012],[-101.52096,19.44196],[-101.52202,19.44493],[-101.52127,19.44643],[-101.52109,19.44733],[-101.51759,19.45623],[-101.51484,19.4634],[-101.5143,19.46479],[-101.51212,19.4705],[-101.51014,19.47565]]}}
Línea n/d | LineString | n/d | 2 |  |  | CFE |  |  |  |  | OpenStreetMap | {"type":"Feature","properties":{},"geometry":{"type":"LineString","coordinates":[[-103.37371,20.68832],[-103.37402,20.68833],[-103.37437,20.68834],[-103.37471,20.68834],[-103.37471,20.68789],[-103.37472,20.68729],[-103.37534,20.68729],[-103.3759,20.68729],[-103.3763,20.6873],[-103.37694,20.68732],[-103.37747,20.68733],[-103.37807,20.68735],[-103.37869,20.68723],[-103.37915,20.68723],[-103.37997,20.68726],[-103.38061,20.68727],[-103.38132,20.68729],[-103.38201,20.68731],[-103.38301,20.68733],[-103.38389,20.68736],[-103.38483,20.68738],[-103.38559,20.68739],[-103.38623,20.68741],[-103.38722,20.68744],[-103.38809,20.68747],[-103.38894,20.68749],[-103.39006,20.68751],[-103.39027,20.68728],[-103.39012,20.68683],[-103.38976,20.68578],[-103.38947,20.68485],[-103.39002,20.68465],[-103.3911,20.68465],[-103.39196,20.68465],[-103.39237,20.68465],[-103.39352,20.68465],[-103.39431,20.68466],[-103.3955,20.68468],[-103.39634,20.68471],[-103.39842,20.6847],[-103.39932,20.68432],[-103.39979,20.68407],[-103.40046,20.68394],[-103.40138,20.68381],[-103.40264,20.68364],[-103.40361,20.68352],[-103.40445,20.68341],[-103.40532,20.68328],[-103.40535,20.68282],[-103.40534,20.68186],[-103.40534,20.68008],[-103.40536,20.67883],[-103.40535,20.67764],[-103.40615,20.67765],[-103.40747,20.67766],[-103.4085,20.67768],[-103.40978,20.67771],[-103.41117,20.67781],[-103.41257,20.67791],[-103.41394,20.67805]]}}
Línea n/d | LineString | n/d |  |  |  | CFE |  |  |  |  | OpenStreetMap | {"type":"Feature","properties":{},"geometry":{"type":"LineString","coordinates":[[-103.41373,20.72137],[-103.41425,20.71863],[-103.41455,20.71678],[-103.41493,20.71476]]}}
Línea n/d | LineString | n/d |  |  |  | CFE |  |  |  |  | OpenStreetMap | {"type":"Feature","properties":{},"geometry":{"type":"LineString","coordinates":[[-97.04955,18.89239],[-97.04928,18.89277],[-97.04902,18.89314]]}}
Línea n/d | LineString | n/d |  |  |  | CFE |  |  |  |  | OpenStreetMap | {"type":"Feature","properties":{},"geometry":{"type":"LineString","coordinates":[[-104.74636,23.7839],[-104.74714,23.79235],[-104.74637,23.79439],[-104.74755,23.7984],[-104.74923,23.80344],[-104.74969,23.80552],[-104.75326,23.80809],[-104.75497,23.81631]]}}
Línea n/d | LineString | n/d |  |  |  | CFE |  |  |  |  | OpenStreetMap | {"type":"Feature","properties":{},"geometry":{"type":"LineString","coordinates":[[-104.23502,19.06103],[-104.23164,19.0558]]}}
Línea n/d | LineString | n/d |  |  |  | CFE |  |  |  |  | OpenStreetMap | {"type":"Feature","properties":{},"geometry":{"type":"LineString","coordinates":[[-104.93794,20.36951],[-104.9433,20.36715],[-104.95088,20.36397],[-104.95565,20.36693],[-104.95944,20.3691],[-104.96157,20.37046],[-104.96465,20.37232],[-104.97695,20.37964],[-104.98011,20.3795],[-104.98287,20.37936],[-104.98948,20.37908],[-104.99146,20.379],[-104.99285,20.37895],[-104.99741,20.37877],[-105.00582,20.37842],[-105.01105,20.37814],[-105.01378,20.37805],[-105.01984,20.37779],[-105.02653,20.37751],[-105.03266,20.3772],[-105.03565,20.37711],[-105.03639,20.37699],[-105.04027,20.37632],[-105.04402,20.37572],[-105.0507,20.37458],[-105.05345,20.37411],[-105.05802,20.37334],[-105.06391,20.37232],[-105.06683,20.37182],[-105.07377,20.37164],[-105.07562,20.3716],[-105.0777,20.37154],[-105.08582,20.37135],[-105.08946,20.37196],[-105.09541,20.373],[-105.09677,20.37323],[-105.1019,20.37496],[-105.10646,20.37648],[-105.10789,20.37695]]}}
Línea n/d | LineString | n/d |  |  |  | CFE |  |  |  |  | OpenStreetMap | {"type":"Feature","properties":{},"geometry":{"type":"LineString","coordinates":[[-105.30909,20.3871],[-105.30953,20.3848],[-105.30986,20.38309],[-105.31019,20.38177],[-105.31063,20.37926],[-105.3111,20.37734],[-105.31105,20.37622],[-105.3108,20.37363],[-105.31249,20.37025],[-105.31267,20.3699],[-105.3134,20.36837],[-105.31506,20.36487],[-105.3164,20.36197],[-105.31712,20.36058],[-105.31851,20.35768],[-105.31954,20.3554],[-105.31999,20.35452],[-105.31977,20.35358],[-105.31959,20.35285],[-105.31916,20.35114]]}}
Línea n/d | LineString | n/d |  |  |  | CFE |  |  |  |  | OpenStreetMap | {"type":"Feature","properties":{},"geometry":{"type":"LineString","coordinates":[[-105.31916,20.35114],[-105.31851,20.3485],[-105.31788,20.34599],[-105.31701,20.34257],[-105.31686,20.34189],[-105.316,20.33855]]}}
Línea n/d | LineString | n/d |  |  |  | CFE |  |  |  |  | OpenStreetMap | {"type":"Feature","properties":{},"geometry":{"type":"LineString","coordinates":[[-104.93685,20.3621],[-104.93857,20.36194],[-104.94377,20.3635],[-104.9497,20.35967],[-104.95939,20.35371],[-104.95985,20.35343],[-104.96947,20.35075],[-104.96974,20.35068]]}}
Línea n/d | LineString | n/d |  |  |  | CFE |  |  |  |  | OpenStreetMap | {"type":"Feature","properties":{},"geometry":{"type":"LineString","coordinates":[[-104.96974,20.35068],[-104.97073,20.33817]]}}
Línea n/d | LineString | n/d |  |  |  | CFE |  |  |  |  | OpenStreetMap | {"type":"Feature","properties":{},"geometry":{"type":"LineString","coordinates":[[-104.97073,20.33817],[-104.97136,20.33333],[-104.97253,20.32766],[-104.97378,20.32165],[-104.97331,20.31774]]}}
Línea n/d | LineString | n/d |  |  |  | CFE |  |  |  |  | OpenStreetMap | {"type":"Feature","properties":{},"geometry":{"type":"LineString","coordinates":[[-104.15089,19.01742],[-104.14821,19.01687],[-104.14427,19.0161],[-104.1409,19.01541],[-104.13799,19.01483]]}}
Línea n/d | LineString | n/d |  |  |  | CFE |  |  |  |  | OpenStreetMap | {"type":"Feature","properties":{},"geometry":{"type":"LineString","coordinates":[[-104.26713,19.09163],[-104.26495,19.09029],[-104.26225,19.08875],[-104.25915,19.08688],[-104.25394,19.08342],[-104.25268,19.08204],[-104.24899,19.07798],[-104.24769,19.07653],[-104.24551,19.07415],[-104.24431,19.07283],[-104.24141,19.06964],[-104.23891,19.06691],[-104.23853,19.06644]]}}
Línea n/d | LineString | n/d |  |  |  | CFE |  |  |  |  | OpenStreetMap | {"type":"Feature","properties":{},"geometry":{"type":"LineString","coordinates":[[-99.56981,19.27848],[-99.57083,19.2783],[-99.5724,19.27824],[-99.57408,19.27815],[-99.57472,19.27812],[-99.57635,19.27804],[-99.57797,19.27797],[-99.57909,19.27792],[-99.58043,19.27785],[-99.58175,19.27779],[-99.58305,19.27772],[-99.5841,19.27768],[-99.58524,19.27763],[-99.58639,19.27757],[-99.58753,19.27751],[-99.58867,19.27746],[-99.58976,19.27741],[-99.59093,19.27735],[-99.59209,19.27729],[-99.59324,19.27724],[-99.59422,19.27719],[-99.59532,19.27714],[-99.59632,19.27709],[-99.59745,19.27704],[-99.59855,19.27699],[-99.59961,19.27694],[-99.60065,19.27689],[-99.60156,19.27684],[-99.60235,19.2768],[-99.60329,19.27671],[-99.60417,19.27663],[-99.6055,19.2765],[-99.60676,19.27638],[-99.608,19.27626],[-99.60896,19.27617],[-99.61023,19.27605],[-99.61146,19.27594],[-99.61259,19.27582],[-99.61373,19.27571],[-99.61484,19.2756],[-99.61595,19.27549],[-99.61709,19.27539],[-99.61823,19.27527],[-99.61937,19.27517],[-99.6205,19.27506],[-99.62164,19.27495],[-99.62277,19.27483],[-99.6239,19.27472],[-99.62505,19.2746]]}}
Línea n/d | LineString | n/d |  |  |  | CFE |  |  |  |  | OpenStreetMap | {"type":"Feature","properties":{},"geometry":{"type":"LineString","coordinates":[[-99.09026,18.90856],[-99.09036,18.90622],[-99.09052,18.90286],[-99.09072,18.89836],[-99.09092,18.89401],[-99.09103,18.89172],[-99.09114,18.88928],[-99.09126,18.8869],[-99.0914,18.88391],[-99.09157,18.88003],[-99.09171,18.87684],[-99.09183,18.87415],[-99.09198,18.8714],[-99.0933,18.86997],[-99.09651,18.86648],[-99.0994,18.86335],[-99.10023,18.86245]]}}
Línea n/d | LineString | n/d |  |  |  | CFE |  |  |  |  | OpenStreetMap | {"type":"Feature","properties":{},"geometry":{"type":"LineString","coordinates":[[-96.40664,18.23092],[-96.40804,18.23086],[-96.40865,18.23118],[-96.40857,18.23145]]}}
Línea n/d | LineString | n/d |  |  |  | CFE |  |  |  |  | OpenStreetMap | {"type":"Feature","properties":{},"geometry":{"type":"LineString","coordinates":[[-99.6607,19.21733],[-99.66038,19.21734],[-99.65974,19.21746],[-99.659,19.21771],[-99.65905,19.21783],[-99.65911,19.21804],[-99.65898,19.21812],[-99.65867,19.21822],[-99.65823,19.21828],[-99.65751,19.21829],[-99.65735,19.21835]]}}
Línea n/d | LineString | n/d |  |  |  | CFE |  |  |  |  | OpenStreetMap | {"type":"Feature","properties":{},"geometry":{"type":"LineString","coordinates":[[-106.80964,24.56889],[-106.80866,24.56866],[-106.80859,24.56794],[-106.80823,24.56758]]}}
Línea n/d | LineString | n/d |  |  |  | CFE |  |  |  |  | OpenStreetMap | {"type":"Feature","properties":{},"geometry":{"type":"LineString","coordinates":[[-98.15049,16.80719],[-98.1505,16.80752],[-98.15045,16.80774],[-98.15007,16.80748],[-98.14975,16.80749],[-98.14916,16.80757]]}}
Línea n/d | LineString | n/d |  |  |  | CFE |  |  |  |  | OpenStreetMap | {"type":"Feature","properties":{},"geometry":{"type":"LineString","coordinates":[[-97.22501,19.60477],[-97.22579,19.60384],[-97.22658,19.60293],[-97.22919,19.5998],[-97.23029,19.5985],[-97.23146,19.59709],[-97.23255,19.59578],[-97.23369,19.59442],[-97.23474,19.59318],[-97.23579,19.59192],[-97.23694,19.59056],[-97.2381,19.58918],[-97.23909,19.588],[-97.24028,19.58658],[-97.24147,19.58517],[-97.24148,19.58327],[-97.24148,19.58226],[-97.24149,19.58063],[-97.2415,19.57915],[-97.24151,19.57772],[-97.24151,19.57643],[-97.24151,19.57324]]}}
Línea n/d | LineString | n/d |  |  |  | CFE |  |  |  |  | OpenStreetMap | {"type":"Feature","properties":{},"geometry":{"type":"LineString","coordinates":[[-115.19093,28.05602],[-115.19192,28.05717],[-115.19243,28.05773],[-115.19298,28.05835],[-115.1936,28.05905],[-115.19422,28.05975],[-115.19482,28.06043],[-115.19519,28.06084],[-115.1958,28.06155],[-115.19621,28.06203],[-115.19668,28.0627],[-115.19718,28.06344],[-115.19766,28.06415],[-115.19737,28.06535],[-115.19709,28.06659],[-115.19684,28.06762],[-115.19763,28.06892],[-115.19794,28.06977],[-115.19833,28.07091]]}}
Línea n/d | LineString | n/d |  |  |  | CFE |  |  |  |  | OpenStreetMap | {"type":"Feature","properties":{},"geometry":{"type":"LineString","coordinates":[[-97.1656,19.5395],[-97.16441,19.53883],[-97.16132,19.53341],[-97.16145,19.52673],[-97.16149,19.52452],[-97.16163,19.5178],[-97.16169,19.51412],[-97.16169,19.51286],[-97.16104,19.51183],[-97.15989,19.50994],[-97.15933,19.50907],[-97.15865,19.5079],[-97.15828,19.50728],[-97.1579,19.50666],[-97.15729,19.50569],[-97.15675,19.50487],[-97.14867,19.49433],[-97.14822,19.49391]]}}
Línea n/d | LineString | n/d |  |  |  | CFE |  |  |  |  | OpenStreetMap | {"type":"Feature","properties":{},"geometry":{"type":"LineString","coordinates":[[-100.66745,23.6479],[-100.66715,23.64789]]}}
Línea n/d | LineString | n/d |  |  |  | CFE |  |  |  |  | OpenStreetMap | {"type":"Feature","properties":{},"geometry":{"type":"LineString","coordinates":[[-107.9445,25.87809],[-107.94426,25.87832],[-107.94343,25.87652],[-107.94261,25.87425],[-107.94294,25.87353]]}}
Línea n/d | LineString | n/d |  |  |  | CFE |  |  |  |  | OpenStreetMap | {"type":"Feature","properties":{},"geometry":{"type":"LineString","coordinates":[[-107.9429,25.87352],[-107.94243,25.87423],[-107.94337,25.87655],[-107.94424,25.87837],[-107.94457,25.87813]]}}
Línea n/d | LineString | n/d |  |  |  | CFE |  |  |  |  | OpenStreetMap | {"type":"Feature","properties":{},"geometry":{"type":"LineString","coordinates":[[-100.25739,24.96752],[-100.25717,24.96747],[-100.25687,24.9674],[-100.25667,24.9674],[-100.25663,24.96754],[-100.25665,24.96768],[-100.2567,24.96786],[-100.25665,24.96812],[-100.25638,24.96847],[-100.25602,24.96873],[-100.25588,24.96876],[-100.2558,24.96868],[-100.25581,24.96841],[-100.2558,24.96819],[-100.25575,24.96805]]}}
Línea n/d | LineString | n/d |  |  |  | CFE |  |  |  |  | OpenStreetMap | {"type":"Feature","properties":{},"geometry":{"type":"LineString","coordinates":[[-95.20503,16.25157],[-95.20556,16.25219],[-95.20606,16.25283],[-95.20667,16.25359],[-95.20778,16.25496],[-95.20835,16.25567],[-95.20958,16.25717],[-95.2113,16.25932],[-95.2119,16.26001],[-95.21248,16.26074],[-95.21302,16.26143],[-95.21362,16.26219],[-95.21419,16.26289],[-95.21474,16.26359],[-95.21534,16.26432],[-95.2159,16.26502],[-95.21708,16.26645],[-95.21884,16.26867],[-95.2194,16.26936],[-95.21997,16.27013],[-95.22114,16.27152],[-95.22228,16.27296],[-95.22389,16.27494],[-95.22516,16.27646]]}}
Línea n/d | LineString | n/d |  |  |  | CFE |  |  |  |  | OpenStreetMap | {"type":"Feature","properties":{},"geometry":{"type":"LineString","coordinates":[[-95.26072,16.21736],[-95.25441,16.21534],[-95.25061,16.21236],[-95.2465,16.21092]]}}
Línea n/d | LineString | n/d |  |  |  | CFE |  |  |  |  | OpenStreetMap | {"type":"Feature","properties":{},"geometry":{"type":"LineString","coordinates":[[-100.06084,25.56488],[-100.06038,25.56469]]}}
Línea n/d | LineString | n/d |  |  |  | CFE |  |  |  |  | OpenStreetMap | {"type":"Feature","properties":{},"geometry":{"type":"LineString","coordinates":[[-100.06078,25.565],[-100.06033,25.56482]]}}
Línea n/d | LineString | n/d |  |  |  | CFE |  |  |  |  | OpenStreetMap | {"type":"Feature","properties":{},"geometry":{"type":"LineString","coordinates":[[-107.97139,25.86544],[-107.96901,25.86531],[-107.9671,25.86589],[-107.96564,25.86623],[-107.96348,25.86723],[-107.96055,25.86868],[-107.95912,25.86999],[-107.95841,25.87058],[-107.95754,25.87102],[-107.95606,25.87169],[-107.95477,25.87232],[-107.95329,25.873],[-107.95166,25.87383],[-107.9498,25.87464],[-107.94833,25.8754],[-107.94604,25.87815],[-107.94528,25.8775],[-107.945,25.87774]]}}
Línea n/d | LineString | n/d |  |  |  | CFE |  |  |  |  | OpenStreetMap | {"type":"Feature","properties":{},"geometry":{"type":"LineString","coordinates":[[-107.89802,25.85678],[-107.8988,25.85654],[-107.89991,25.85618],[-107.90237,25.85545],[-107.90278,25.85522],[-107.90658,25.85541],[-107.90811,25.85538],[-107.91276,25.85433],[-107.91511,25.85491],[-107.9161,25.85554],[-107.91816,25.85825],[-107.92013,25.8611],[-107.92295,25.86444],[-107.92532,25.86874],[-107.92618,25.87041],[-107.92769,25.87206],[-107.92937,25.87387],[-107.93089,25.87558],[-107.93159,25.87633],[-107.9334,25.87833],[-107.93408,25.87904],[-107.93706,25.87727],[-107.94021,25.87679],[-107.94175,25.87748],[-107.94287,25.87797],[-107.94411,25.87855],[-107.94428,25.87842],[-107.94464,25.87817]]}}
Línea n/d | LineString | n/d |  |  |  | CFE |  |  |  |  | OpenStreetMap | {"type":"Feature","properties":{},"geometry":{"type":"LineString","coordinates":[[-101.62035,19.50738],[-101.61992,19.50719],[-101.61986,19.50731]]}}
Línea n/d | LineString | n/d |  |  |  | CFE |  |  |  |  | OpenStreetMap | {"type":"Feature","properties":{},"geometry":{"type":"LineString","coordinates":[[-107.37487,27.89369],[-107.37297,27.89504],[-107.37275,27.89532],[-107.37186,27.89677],[-107.37061,27.89851],[-107.36907,27.90088]]}}
Línea n/d | LineString | n/d |  |  |  | CFE |  |  |  |  | OpenStreetMap | {"type":"Feature","properties":{},"geometry":{"type":"LineString","coordinates":[[-107.54013,24.77044],[-107.53982,24.77047],[-107.53904,24.77054],[-107.53869,24.77057],[-107.53792,24.77063],[-107.53715,24.77069]]}}
Línea n/d | LineString | n/d |  |  |  | CFE |  |  |  |  | OpenStreetMap | {"type":"Feature","properties":{},"geometry":{"type":"LineString","coordinates":[[-107.54013,24.77044],[-107.54111,24.77037],[-107.54241,24.77023],[-107.54321,24.77016],[-107.54516,24.76999]]}}
Línea n/d | LineString | n/d |  |  |  | CFE |  |  |  |  | OpenStreetMap | {"type":"Feature","properties":{},"geometry":{"type":"LineString","coordinates":[[-108.72747,29.81813],[-108.72454,29.82235],[-108.72121,29.83242],[-108.7203,29.83517],[-108.71987,29.83663]]}}
Línea n/d | LineString | n/d |  |  |  | CFE |  |  |  |  | OpenStreetMap | {"type":"Feature","properties":{},"geometry":{"type":"LineString","coordinates":[[-108.74887,29.81145],[-108.75005,29.80877]]}}
Línea n/d | LineString | n/d |  |  |  | CFE |  |  |  |  | OpenStreetMap | {"type":"Feature","properties":{},"geometry":{"type":"LineString","coordinates":[[-101.75574,21.10814],[-101.75729,21.11035]]}}
Línea n/d | LineString | n/d |  |  |  | CFE |  |  |  |  | OpenStreetMap | {"type":"Feature","properties":{},"geometry":{"type":"LineString","coordinates":[[-109.8325,22.92669],[-109.83232,22.92658]]}}
Línea n/d | LineString | n/d |  |  |  | CFE |  |  |  |  | OpenStreetMap | {"type":"Feature","properties":{},"geometry":{"type":"LineString","coordinates":[[-111.49821,28.43148],[-111.49494,28.43059],[-111.49129,28.42957],[-111.48841,28.42876],[-111.48515,28.42785],[-111.48514,28.4254],[-111.48512,28.42297],[-111.48511,28.42052],[-111.48378,28.41796],[-111.48205,28.4154],[-111.48195,28.41511]]}}
Línea n/d | LineString | n/d |  |  |  | CFE |  |  |  |  | OpenStreetMap | {"type":"Feature","properties":{},"geometry":{"type":"LineString","coordinates":[[-105.91557,28.44271],[-105.91486,28.44309],[-105.91462,28.44318]]}}
Línea n/d | LineString | n/d |  |  |  | CFE |  |  |  |  | OpenStreetMap | {"type":"Feature","properties":{},"geometry":{"type":"LineString","coordinates":[[-105.91686,28.44213],[-105.91647,28.44235]]}}
Línea n/d | LineString | n/d |  |  |  | CFE |  |  |  |  | OpenStreetMap | {"type":"Feature","properties":{},"geometry":{"type":"LineString","coordinates":[[-105.91706,28.44244],[-105.91666,28.44262]]}}
Línea n/d | LineString | n/d |  |  |  | CFE |  |  |  |  | OpenStreetMap | {"type":"Feature","properties":{},"geometry":{"type":"LineString","coordinates":[[-105.91728,28.44278],[-105.91685,28.44291]]}}
Línea n/d | LineString | n/d |  |  |  | CFE |  |  |  |  | OpenStreetMap | {"type":"Feature","properties":{},"geometry":{"type":"LineString","coordinates":[[-105.91958,28.44604],[-105.91942,28.44665],[-105.91887,28.44709]]}}
Línea n/d | LineString | n/d |  |  |  | CFE |  |  |  |  | OpenStreetMap | {"type":"Feature","properties":{},"geometry":{"type":"LineString","coordinates":[[-115.62815,32.60106],[-115.62821,32.60108],[-115.62841,32.60112],[-115.62861,32.60118],[-115.62885,32.60123],[-115.62915,32.60097]]}}
Línea n/d | LineString | n/d |  |  |  | CFE |  |  |  |  | OpenStreetMap | {"type":"Feature","properties":{},"geometry":{"type":"LineString","coordinates":[[-115.62849,32.6014],[-115.62853,32.60142],[-115.62878,32.60147],[-115.62923,32.60106]]}}
Línea n/d | LineString | n/d |  |  |  | CFE |  |  |  |  | OpenStreetMap | {"type":"Feature","properties":{},"geometry":{"type":"LineString","coordinates":[[-115.62904,32.59747],[-115.62908,32.59744],[-115.62917,32.59738],[-115.62935,32.59727],[-115.62952,32.59716],[-115.6297,32.59703]]}}
Línea n/d | LineString | n/d |  |  |  | CFE |  |  |  |  | OpenStreetMap | {"type":"Feature","properties":{},"geometry":{"type":"LineString","coordinates":[[-115.62966,32.59759],[-115.62968,32.59755],[-115.62976,32.59738],[-115.62984,32.59724],[-115.62992,32.59709]]}}
Línea n/d | LineString | n/d |  |  |  | CFE |  |  |  |  | OpenStreetMap | {"type":"Feature","properties":{},"geometry":{"type":"LineString","coordinates":[[-115.63008,32.59771],[-115.63009,32.59766],[-115.63014,32.59749],[-115.6302,32.59734],[-115.63024,32.59719]]}}
Línea n/d | LineString | n/d |  |  |  | CFE |  |  |  |  | OpenStreetMap | {"type":"Feature","properties":{},"geometry":{"type":"LineString","coordinates":[[-115.63047,32.59794],[-115.63049,32.59789],[-115.63048,32.59777],[-115.63046,32.59758],[-115.63044,32.5974],[-115.63042,32.59725]]}}
Línea n/d | LineString | n/d |  |  |  | CFE |  |  |  |  | OpenStreetMap | {"type":"Feature","properties":{},"geometry":{"type":"LineString","coordinates":[[-116.94467,32.49135],[-116.94432,32.49153],[-116.94356,32.49244],[-116.94475,32.49325],[-116.94408,32.49394],[-116.94366,32.49434],[-116.94314,32.49487],[-116.9428,32.49528],[-116.94219,32.49587],[-116.94157,32.4965],[-116.94088,32.49597],[-116.94021,32.49543],[-116.93956,32.49489],[-116.93888,32.49436],[-116.93816,32.4938],[-116.93759,32.49431],[-116.93701,32.49482],[-116.93649,32.49531],[-116.93587,32.49584],[-116.93524,32.49628],[-116.93458,32.49671],[-116.93366,32.4973],[-116.93265,32.49792],[-116.93229,32.49817],[-116.93194,32.49845],[-116.93142,32.49875],[-116.9309,32.49907],[-116.9304,32.4994],[-116.92997,32.49976],[-116.92956,32.50016],[-116.92914,32.50057],[-116.92872,32.50099],[-116.92838,32.50139],[-116.92812,32.50172],[-116.92766,32.50207],[-116.92707,32.50232],[-116.92651,32.50258],[-116.92607,32.50274]]}}
Línea n/d | LineString | n/d |  |  |  | CFE |  |  |  |  | OpenStreetMap | {"type":"Feature","properties":{},"geometry":{"type":"LineString","coordinates":[[-116.91589,32.55012],[-116.9167,32.55005]]}}
Línea n/d | LineString | n/d |  |  |  | CFE |  |  |  |  | OpenStreetMap | {"type":"Feature","properties":{},"geometry":{"type":"LineString","coordinates":[[-116.92681,32.5038],[-116.92647,32.50327],[-116.92607,32.50274]]}}
Línea n/d | LineString | n/d |  |  |  | CFE |  |  |  |  | OpenStreetMap | {"type":"Feature","properties":{},"geometry":{"type":"LineString","coordinates":[[-116.92607,32.50274],[-116.9264,32.50329],[-116.92674,32.50381]]}}
Línea n/d | LineString | n/d |  |  |  | CFE |  |  |  |  | OpenStreetMap | {"type":"Feature","properties":{},"geometry":{"type":"LineString","coordinates":[[-116.92358,32.50273],[-116.9235,32.5029]]}}
Línea n/d | LineString | n/d |  |  |  | CFE |  |  |  |  | OpenStreetMap | {"type":"Feature","properties":{},"geometry":{"type":"LineString","coordinates":[[-89.55265,21.02536],[-89.5523,21.0277],[-89.55227,21.02791],[-89.55225,21.02811],[-89.5522,21.02834],[-89.55219,21.02854],[-89.55217,21.02869],[-89.55215,21.02882],[-89.55208,21.02929],[-89.55199,21.03073]]}}
Línea n/d | LineString | n/d |  |  |  | CFE |  |  |  |  | OpenStreetMap | {"type":"Feature","properties":{},"geometry":{"type":"LineString","coordinates":[[-108.8827,26.06734],[-108.88415,26.069],[-108.88533,26.07038],[-108.88654,26.07179],[-108.88765,26.07309],[-108.88878,26.07438],[-108.88982,26.07561],[-108.89087,26.07684],[-108.89197,26.07814],[-108.89307,26.07939],[-108.89378,26.08024],[-108.89463,26.08194],[-108.89545,26.08358],[-108.89627,26.08523],[-108.8971,26.08691],[-108.89793,26.08856],[-108.8987,26.09012],[-108.89954,26.0918],[-108.90039,26.09351],[-108.90123,26.0952],[-108.90207,26.09688],[-108.90304,26.09884],[-108.9039,26.10057],[-108.90475,26.10229],[-108.90562,26.10402],[-108.90645,26.10571],[-108.9073,26.10741],[-108.90813,26.10907],[-108.90891,26.11065],[-108.9097,26.11222],[-108.9105,26.11385],[-108.91107,26.11498],[-108.91162,26.11608],[-108.91218,26.11722],[-108.91331,26.11873],[-108.91439,26.12017],[-108.91554,26.12174],[-108.91654,26.12305],[-108.91772,26.12464],[-108.9194,26.12605],[-108.92084,26.12725],[-108.92231,26.1285],[-108.92379,26.12975],[-108.92524,26.13096],[-108.92674,26.13224],[-108.92821,26.13347],[-108.9297,26.13471],[-108.9312,26.13598],[-108.93267,26.13722],[-108.93413,26.13846],[-108.93558,26.13969],[-108.93705,26.14093],[-108.93851,26.14216],[-108.93999,26.1434],[-108.94146,26.14465],[-108.94269,26.14568],[-108.94394,26.14674],[-108.94527,26.14785],[-108.94658,26.14897],[-108.9483,26.14881],[-108.95012,26.14851],[-108.95177,26.14828],[-108.95342,26.14809],[-108.95513,26.14786],[-108.95665,26.14766],[-108.95855,26.14828],[-108.96046,26.14889],[-108.96208,26.14941],[-108.96366,26.14994],[-108.96526,26.15044],[-108.96695,26.15099],[-108.96893,26.1514],[-108.97068,26.15177],[-108.97242,26.15215],[-108.97417,26.15254],[-108.97592,26.15292],[-108.97763,26.1533],[-108.97941,26.15373],[-108.98122,26.15418],[-108.98306,26.1547],[-108.98485,26.15517],[-108.98674,26.15569],[-108.98873,26.15623],[-108.99044,26.15667],[-108.99011,26.15787],[-108.98985,26.15884],[-108.98939,26.16044],[-108.9889,26.16219],[-108.98842,26.16392],[-108.98793,26.16569],[-108.98744,26.16742],[-108.98694,26.1692],[-108.98644,26.17098],[-108.98601,26.17254],[-108.98557,26.17408],[-108.98501,26.17603],[-108.98444,26.17797],[-108.98396,26.17968],[-108.98344,26.18146],[-108.98293,26.1832],[-108.98242,26.18497],[-108.98192,26.18669],[-108.98141,26.18843],[-108.98098,26.1899],[-108.98048,26.19163],[-108.97996,26.19339],[-108.97946,26.19513],[-108.97896,26.19684],[-108.97844,26.19863],[-108.97794,26.20037],[-108.97744,26.20211],[-108.97693,26.20386],[-108.97642,26.2056],[-108.97591,26.20735],[-108.97541,26.2091],[-108.9749,26.21083],[-108.97439,26.21263],[-108.97394,26.21417],[-108.97344,26.21592],[-108.97293,26.21766],[-108.97243,26.2194],[-108.97192,26.22115],[-108.97142,26.22289],[-108.97096,26.22449],[-108.97047,26.2262],[-108.96995,26.22798],[-108.96946,26.22969],[-108.969,26.23127],[-108.96858,26.23277],[-108.9681,26.23442],[-108.96766,26.23597],[-108.9672,26.23756],[-108.96668,26.23942],[-108.9662,26.24106],[-108.9657,26.24279],[-108.96525,26.24436],[-108.96477,26.24603],[-108.96437,26.24747],[-108.96426,26.24784],[-108.96584,26.2482],[-108.96759,26.24861],[-108.96933,26.24901],[-108.97129,26.24947],[-108.97321,26.24992],[-108.97514,26.25037],[-108.97707,26.25081],[-108.97903,26.25127],[-108.98233,26.25204],[-108.98466,26.25258],[-108.9862,26.25294],[-108.98814,26.25339],[-108.99008,26.25383],[-108.99202,26.25429],[-108.99396,26.25474],[-108.99588,26.25521],[-108.99782,26.25566],[-108.99997,26.25615],[-109.0021,26.25666],[-109.00427,26.25721],[-109.00571,26.25816],[-109.00707,26.25909],[-109.00838,26.25999],[-109.00974,26.26094],[-109.01092,26.26175],[-109.01238,26.26275],[-109.01392,26.26381],[-109.01558,26.26495],[-109.0172,26.26607],[-109.01885,26.2672],[-109.02042,26.26828],[-109.02128,26.26887],[-109.02213,26.26945],[-109.02387,26.27065],[-109.02539,26.27171],[-109.02692,26.27278],[-109.03154,26.27379],[-109.0347,26.27451],[-109.03663,26.27493],[-109.03807,26.27525]]}}
Línea n/d | LineString | n/d |  |  |  | CFE |  |  |  |  | OpenStreetMap | {"type":"Feature","properties":{},"geometry":{"type":"LineString","coordinates":[[-116.92607,32.50274],[-116.92539,32.5031],[-116.92473,32.5031],[-116.92445,32.50307],[-116.92358,32.50273],[-116.92326,32.50258],[-116.92314,32.50221],[-116.92305,32.50188],[-116.92327,32.50192]]}}
Línea n/d | LineString | n/d |  |  |  | CFE |  |  |  |  | OpenStreetMap | {"type":"Feature","properties":{},"geometry":{"type":"LineString","coordinates":[[-108.77877,26.2002],[-108.7792,26.2018],[-108.77967,26.20335],[-108.78027,26.2054],[-108.78053,26.20635],[-108.78097,26.20795],[-108.78134,26.20922],[-108.78173,26.21054],[-108.7821,26.21186],[-108.78247,26.21314],[-108.78248,26.21442],[-108.78248,26.21579],[-108.78242,26.21713],[-108.78242,26.21854],[-108.7824,26.2198],[-108.78239,26.22114],[-108.78237,26.22253],[-108.78263,26.22386],[-108.78289,26.22519]]}}
Línea n/d | LineString | n/d |  |  |  | CFE |  |  |  |  | OpenStreetMap | {"type":"Feature","properties":{},"geometry":{"type":"LineString","coordinates":[[-99.40112,19.56949],[-99.40072,19.56939],[-99.40024,19.56925],[-99.39987,19.56912],[-99.39947,19.56904]]}}
Línea n/d | LineString | n/d |  |  |  | CFE |  |  |  |  | OpenStreetMap | {"type":"Feature","properties":{},"geometry":{"type":"LineString","coordinates":[[-100.81043,28.41954],[-100.81075,28.4196]]}}
Línea n/d | LineString | n/d |  |  |  | CFE |  |  |  |  | OpenStreetMap | {"type":"Feature","properties":{},"geometry":{"type":"LineString","coordinates":[[-100.28887,19.174],[-100.28975,19.17401]]}}
Línea n/d | LineString | n/d | 1 |  |  | CFE |  |  |  |  | OpenStreetMap | {"type":"Feature","properties":{},"geometry":{"type":"LineString","coordinates":[[-99.69093,19.27938],[-99.69174,19.27963],[-99.692,19.28046],[-99.69243,19.2818],[-99.69257,19.28294],[-99.6927,19.28412],[-99.69297,19.2864],[-99.69309,19.28746],[-99.6932,19.28849],[-99.69334,19.28967],[-99.69344,19.29056],[-99.69357,19.29162],[-99.69366,19.29236],[-99.69375,19.29314],[-99.69389,19.29421],[-99.69406,19.29586],[-99.69424,19.29719],[-99.69428,19.29782],[-99.69439,19.29868],[-99.69451,19.29976],[-99.69463,19.30075],[-99.69474,19.30167],[-99.69486,19.30265],[-99.69496,19.30359],[-99.69508,19.30454],[-99.69516,19.30531],[-99.69523,19.30596],[-99.69541,19.30734],[-99.69563,19.30929],[-99.69576,19.31044],[-99.6959,19.31164],[-99.69633,19.31532],[-99.69659,19.31755],[-99.69686,19.31986],[-99.6977,19.3271],[-99.6982,19.33137],[-99.69841,19.33306],[-99.69858,19.33446],[-99.69868,19.33555],[-99.69881,19.3365],[-99.69909,19.33906],[-99.69928,19.34052],[-99.6995,19.34249],[-99.69977,19.34488],[-99.69988,19.34581],[-99.70014,19.34806],[-99.7003,19.34939],[-99.7005,19.35116],[-99.70078,19.35357],[-99.70099,19.35529],[-99.70116,19.35699],[-99.70132,19.35824],[-99.70146,19.35942],[-99.70161,19.36062],[-99.70186,19.3629],[-99.70208,19.36462],[-99.70231,19.36661],[-99.70252,19.36838],[-99.70274,19.37031],[-99.70296,19.37226],[-99.7032,19.37419],[-99.7034,19.37598],[-99.70358,19.37766],[-99.70399,19.38111],[-99.70408,19.38187],[-99.70464,19.38326],[-99.70506,19.38429],[-99.70551,19.38535],[-99.70596,19.38651],[-99.70634,19.38744],[-99.70688,19.38875],[-99.70738,19.38998],[-99.70793,19.3914],[-99.7086,19.39306],[-99.70931,19.39479],[-99.71017,19.39692],[-99.71081,19.39851],[-99.7111,19.39921],[-99.71152,19.40025],[-99.71227,19.40211],[-99.713,19.4039],[-99.71351,19.40517],[-99.71394,19.40622],[-99.71458,19.40781],[-99.71531,19.4095],[-99.7158,19.41095],[-99.71659,19.41278],[-99.71734,19.41462],[-99.71806,19.41642],[-99.71877,19.41818],[-99.71949,19.41994],[-99.72023,19.42179],[-99.72095,19.42358],[-99.7218,19.42569],[-99.7224,19.42717],[-99.72322,19.42918],[-99.72394,19.431],[-99.72465,19.43275],[-99.72579,19.43557],[-99.72609,19.4384],[-99.72627,19.44032],[-99.72634,19.44098],[-99.72652,19.44276],[-99.72669,19.4445],[-99.7269,19.4466],[-99.72711,19.44871],[-99.72728,19.45047],[-99.72745,19.45215],[-99.72762,19.45394],[-99.72781,19.45587],[-99.72794,19.45717],[-99.72829,19.46053],[-99.72843,19.46205],[-99.72856,19.46347],[-99.72871,19.46519],[-99.72893,19.46759],[-99.72908,19.46958],[-99.72925,19.47156],[-99.72941,19.47341],[-99.72953,19.47487],[-99.72959,19.47556]]}}
Línea n/d | LineString | n/d |  |  |  | CFE |  |  |  |  | OpenStreetMap | {"type":"Feature","properties":{},"geometry":{"type":"LineString","coordinates":[[-99.18653,19.6658],[-99.18619,19.66581]]}}
Línea n/d | LineString | n/d |  |  |  | CFE |  |  |  |  | OpenStreetMap | {"type":"Feature","properties":{},"geometry":{"type":"LineString","coordinates":[[-97.97665,20.21201],[-97.97356,20.21222],[-97.97027,20.21254],[-97.96685,20.21293],[-97.96138,20.21531],[-97.95197,20.22044],[-97.9488,20.22169]]}}
Línea n/d | LineString | n/d |  |  |  | CFE |  |  |  |  | OpenStreetMap | {"type":"Feature","properties":{},"geometry":{"type":"LineString","coordinates":[[-99.64379,19.26027],[-99.64536,19.26464],[-99.6406,19.26466],[-99.64039,19.27269],[-99.64869,19.27272],[-99.64924,19.27235],[-99.64989,19.27211],[-99.66003,19.27326],[-99.66223,19.26129],[-99.64379,19.26027]]}}
Línea n/d | LineString | n/d |  |  |  | CFE |  |  |  |  | OpenStreetMap | {"type":"Feature","properties":{},"geometry":{"type":"LineString","coordinates":[[-97.43235,20.93592],[-97.4299,20.93374],[-97.4275,20.9316],[-97.42676,20.93094],[-97.42529,20.93077],[-97.42374,20.93059],[-97.42235,20.93044],[-97.42087,20.93027],[-97.41939,20.93011],[-97.41785,20.92994],[-97.4169,20.93033]]}}
Línea n/d | LineString | n/d |  |  |  | CFE |  |  |  |  | OpenStreetMap | {"type":"Feature","properties":{},"geometry":{"type":"LineString","coordinates":[[-97.57898,20.94789],[-97.57754,20.94956],[-97.57496,20.95094],[-97.57155,20.95277],[-97.56525,20.95308],[-97.56172,20.9543],[-97.55816,20.95548],[-97.55359,20.957]]}}
Línea n/d | LineString | n/d |  |  |  | CFE |  |  |  |  | OpenStreetMap | {"type":"Feature","properties":{},"geometry":{"type":"LineString","coordinates":[[-110.3155,30.97041],[-110.3156,30.97132],[-110.31618,30.97547],[-110.31732,30.97692],[-110.31995,30.97981],[-110.32124,30.98057],[-110.32289,30.98151],[-110.32361,30.98167]]}}
Línea n/d | LineString | n/d |  |  |  | CFE |  |  |  |  | OpenStreetMap | {"type":"Feature","properties":{},"geometry":{"type":"LineString","coordinates":[[-110.34402,30.95913],[-110.34188,30.95692],[-110.34087,30.95582],[-110.3394,30.95462],[-110.33875,30.95392],[-110.33811,30.95316],[-110.33737,30.95245],[-110.33529,30.95177],[-110.33388,30.95013],[-110.33218,30.94834],[-110.33142,30.94759],[-110.32982,30.94655],[-110.32863,30.94526],[-110.32832,30.94441],[-110.32678,30.94234],[-110.32598,30.94194],[-110.32514,30.94154],[-110.32485,30.94121],[-110.32447,30.94087],[-110.32382,30.93985],[-110.32198,30.93892],[-110.32089,30.9383],[-110.31972,30.93772],[-110.31882,30.9361],[-110.31807,30.93499],[-110.3176,30.93461],[-110.31723,30.93438],[-110.31618,30.93405],[-110.31475,30.93358],[-110.31453,30.93303],[-110.31516,30.93254],[-110.31589,30.93197],[-110.31648,30.93151],[-110.31652,30.93111],[-110.31679,30.92927],[-110.31673,30.92869],[-110.31667,30.92809],[-110.31659,30.92732],[-110.31589,30.92664],[-110.31553,30.92628]]}}
Línea n/d | LineString | n/d |  |  |  | CFE |  |  |  |  | OpenStreetMap | {"type":"Feature","properties":{},"geometry":{"type":"LineString","coordinates":[[-102.46584,23.41227],[-102.46563,23.41325],[-102.46531,23.41437],[-102.46496,23.4155],[-102.4646,23.41664],[-102.46427,23.41778],[-102.46393,23.4189],[-102.46357,23.42],[-102.46318,23.42111],[-102.46287,23.42199],[-102.46194,23.42173],[-102.46101,23.42148],[-102.4601,23.42123]]}}
Línea n/d | LineString | n/d |  |  |  | CFE |  |  |  |  | OpenStreetMap | {"type":"Feature","properties":{},"geometry":{"type":"LineString","coordinates":[[-102.44472,23.42748],[-102.44368,23.42747],[-102.4425,23.42717],[-102.44135,23.42686],[-102.44021,23.42656],[-102.43908,23.42628],[-102.43796,23.42599],[-102.43682,23.42569],[-102.43567,23.42538],[-102.43455,23.4251],[-102.43343,23.42481],[-102.43227,23.4245],[-102.43114,23.42419],[-102.43004,23.42392],[-102.4289,23.42361],[-102.42777,23.42333],[-102.42656,23.42302],[-102.42658,23.42278]]}}
Línea n/d | LineString | n/d |  |  |  | CFE |  |  |  |  | OpenStreetMap | {"type":"Feature","properties":{},"geometry":{"type":"LineString","coordinates":[[-102.46001,23.30041],[-102.46002,23.29935],[-102.46003,23.29829],[-102.46003,23.29821]]}}
Línea n/d | LineString | n/d |  |  |  | CFE |  |  |  |  | OpenStreetMap | {"type":"Feature","properties":{},"geometry":{"type":"LineString","coordinates":[[-102.35207,23.36293],[-102.35355,23.36374],[-102.35485,23.36442],[-102.35631,23.36479],[-102.35752,23.3651],[-102.35864,23.3652],[-102.35963,23.36548],[-102.36075,23.36574],[-102.36189,23.36604],[-102.36274,23.3662],[-102.36415,23.3666],[-102.36528,23.36684],[-102.3664,23.36712],[-102.36754,23.3674],[-102.36868,23.36771],[-102.36859,23.36693],[-102.36847,23.36607],[-102.36927,23.36619],[-102.37014,23.36629]]}}
Línea n/d | LineString | n/d |  |  |  | CFE |  |  |  |  | OpenStreetMap | {"type":"Feature","properties":{},"geometry":{"type":"LineString","coordinates":[[-108.47349,28.55295],[-108.48056,28.55732],[-108.48632,28.56172]]}}
Línea n/d | LineString | n/d |  |  |  | CFE |  |  |  |  | OpenStreetMap | {"type":"Feature","properties":{},"geometry":{"type":"LineString","coordinates":[[-110.35094,30.9678],[-110.35175,30.96638],[-110.35034,30.96545],[-110.34937,30.96487],[-110.34837,30.96428],[-110.34702,30.96297],[-110.34617,30.96152],[-110.34508,30.96021],[-110.34402,30.95913]]}}
Línea n/d | LineString | n/d |  |  |  | CFE |  |  |  |  | OpenStreetMap | {"type":"Feature","properties":{},"geometry":{"type":"LineString","coordinates":[[-97.89534,22.38084],[-97.89543,22.38039],[-97.89619,22.37909],[-97.89643,22.37692],[-97.89487,22.37463]]}}
Línea n/d | LineString | n/d |  |  |  | CFE |  |  |  |  | OpenStreetMap | {"type":"Feature","properties":{},"geometry":{"type":"LineString","coordinates":[[-94.9665,16.5509],[-94.96525,16.55083],[-94.96316,16.54773],[-94.96296,16.54439],[-94.9628,16.54134],[-94.96269,16.53879],[-94.96255,16.53626]]}}
Línea n/d | LineString | n/d | 1 |  |  | CFE |  |  |  |  | OpenStreetMap | {"type":"Feature","properties":{},"geometry":{"type":"LineString","coordinates":[[-110.37924,31.03122],[-110.37956,31.03105],[-110.38001,31.02963],[-110.38047,31.02897],[-110.38075,31.02859]]}}
Línea n/d | LineString | n/d | 1 |  |  | CFE |  |  |  |  | OpenStreetMap | {"type":"Feature","properties":{},"geometry":{"type":"LineString","coordinates":[[-110.37924,31.03122],[-110.38028,31.03133],[-110.38079,31.03126],[-110.3832,31.03096],[-110.38403,31.03089],[-110.38487,31.03084],[-110.38577,31.03078],[-110.3881,31.03242],[-110.38902,31.03306],[-110.38994,31.03372],[-110.39126,31.03444],[-110.39237,31.03507],[-110.39478,31.03637],[-110.39535,31.03668],[-110.39622,31.03876],[-110.39706,31.03952],[-110.39901,31.04106],[-110.40037,31.043],[-110.40228,31.04572],[-110.40293,31.0475],[-110.40303,31.04917],[-110.40318,31.05035],[-110.40337,31.05194],[-110.40349,31.05293],[-110.40366,31.05429],[-110.40388,31.05604],[-110.40485,31.05734],[-110.40562,31.05841],[-110.40645,31.05959],[-110.40772,31.06134],[-110.40832,31.06394],[-110.40846,31.06444],[-110.4086,31.06499],[-110.40945,31.06531],[-110.41031,31.06561],[-110.41116,31.06593],[-110.41144,31.06625],[-110.41234,31.06732],[-110.41379,31.06905],[-110.41491,31.07037],[-110.41577,31.0714],[-110.41577,31.07343],[-110.41563,31.07523],[-110.41551,31.07675],[-110.4154,31.07741],[-110.41521,31.07833],[-110.41545,31.07967],[-110.41565,31.08072],[-110.41572,31.0837],[-110.41572,31.08455],[-110.41574,31.08512],[-110.41575,31.08591],[-110.41706,31.0865],[-110.4196,31.08775],[-110.4209,31.08836],[-110.42115,31.0894],[-110.42135,31.09022],[-110.42145,31.09062],[-110.42163,31.09137],[-110.42181,31.09205],[-110.4227,31.09419],[-110.42313,31.09518]]}}
Línea n/d | LineString | n/d |  |  |  | CFE |  |  |  |  | OpenStreetMap | {"type":"Feature","properties":{},"geometry":{"type":"LineString","coordinates":[[-111.09886,29.09894],[-111.09762,29.09861],[-111.09637,29.09831],[-111.09511,29.09798],[-111.0941,29.09774],[-111.09185,29.09716]]}}
Línea n/d | LineString | n/d |  |  |  | CFE |  |  |  |  | OpenStreetMap | {"type":"Feature","properties":{},"geometry":{"type":"LineString","coordinates":[[-109.8325,22.92669],[-109.83257,22.9265]]}}
Línea n/d | LineString | n/d |  |  |  | CFE |  |  |  |  | OpenStreetMap | {"type":"Feature","properties":{},"geometry":{"type":"LineString","coordinates":[[-108.49216,25.58994],[-108.50437,25.5963],[-108.56389,25.62823],[-108.63193,25.66471],[-108.63333,25.66546]]}}
Línea n/d | LineString | n/d | 1 |  |  | CFE |  |  |  |  | OpenStreetMap | {"type":"Feature","properties":{},"geometry":{"type":"LineString","coordinates":[[-107.5075,24.6996],[-107.50751,24.70207]]}}
Línea n/d | LineString | n/d |  |  |  | CFE |  |  |  |  | OpenStreetMap | {"type":"Feature","properties":{},"geometry":{"type":"LineString","coordinates":[[-107.2784,28.4227],[-107.27845,28.42334],[-107.28004,28.42576],[-107.28245,28.42945],[-107.28459,28.43273],[-107.2863,28.43531],[-107.28761,28.43738],[-107.28934,28.44004],[-107.29177,28.44376],[-107.29347,28.44636],[-107.29515,28.44895],[-107.29731,28.45219],[-107.29912,28.45501],[-107.30073,28.4575],[-107.30242,28.46008],[-107.30446,28.46323],[-107.30638,28.46612],[-107.30798,28.4686],[-107.30994,28.4716],[-107.31141,28.47383],[-107.3118,28.4745],[-107.3127,28.47506],[-107.31333,28.47564],[-107.31271,28.47602],[-107.3128,28.47614],[-107.31302,28.47606]]}}
Línea n/d | LineString | n/d |  |  |  | CFE |  |  |  |  | OpenStreetMap | {"type":"Feature","properties":{},"geometry":{"type":"LineString","coordinates":[[-100.13481,25.70943],[-100.13465,25.70946]]}}
Línea n/d | LineString | n/d | 1 |  |  | CFE |  |  |  |  | OpenStreetMap | {"type":"Feature","properties":{},"geometry":{"type":"LineString","coordinates":[[-100.10315,25.72511],[-100.10259,25.7254]]}}
Línea n/d | LineString | n/d |  |  |  | CFE |  |  |  |  | OpenStreetMap | {"type":"Feature","properties":{},"geometry":{"type":"LineString","coordinates":[[-98.98857,23.81551],[-98.98515,23.81259],[-98.98185,23.80977],[-98.97896,23.80727],[-98.97631,23.80502],[-98.97351,23.80263],[-98.97043,23.79997],[-98.96684,23.79689],[-98.96351,23.79402],[-98.96041,23.79135],[-98.95688,23.78835],[-98.95359,23.78551],[-98.95053,23.78289],[-98.94726,23.78009],[-98.94496,23.77813],[-98.94217,23.77573],[-98.93885,23.7729],[-98.93548,23.77001],[-98.93225,23.76724],[-98.92917,23.7646],[-98.92532,23.7613],[-98.92198,23.75846],[-98.91865,23.75563],[-98.91517,23.75264],[-98.91228,23.75014],[-98.90978,23.74719],[-98.90715,23.74404],[-98.90435,23.74065],[-98.90151,23.7373],[-98.89875,23.73391],[-98.89604,23.73064],[-98.89317,23.72727],[-98.89026,23.72378],[-98.88737,23.72031],[-98.88492,23.71736],[-98.88533,23.71477],[-98.8859,23.71115],[-98.8864,23.70788],[-98.88702,23.7039]]}}
Línea n/d | LineString | n/d |  |  |  | CFE |  |  |  |  | OpenStreetMap | {"type":"Feature","properties":{},"geometry":{"type":"LineString","coordinates":[[-101.01248,22.13052],[-101.01221,22.13039]]}}
Línea n/d | LineString | n/d | 1 |  |  | CFE |  |  |  |  | OpenStreetMap | {"type":"Feature","properties":{},"geometry":{"type":"LineString","coordinates":[[-103.82875,20.38685],[-103.83121,20.38567],[-103.83362,20.38448],[-103.83848,20.38213],[-103.84134,20.38073],[-103.84363,20.3796],[-103.84611,20.37838],[-103.85149,20.37573],[-103.85686,20.37308],[-103.85817,20.37243],[-103.86194,20.37058],[-103.86483,20.36917],[-103.86706,20.36807],[-103.8726,20.36534],[-103.87486,20.36423],[-103.87745,20.36296],[-103.87869,20.36234],[-103.88235,20.36182],[-103.88435,20.36058],[-103.8866,20.35917],[-103.88834,20.35809],[-103.89121,20.3563],[-103.89205,20.35577],[-103.89881,20.3502]]}}
Línea n/d | LineString | n/d |  |  |  | CFE |  |  |  |  | OpenStreetMap | {"type":"Feature","properties":{},"geometry":{"type":"LineString","coordinates":[[-97.89472,22.38586],[-97.89056,22.38531],[-97.88526,22.38458],[-97.88543,22.38357],[-97.88559,22.38256],[-97.88588,22.38055],[-97.88605,22.37947],[-97.88622,22.37841],[-97.88637,22.37746],[-97.88651,22.37647],[-97.88519,22.37508],[-97.88262,22.37232],[-97.88196,22.37159],[-97.88132,22.37092],[-97.88062,22.37019],[-97.88005,22.36959],[-97.87922,22.36871],[-97.87847,22.36794],[-97.8778,22.36727],[-97.87719,22.36658],[-97.87657,22.36588],[-97.87589,22.36523],[-97.87527,22.36456],[-97.87455,22.36381],[-97.87291,22.36432],[-97.87118,22.36475]]}}
Línea n/d | LineString | n/d |  |  |  | CFE |  |  |  |  | OpenStreetMap | {"type":"Feature","properties":{},"geometry":{"type":"LineString","coordinates":[[-97.89474,22.38564],[-97.88555,22.3844],[-97.88613,22.38055],[-97.88644,22.37866],[-97.8866,22.37761],[-97.88675,22.37647],[-97.88544,22.37508],[-97.88279,22.37228],[-97.88095,22.37029],[-97.8789,22.3682],[-97.87651,22.36569],[-97.87404,22.36305],[-97.8716,22.36047],[-97.8697,22.35893],[-97.86752,22.35673],[-97.86526,22.35447],[-97.86387,22.35306],[-97.86389,22.3501],[-97.86392,22.34702],[-97.86396,22.34404],[-97.86335,22.34074],[-97.86273,22.33753]]}}
Línea n/d | LineString | n/d |  |  |  | CFE |  |  |  |  | OpenStreetMap | {"type":"Feature","properties":{},"geometry":{"type":"LineString","coordinates":[[-97.47916,20.4999],[-97.47922,20.49937],[-97.47854,20.4986],[-97.47779,20.49841],[-97.47707,20.49848],[-97.47667,20.49718],[-97.47681,20.49581],[-97.47576,20.49539],[-97.47461,20.49529],[-97.47358,20.49492],[-97.47262,20.49465],[-97.47256,20.4949]]}}
Línea n/d | LineString | n/d |  |  |  | CFE |  |  |  |  | OpenStreetMap | {"type":"Feature","properties":{},"geometry":{"type":"LineString","coordinates":[[-99.23807,19.87255],[-99.23901,19.87334],[-99.23927,19.87428],[-99.23941,19.87456],[-99.23987,19.87549],[-99.24124,19.8781],[-99.24444,19.88395]]}}
Línea n/d | LineString | n/d |  |  |  | CFE |  |  |  |  | OpenStreetMap | {"type":"Feature","properties":{},"geometry":{"type":"LineString","coordinates":[[-110.96552,29.06174],[-110.96509,29.06018],[-110.96522,29.05986]]}}
Línea n/d | LineString | n/d | 1 |  |  | CFE |  |  |  |  | OpenStreetMap | {"type":"Feature","properties":{},"geometry":{"type":"LineString","coordinates":[[-97.84381,22.2715],[-97.84404,22.27136],[-97.84414,22.27161]]}}
Línea n/d | LineString | n/d |  |  |  | CFE |  |  |  |  | OpenStreetMap | {"type":"Feature","properties":{},"geometry":{"type":"LineString","coordinates":[[-106.44351,30.1899],[-106.44331,30.18969]]}}
Línea n/d | LineString | n/d |  |  |  | CFE |  |  |  |  | OpenStreetMap | {"type":"Feature","properties":{},"geometry":{"type":"LineString","coordinates":[[-106.44331,30.18969],[-106.44357,30.18984]]}}
Línea n/d | LineString | n/d | 1 |  |  | CFE |  |  |  |  | OpenStreetMap | {"type":"Feature","properties":{},"geometry":{"type":"LineString","coordinates":[[-98.41962,20.06649],[-98.41931,20.0661]]}}
Línea n/d | LineString | n/d |  |  |  | CFE |  |  |  |  | OpenStreetMap | {"type":"Feature","properties":{},"geometry":{"type":"LineString","coordinates":[[-102.11087,19.42039],[-102.11092,19.4204],[-102.11149,19.42059],[-102.11192,19.42073],[-102.112,19.42033],[-102.11212,19.41989],[-102.11197,19.41946],[-102.11212,19.41911],[-102.11233,19.4186],[-102.11261,19.41791],[-102.11264,19.41784],[-102.11222,19.4176],[-102.11262,19.41703],[-102.11232,19.41686],[-102.112,19.41675],[-102.11112,19.41653],[-102.11048,19.41642],[-102.11019,19.41632],[-102.10998,19.41619],[-102.11039,19.41585],[-102.11072,19.41561]]}}
Línea n/d | LineString | n/d |  |  |  | CFE |  |  |  |  | OpenStreetMap | {"type":"Feature","properties":{},"geometry":{"type":"LineString","coordinates":[[-102.11266,19.41781],[-102.11264,19.41784]]}}
Línea n/d | LineString | n/d |  |  |  | CFE |  |  |  |  | OpenStreetMap | {"type":"Feature","properties":{},"geometry":{"type":"LineString","coordinates":[[-102.11267,19.41775],[-102.11266,19.41781]]}}
Línea n/d | LineString | n/d |  |  |  | CFE |  |  |  |  | OpenStreetMap | {"type":"Feature","properties":{},"geometry":{"type":"LineString","coordinates":[[-102.11202,19.41944],[-102.11197,19.41946]]}}
Línea n/d | LineString | n/d |  |  |  | CFE |  |  |  |  | OpenStreetMap | {"type":"Feature","properties":{},"geometry":{"type":"LineString","coordinates":[[-102.10984,19.41831],[-102.11012,19.41834]]}}
Línea n/d | LineString | n/d |  |  |  | CFE |  |  |  |  | OpenStreetMap | {"type":"Feature","properties":{},"geometry":{"type":"LineString","coordinates":[[-102.10984,19.41831],[-102.10982,19.41832]]}}
Línea n/d | LineString | n/d |  |  |  | CFE |  |  |  |  | OpenStreetMap | {"type":"Feature","properties":{},"geometry":{"type":"LineString","coordinates":[[-102.10984,19.41831],[-102.11024,19.41817],[-102.11071,19.418],[-102.11061,19.4172],[-102.11087,19.41684],[-102.11112,19.41653]]}}
Línea n/d | LineString | n/d |  |  |  | CFE |  |  |  |  | OpenStreetMap | {"type":"Feature","properties":{},"geometry":{"type":"LineString","coordinates":[[-102.11222,19.4176],[-102.112,19.41789]]}}
Línea n/d | LineString | n/d |  |  |  | CFE |  |  |  |  | OpenStreetMap | {"type":"Feature","properties":{},"geometry":{"type":"LineString","coordinates":[[-102.112,19.41789],[-102.112,19.41791]]}}
Línea n/d | LineString | n/d |  |  |  | CFE |  |  |  |  | OpenStreetMap | {"type":"Feature","properties":{},"geometry":{"type":"LineString","coordinates":[[-102.11178,19.41732],[-102.1118,19.41728],[-102.11232,19.41686]]}}
Línea n/d | LineString | n/d |  |  |  | CFE |  |  |  |  | OpenStreetMap | {"type":"Feature","properties":{},"geometry":{"type":"LineString","coordinates":[[-102.10757,19.41937],[-102.10783,19.4193],[-102.10764,19.41901],[-102.10728,19.41857],[-102.10755,19.41816],[-102.10769,19.41799],[-102.10787,19.41787],[-102.10844,19.41756],[-102.10926,19.41716],[-102.10962,19.41665],[-102.10998,19.41619]]}}
Línea n/d | LineString | n/d |  |  |  | CFE |  |  |  |  | OpenStreetMap | {"type":"Feature","properties":{},"geometry":{"type":"LineString","coordinates":[[-102.10728,19.41857],[-102.10695,19.41862]]}}
Línea n/d | LineString | n/d |  |  |  | CFE |  |  |  |  | OpenStreetMap | {"type":"Feature","properties":{},"geometry":{"type":"LineString","coordinates":[[-102.10783,19.4193],[-102.10831,19.42005],[-102.10871,19.42029]]}}
Línea n/d | LineString | n/d |  |  |  | CFE |  |  |  |  | OpenStreetMap | {"type":"Feature","properties":{},"geometry":{"type":"LineString","coordinates":[[-102.10783,19.4193],[-102.10784,19.41926]]}}
Línea n/d | LineString | n/d |  |  |  | CFE |  |  |  |  | OpenStreetMap | {"type":"Feature","properties":{},"geometry":{"type":"LineString","coordinates":[[-102.1087,19.42028],[-102.10871,19.42029]]}}
Línea n/d | LineString | n/d |  |  |  | CFE |  |  |  |  | OpenStreetMap | {"type":"Feature","properties":{},"geometry":{"type":"LineString","coordinates":[[-103.82324,19.06009],[-103.82093,19.05914],[-103.81892,19.04717],[-103.81859,19.04517],[-103.81844,19.04433],[-103.81819,19.04278],[-103.81599,19.02909],[-103.81578,19.02845],[-103.81474,19.02229],[-103.81472,19.02117]]}}
Línea n/d | LineString | n/d |  |  |  | CFE |  |  |  |  | OpenStreetMap | {"type":"Feature","properties":{},"geometry":{"type":"LineString","coordinates":[[-103.82095,19.0202],[-103.82024,19.02045],[-103.8196,19.02066],[-103.8184,19.0208],[-103.81472,19.02117],[-103.8138,19.02124],[-103.81071,19.02154],[-103.80917,19.02171],[-103.80846,19.02177],[-103.80693,19.02191],[-103.80641,19.02198]]}}
Línea n/d | LineString | n/d |  |  |  | CFE |  |  |  |  | OpenStreetMap | {"type":"Feature","properties":{},"geometry":{"type":"LineString","coordinates":[[-97.87118,22.36475],[-97.87109,22.36434],[-97.8697,22.35893],[-97.86918,22.35788],[-97.86664,22.35528],[-97.8643,22.35291],[-97.86426,22.34917],[-97.86421,22.34716]]}}
Línea n/d | LineString | n/d |  |  |  | CFE |  |  |  |  | OpenStreetMap | {"type":"Feature","properties":{},"geometry":{"type":"LineString","coordinates":[[-97.88937,22.37493],[-97.88951,22.37471]]}}
Línea n/d | LineString | n/d |  |  |  | CFE |  |  |  |  | OpenStreetMap | {"type":"Feature","properties":{},"geometry":{"type":"LineString","coordinates":[[-97.88951,22.37471],[-97.88959,22.37495]]}}
Línea n/d | LineString | n/d |  |  |  | CFE |  |  |  |  | OpenStreetMap | {"type":"Feature","properties":{},"geometry":{"type":"LineString","coordinates":[[-97.89723,22.44986],[-97.8977,22.44976],[-97.89787,22.45046]]}}
Línea n/d | LineString | n/d |  |  |  | CFE |  |  |  |  | OpenStreetMap | {"type":"Feature","properties":{},"geometry":{"type":"LineString","coordinates":[[-97.86421,22.34716],[-97.86422,22.34357],[-97.86357,22.3405],[-97.86279,22.33656]]}}
Línea n/d | LineString | n/d |  |  |  | CFE |  |  |  |  | OpenStreetMap | {"type":"Feature","properties":{},"geometry":{"type":"LineString","coordinates":[[-97.90581,22.40052],[-97.90514,22.3959],[-97.90258,22.39316],[-97.89994,22.39039],[-97.89725,22.38755],[-97.89573,22.38591]]}}
Línea n/d | LineString | n/d |  |  |  | CFE |  |  |  |  | OpenStreetMap | {"type":"Feature","properties":{},"geometry":{"type":"LineString","coordinates":[[-97.90078,22.37843],[-97.90134,22.37859],[-97.90176,22.37869],[-97.90191,22.37813],[-97.90342,22.37859],[-97.90573,22.38854],[-97.90636,22.39108],[-97.90696,22.39367],[-97.9076,22.39627],[-97.90822,22.39888],[-97.90877,22.40123],[-97.90893,22.40186],[-97.90816,22.4019],[-97.9073,22.40196],[-97.90642,22.4019]]}}
Línea n/d | LineString | n/d |  |  |  | CFE |  |  |  |  | OpenStreetMap | {"type":"Feature","properties":{},"geometry":{"type":"LineString","coordinates":[[-102.21718,21.76653],[-102.21999,21.7657]]}}
Línea n/d | LineString | n/d |  |  |  | CFE |  |  |  |  | OpenStreetMap | {"type":"Feature","properties":{},"geometry":{"type":"LineString","coordinates":[[-101.49246,25.66642],[-101.49231,25.66658],[-101.49231,25.66747],[-101.49231,25.66847],[-101.49206,25.66886]]}}
Línea n/d | LineString | n/d |  |  |  | CFE |  |  |  |  | OpenStreetMap | {"type":"Feature","properties":{},"geometry":{"type":"LineString","coordinates":[[-101.49264,25.66641],[-101.49257,25.66658],[-101.49255,25.66744],[-101.49257,25.66844],[-101.49225,25.66899]]}}
Línea n/d | LineString | n/d |  |  |  | CFE |  |  |  |  | OpenStreetMap | {"type":"Feature","properties":{},"geometry":{"type":"LineString","coordinates":[[-101.49294,25.66641],[-101.49293,25.66657],[-101.49294,25.66745],[-101.49298,25.66845],[-101.49345,25.66934]]}}
Línea n/d | LineString | n/d |  |  |  | CFE |  |  |  |  | OpenStreetMap | {"type":"Feature","properties":{},"geometry":{"type":"LineString","coordinates":[[-101.50757,25.73855],[-101.50775,25.7391],[-101.50795,25.73959],[-101.51203,25.74237],[-101.51515,25.74388],[-101.51658,25.746],[-101.52073,25.7464],[-101.5246,25.75004],[-101.5264,25.7512],[-101.52946,25.75382],[-101.53399,25.75989],[-101.53618,25.76311],[-101.53835,25.76625],[-101.5392,25.76766],[-101.54409,25.76936],[-101.55048,25.76884],[-101.55206,25.76871],[-101.55303,25.76874]]}}
Línea n/d | LineString | n/d |  |  |  | CFE |  |  |  |  | OpenStreetMap | {"type":"Feature","properties":{},"geometry":{"type":"LineString","coordinates":[[-101.50745,25.73858],[-101.50743,25.73889],[-101.50701,25.73897],[-101.50623,25.73732],[-101.50507,25.73365],[-101.50446,25.73226],[-101.50249,25.73222],[-101.50051,25.73307],[-101.49742,25.73329],[-101.4945,25.73131],[-101.49292,25.72968],[-101.49227,25.72953],[-101.48783,25.73124],[-101.48489,25.73321],[-101.48481,25.73366],[-101.48554,25.73576],[-101.48491,25.73727]]}}
Línea n/d | LineString | n/d |  |  |  | CFE |  |  |  |  | OpenStreetMap | {"type":"Feature","properties":{},"geometry":{"type":"LineString","coordinates":[[-115.3573,32.64853],[-115.35745,32.64901],[-115.35681,32.64923],[-115.35634,32.64934],[-115.3566,32.65055],[-115.35687,32.65156],[-115.35715,32.65262],[-115.35806,32.65319],[-115.35796,32.65397],[-115.35797,32.65453]]}}
Línea n/d | LineString | n/d |  |  |  | CFE |  |  |  |  | OpenStreetMap | {"type":"Feature","properties":{},"geometry":{"type":"LineString","coordinates":[[-100.38063,25.84899],[-100.38065,25.84889],[-100.37992,25.84868],[-100.37889,25.84871],[-100.37783,25.84867],[-100.37683,25.84864],[-100.37575,25.8486],[-100.37466,25.84856],[-100.37363,25.84853],[-100.37262,25.84849],[-100.37155,25.84845],[-100.3705,25.84842],[-100.37046,25.84775],[-100.37043,25.84707]]}}
Línea n/d | LineString | n/d |  |  |  | CFE |  |  |  |  | OpenStreetMap | {"type":"Feature","properties":{},"geometry":{"type":"LineString","coordinates":[[-98.9605,22.96053],[-98.96145,22.96062],[-98.96241,22.96047],[-98.96265,22.95925]]}}
Línea n/d | LineString | n/d |  |  |  | CFE |  |  |  |  | OpenStreetMap | {"type":"Feature","properties":{},"geometry":{"type":"LineString","coordinates":[[-99.49641,19.28036],[-99.49355,19.28068],[-99.49081,19.28097],[-99.48782,19.28132]]}}
Línea n/d | LineString | n/d |  |  |  | CFE |  |  |  |  | OpenStreetMap | {"type":"Feature","properties":{},"geometry":{"type":"LineString","coordinates":[[-99.75888,16.87963],[-99.75878,16.87964],[-99.75878,16.87958],[-99.75888,16.87957],[-99.75888,16.87963]]}}
Línea n/d | LineString | n/d |  |  |  | CFE |  |  |  |  | OpenStreetMap | {"type":"Feature","properties":{},"geometry":{"type":"LineString","coordinates":[[-99.2727,19.8931],[-99.2717,19.89432],[-99.26996,19.89635],[-99.26803,19.89863],[-99.26578,19.9012]]}}
Línea n/d | LineString | n/d |  |  |  | CFE |  |  |  |  | OpenStreetMap | {"type":"Feature","properties":{},"geometry":{"type":"LineString","coordinates":[[-101.57953,20.50156],[-101.58117,20.50026],[-101.58295,20.49904],[-101.58464,20.49748],[-101.58632,20.49615],[-101.58787,20.49495],[-101.58953,20.49363],[-101.59105,20.49241],[-101.59285,20.49096],[-101.59439,20.48976],[-101.59614,20.48839],[-101.59779,20.48705],[-101.59944,20.48576],[-101.60109,20.48444],[-101.60278,20.48312],[-101.60453,20.48175],[-101.6061,20.4805],[-101.6077,20.47921],[-101.60933,20.47784],[-101.61103,20.47656],[-101.61275,20.47518],[-101.61435,20.47387]]}}
Línea n/d | LineString | n/d |  |  |  | CFE |  |  |  |  | OpenStreetMap | {"type":"Feature","properties":{},"geometry":{"type":"LineString","coordinates":[[-101.45759,20.62385],[-101.45541,20.62518],[-101.45322,20.6265],[-101.45098,20.62781],[-101.44879,20.62906],[-101.44656,20.63034],[-101.44435,20.63161],[-101.44215,20.63288],[-101.43993,20.63415],[-101.43773,20.63542],[-101.43552,20.63668],[-101.43331,20.63799],[-101.43112,20.63925],[-101.42888,20.64053]]}}
Línea n/d | LineString | n/d |  |  |  | CFE |  |  |  |  | OpenStreetMap | {"type":"Feature","properties":{},"geometry":{"type":"LineString","coordinates":[[-101.59378,20.49528],[-101.59166,20.49743],[-101.58959,20.49954],[-101.58757,20.50158],[-101.58554,20.50363],[-101.58189,20.50737],[-101.58013,20.50913],[-101.57838,20.51085],[-101.57662,20.5127],[-101.57487,20.51446],[-101.57334,20.51599],[-101.56989,20.51951],[-101.56796,20.52143],[-101.56622,20.5232],[-101.56431,20.52515],[-101.56255,20.52693],[-101.56078,20.52872],[-101.55902,20.53049],[-101.5572,20.53234],[-101.55543,20.5341],[-101.55364,20.5359],[-101.55189,20.53766],[-101.54833,20.54125],[-101.54658,20.54302],[-101.54478,20.54483],[-101.54302,20.54659],[-101.54123,20.5484],[-101.53948,20.55017],[-101.53771,20.55196],[-101.53595,20.55373],[-101.53414,20.55554],[-101.53239,20.55729],[-101.53055,20.55915],[-101.52871,20.56101],[-101.52695,20.56277],[-101.52517,20.56454],[-101.5234,20.56633],[-101.52162,20.56811],[-101.51985,20.56988],[-101.51808,20.57165],[-101.51624,20.57349],[-101.51439,20.57532],[-101.5126,20.57713],[-101.50364,20.58614],[-101.50177,20.58803],[-101.5,20.58979],[-101.49821,20.59159],[-101.49643,20.59338],[-101.49287,20.59695],[-101.49109,20.59871],[-101.48932,20.6005],[-101.48752,20.60231],[-101.48577,20.60406],[-101.484,20.60583],[-101.48222,20.6076],[-101.48044,20.60938],[-101.47867,20.61116],[-101.4765,20.61248],[-101.47431,20.61379],[-101.47214,20.61511],[-101.46995,20.61643],[-101.46865,20.6172],[-101.46646,20.61853],[-101.46419,20.61988],[-101.46194,20.62124],[-101.46,20.62242]]}}
Línea n/d | LineString | n/d |  |  |  | CFE |  |  |  |  | OpenStreetMap | {"type":"Feature","properties":{},"geometry":{"type":"LineString","coordinates":[[-99.62505,19.2746],[-99.62616,19.27436],[-99.62747,19.27407],[-99.62887,19.27368]]}}
Línea n/d | LineString | n/d | 1 |  |  | CFE |  |  |  |  | OpenStreetMap | {"type":"Feature","properties":{},"geometry":{"type":"LineString","coordinates":[[-99.62505,19.2746],[-99.6253,19.27463]]}}
Línea n/d | LineString | n/d | 2 |  |  | CFE |  |  |  |  | OpenStreetMap | {"type":"Feature","properties":{},"geometry":{"type":"LineString","coordinates":[[-99.72959,19.47556],[-99.72748,19.47455],[-99.72501,19.47338],[-99.72236,19.47211],[-99.7199,19.47095],[-99.71728,19.4697],[-99.71479,19.46851],[-99.71217,19.46725],[-99.70961,19.46603],[-99.70738,19.46496],[-99.70697,19.46478]]}}
Línea n/d | LineString | n/d | 1 |  |  | CFE |  |  |  |  | OpenStreetMap | {"type":"Feature","properties":{},"geometry":{"type":"LineString","coordinates":[[-99.72959,19.47556],[-99.72982,19.47816],[-99.72999,19.48037],[-99.73016,19.48226],[-99.73033,19.48417],[-99.7305,19.48614],[-99.73066,19.48802],[-99.73079,19.48962],[-99.73095,19.49133],[-99.73107,19.49282],[-99.73121,19.49457],[-99.73133,19.49587],[-99.7315,19.49774],[-99.73163,19.49949],[-99.73176,19.50081],[-99.73196,19.50317],[-99.73204,19.50407],[-99.73231,19.50722],[-99.73245,19.50889],[-99.73259,19.51053],[-99.73276,19.51257],[-99.73287,19.51393],[-99.73304,19.51591],[-99.73313,19.51701],[-99.73324,19.51823],[-99.73327,19.51858],[-99.73333,19.51933],[-99.73558,19.52267],[-99.74149,19.53148],[-99.74379,19.53492],[-99.74745,19.54039],[-99.74725,19.54297],[-99.74709,19.54489],[-99.74692,19.54704],[-99.74673,19.54948],[-99.7466,19.55091],[-99.74646,19.55302],[-99.74631,19.55494],[-99.74612,19.55728],[-99.74598,19.55851],[-99.74591,19.5605],[-99.74579,19.56154],[-99.74566,19.56306],[-99.74555,19.56458],[-99.74527,19.56826],[-99.74508,19.57053],[-99.74482,19.57403],[-99.74469,19.57572],[-99.74598,19.5765],[-99.74796,19.57713],[-99.74931,19.57774],[-99.75058,19.57793],[-99.75155,19.5787],[-99.75316,19.57941],[-99.75768,19.58004],[-99.75938,19.58044],[-99.76172,19.58062],[-99.76404,19.58095],[-99.76494,19.58292],[-99.76573,19.58467],[-99.76608,19.58502],[-99.76672,19.58644]]}}
Línea n/d | LineString | n/d |  |  |  | CFE |  |  |  |  | OpenStreetMap | {"type":"Feature","properties":{},"geometry":{"type":"LineString","coordinates":[[-116.07522,32.59956],[-116.0754,32.5994]]}}
Línea n/d | LineString | n/d |  |  |  | CFE |  |  |  |  | OpenStreetMap | {"type":"Feature","properties":{},"geometry":{"type":"LineString","coordinates":[[-116.07527,32.59958],[-116.07544,32.59943]]}}
Línea n/d | LineString | n/d |  |  |  | CFE |  |  |  |  | OpenStreetMap | {"type":"Feature","properties":{},"geometry":{"type":"LineString","coordinates":[[-116.07553,32.59942],[-116.07549,32.59945]]}}
Línea n/d | LineString | n/d |  |  |  | CFE |  |  |  |  | OpenStreetMap | {"type":"Feature","properties":{},"geometry":{"type":"LineString","coordinates":[[-116.07544,32.59943],[-116.07549,32.59939]]}}
Línea n/d | LineString | n/d |  |  |  | CFE |  |  |  |  | OpenStreetMap | {"type":"Feature","properties":{},"geometry":{"type":"LineString","coordinates":[[-116.0754,32.5994],[-116.07545,32.59936]]}}
Línea n/d | LineString | n/d |  |  |  | CFE |  |  |  |  | OpenStreetMap | {"type":"Feature","properties":{},"geometry":{"type":"LineString","coordinates":[[-116.07537,32.59937],[-116.07542,32.59933]]}}
Línea n/d | LineString | n/d |  |  |  | CFE |  |  |  |  | OpenStreetMap | {"type":"Feature","properties":{},"geometry":{"type":"LineString","coordinates":[[-116.07542,32.59933],[-116.07549,32.59928],[-116.07551,32.59925]]}}
Línea n/d | LineString | n/d |  |  |  | CFE |  |  |  |  | OpenStreetMap | {"type":"Feature","properties":{},"geometry":{"type":"LineString","coordinates":[[-116.07539,32.5993],[-116.07542,32.59933],[-116.07545,32.59936],[-116.07549,32.59939],[-116.07553,32.59942],[-116.07555,32.59944]]}}
Línea n/d | LineString | n/d |  |  |  | CFE |  |  |  |  | OpenStreetMap | {"type":"Feature","properties":{},"geometry":{"type":"LineString","coordinates":[[-116.07532,32.59962],[-116.07549,32.59945]]}}
Línea n/d | LineString | n/d |  |  |  | CFE |  |  |  |  | OpenStreetMap | {"type":"Feature","properties":{},"geometry":{"type":"LineString","coordinates":[[-116.07603,32.60007],[-116.07514,32.5999],[-116.07511,32.59945],[-116.07537,32.59937]]}}
Línea n/d | LineString | n/d |  |  |  | CFE |  |  |  |  | OpenStreetMap | {"type":"Feature","properties":{},"geometry":{"type":"LineString","coordinates":[[-116.07926,32.59996],[-116.07704,32.60006],[-116.07532,32.59978]]}}
Línea n/d | LineString | n/d |  |  |  | CFE |  |  |  |  | OpenStreetMap | {"type":"Feature","properties":{},"geometry":{"type":"LineString","coordinates":[[-103.32362,20.62496],[-103.3239,20.62583],[-103.32442,20.6266],[-103.32396,20.62704],[-103.32445,20.62754],[-103.32519,20.62882],[-103.32545,20.62929],[-103.32571,20.62972]]}}
Línea n/d | LineString | n/d |  |  |  | CFE |  |  |  |  | OpenStreetMap | {"type":"Feature","properties":{},"geometry":{"type":"LineString","coordinates":[[-98.63164,22.17591],[-98.63156,22.17562],[-98.63116,22.17391],[-98.63072,22.17206],[-98.63027,22.17018],[-98.62986,22.16841],[-98.6297,22.16646],[-98.62951,22.16446],[-98.62935,22.16251],[-98.62917,22.16059],[-98.629,22.15865],[-98.62883,22.15671],[-98.62863,22.15448],[-98.62847,22.15261],[-98.6283,22.15075],[-98.62813,22.14877],[-98.62798,22.14694],[-98.6278,22.14505],[-98.62765,22.14329],[-98.62747,22.14136],[-98.62729,22.13923],[-98.62712,22.13716],[-98.62692,22.13518],[-98.62678,22.13347],[-98.62661,22.13156],[-98.62645,22.12961],[-98.62627,22.12764],[-98.6261,22.12569],[-98.62593,22.12369],[-98.62577,22.12177],[-98.62559,22.11984],[-98.62541,22.11785],[-98.62524,22.11585],[-98.62507,22.11398],[-98.62489,22.11208],[-98.62473,22.11009],[-98.62456,22.10823],[-98.6244,22.10635],[-98.62425,22.1045],[-98.62406,22.10255],[-98.6239,22.1006],[-98.62375,22.09892],[-98.62363,22.09714],[-98.62351,22.09519],[-98.62337,22.09315],[-98.62327,22.0915],[-98.62316,22.08945],[-98.62305,22.08753],[-98.62291,22.08557],[-98.62279,22.08362],[-98.62266,22.08161],[-98.62255,22.07974],[-98.62243,22.0779]]}}
Línea n/d | LineString | n/d |  |  |  | CFE |  |  |  |  | OpenStreetMap | {"type":"Feature","properties":{},"geometry":{"type":"LineString","coordinates":[[-99.78762,19.73665],[-99.78753,19.73741],[-99.78637,19.73865],[-99.7846,19.74052],[-99.7827,19.74255],[-99.78171,19.74353],[-99.77978,19.74383],[-99.77807,19.74473],[-99.77712,19.74586],[-99.77535,19.7461],[-99.77425,19.74437],[-99.7721,19.7438],[-99.76989,19.74333],[-99.76867,19.74226],[-99.76816,19.74188],[-99.76668,19.74082],[-99.76475,19.73944]]}}
Línea n/d | LineString | n/d |  |  |  | CFE |  |  |  |  | OpenStreetMap | {"type":"Feature","properties":{},"geometry":{"type":"LineString","coordinates":[[-103.14707,20.5769],[-103.14521,20.57548],[-103.14299,20.57441],[-103.13911,20.5725],[-103.13677,20.57132],[-103.13442,20.57013],[-103.13187,20.56888],[-103.12664,20.56626]]}}
Línea n/d | LineString | n/d |  |  |  | CFE |  |  |  |  | OpenStreetMap | {"type":"Feature","properties":{},"geometry":{"type":"LineString","coordinates":[[-97.89314,22.40741],[-97.8933,22.40642]]}}
Línea n/d | LineString | n/d |  |  |  | CFE |  |  |  |  | OpenStreetMap | {"type":"Feature","properties":{},"geometry":{"type":"LineString","coordinates":[[-97.893,22.40836],[-97.89314,22.40741]]}}
Línea n/d | LineString | n/d |  |  |  | CFE |  |  |  |  | OpenStreetMap | {"type":"Feature","properties":{},"geometry":{"type":"LineString","coordinates":[[-97.89289,22.40933],[-97.893,22.40836]]}}
Línea n/d | LineString | n/d |  |  |  | CFE |  |  |  |  | OpenStreetMap | {"type":"Feature","properties":{},"geometry":{"type":"LineString","coordinates":[[-101.2519,21.00113],[-101.25144,21.00158],[-101.24914,21.00393],[-101.24906,21.00403]]}}
Línea n/d | LineString | n/d |  |  |  | CFE |  |  |  |  | OpenStreetMap | {"type":"Feature","properties":{},"geometry":{"type":"LineString","coordinates":[[-101.25196,21.0012],[-101.25467,20.99863],[-101.26145,20.9918],[-101.2619,20.99134],[-101.2658,20.98752],[-101.26959,20.98402],[-101.27077,20.98252],[-101.27177,20.9812],[-101.27332,20.97932],[-101.27537,20.97508]]}}
Línea n/d | LineString | n/d |  |  |  | CFE |  |  |  |  | OpenStreetMap | {"type":"Feature","properties":{},"geometry":{"type":"LineString","coordinates":[[-101.27537,20.97508],[-101.27712,20.97166],[-101.27853,20.96866]]}}
Línea n/d | LineString | n/d |  |  |  | CFE |  |  |  |  | OpenStreetMap | {"type":"Feature","properties":{},"geometry":{"type":"LineString","coordinates":[[-101.24048,21.00894],[-101.23875,21.00862],[-101.23683,21.00826],[-101.23212,21.0074],[-101.22543,21.00839],[-101.21969,21.00906],[-101.21864,21.00918],[-101.21383,21.00999],[-101.21106,21.01049],[-101.20903,21.01092],[-101.20674,21.01131],[-101.20149,21.01227],[-101.19511,21.0135]]}}
Línea n/d | LineString | n/d |  |  |  | CFE |  |  |  |  | OpenStreetMap | {"type":"Feature","properties":{},"geometry":{"type":"LineString","coordinates":[[-101.70221,20.43095],[-101.6978,20.43357],[-101.69562,20.43486],[-101.69121,20.43751],[-101.68887,20.4389],[-101.68658,20.44022],[-101.68192,20.443],[-101.67975,20.4443],[-101.67757,20.44561],[-101.6731,20.44827],[-101.66869,20.45088],[-101.6665,20.45216],[-101.6621,20.45477],[-101.65986,20.45606],[-101.65765,20.45741],[-101.65542,20.45877],[-101.65321,20.46005],[-101.6487,20.46273],[-101.64666,20.46409],[-101.64432,20.46537],[-101.64215,20.46663],[-101.64003,20.46787],[-101.63562,20.47054],[-101.63344,20.47179],[-101.63121,20.47312],[-101.62907,20.47444],[-101.62689,20.47569],[-101.62471,20.47703],[-101.62258,20.47827],[-101.6203,20.47957],[-101.61816,20.48091],[-101.61371,20.48354],[-101.61149,20.48488],[-101.60927,20.48615],[-101.607,20.48741],[-101.60512,20.4886],[-101.60292,20.48988]]}}
Línea n/d | LineString | n/d |  |  |  | CFE |  |  |  |  | OpenStreetMap | {"type":"Feature","properties":{},"geometry":{"type":"LineString","coordinates":[[-101.71899,20.41763],[-101.71916,20.41552],[-101.71923,20.41354],[-101.71932,20.4116],[-101.71944,20.40972],[-101.71991,20.40243],[-101.72034,20.3954],[-101.72054,20.39145],[-101.72061,20.39014],[-101.72075,20.3884],[-101.72081,20.3863],[-101.72104,20.3823],[-101.72123,20.38025],[-101.72142,20.37638],[-101.7216,20.37451],[-101.72162,20.3737],[-101.7217,20.37166],[-101.7218,20.36961],[-101.72198,20.36759]]}}
Línea n/d | LineString | n/d |  |  |  | CFE |  |  |  |  | OpenStreetMap | {"type":"Feature","properties":{},"geometry":{"type":"LineString","coordinates":[[-101.72809,20.41858],[-101.7334,20.41709],[-101.73633,20.41621],[-101.73786,20.41573],[-101.74036,20.41504],[-101.74424,20.41393],[-101.75202,20.41166],[-101.75366,20.41118],[-101.75632,20.4104],[-101.76941,20.40648],[-101.77642,20.40454],[-101.78029,20.40346],[-101.78351,20.40253],[-101.78567,20.40192],[-101.79081,20.40043],[-101.7943,20.39984],[-101.79765,20.39972],[-101.80046,20.39961],[-101.80533,20.39946],[-101.80709,20.39939],[-101.80868,20.39929],[-101.81841,20.39891],[-101.81968,20.39887]]}}
Línea n/d | LineString | n/d |  |  |  | CFE |  |  |  |  | OpenStreetMap | {"type":"Feature","properties":{},"geometry":{"type":"LineString","coordinates":[[-101.42222,20.64434],[-101.42,20.64561],[-101.41791,20.64687],[-101.41353,20.64934],[-101.41126,20.6507],[-101.40906,20.65199],[-101.40469,20.65445],[-101.40244,20.65575],[-101.40024,20.65704],[-101.39793,20.65839]]}}
Línea n/d | LineString | n/d |  |  |  | CFE |  |  |  |  | OpenStreetMap | {"type":"Feature","properties":{},"geometry":{"type":"LineString","coordinates":[[-102.29088,18.38459],[-102.29236,18.3826],[-102.2933,18.38093],[-102.2945,18.37918]]}}
Línea n/d | LineString | n/d |  |  |  | CFE |  |  |  |  | OpenStreetMap | {"type":"Feature","properties":{},"geometry":{"type":"LineString","coordinates":[[-104.27517,19.08538],[-104.27567,19.08548]]}}
Línea n/d | LineString | n/d |  |  |  | CFE |  |  |  |  | OpenStreetMap | {"type":"Feature","properties":{},"geometry":{"type":"LineString","coordinates":[[-111.71887,29.18972],[-111.71972,29.1902]]}}
Línea n/d | LineString | n/d |  |  |  | CFE |  |  |  |  | OpenStreetMap | {"type":"Feature","properties":{},"geometry":{"type":"LineString","coordinates":[[-99.22707,19.38895],[-99.22572,19.38975],[-99.22409,19.39068],[-99.22071,19.39255],[-99.21919,19.3938]]}}
Línea n/d | LineString | n/d |  |  |  | CFE |  |  |  |  | OpenStreetMap | {"type":"Feature","properties":{},"geometry":{"type":"LineString","coordinates":[[-100.10712,25.67744],[-100.10745,25.67621]]}}
Línea n/d | LineString | n/d |  |  |  | CFE |  |  |  |  | OpenStreetMap | {"type":"Feature","properties":{},"geometry":{"type":"LineString","coordinates":[[-100.10745,25.67621],[-100.10856,25.67678],[-100.10972,25.67728],[-100.11085,25.6778],[-100.11197,25.67829],[-100.1131,25.67882],[-100.1143,25.67938],[-100.11545,25.67997],[-100.11584,25.67943],[-100.11587,25.67934]]}}
Línea n/d | LineString | n/d |  |  |  | CFE |  |  |  |  | OpenStreetMap | {"type":"Feature","properties":{},"geometry":{"type":"LineString","coordinates":[[-100.10745,25.67621],[-100.10791,25.67564],[-100.10874,25.67603],[-100.10974,25.67649],[-100.11069,25.67693],[-100.1117,25.6774],[-100.11276,25.67788],[-100.11383,25.67837],[-100.11491,25.67892],[-100.11568,25.67933],[-100.11575,25.67927]]}}
Línea n/d | LineString | n/d |  |  |  | CFE |  |  |  |  | OpenStreetMap | {"type":"Feature","properties":{},"geometry":{"type":"LineString","coordinates":[[-100.11576,25.67938],[-100.11677,25.68008],[-100.11764,25.68066],[-100.1186,25.68126],[-100.1195,25.68171],[-100.12078,25.68214],[-100.1221,25.68257],[-100.12338,25.68296],[-100.12471,25.68337],[-100.12607,25.68377],[-100.12745,25.6842],[-100.12881,25.6846],[-100.13016,25.68502],[-100.13148,25.68541],[-100.13282,25.68581],[-100.13418,25.68622],[-100.13554,25.68663],[-100.13691,25.68705],[-100.13828,25.68746],[-100.13975,25.6879],[-100.14099,25.68826],[-100.14235,25.68864],[-100.14378,25.68892],[-100.14524,25.68918],[-100.14651,25.68941],[-100.14625,25.69002],[-100.14634,25.69022],[-100.14641,25.69026]]}}
Línea n/d | LineString | n/d |  |  |  | CFE |  |  |  |  | OpenStreetMap | {"type":"Feature","properties":{},"geometry":{"type":"LineString","coordinates":[[-97.33388,21.01247],[-97.33291,21.01229]]}}
Línea n/d | LineString | n/d |  |  |  | CFE |  |  |  |  | OpenStreetMap | {"type":"Feature","properties":{},"geometry":{"type":"LineString","coordinates":[[-103.42375,19.18509],[-103.42168,19.18349]]}}
Línea n/d | LineString | n/d | 1 |  |  | CFE |  |  |  |  | OpenStreetMap | {"type":"Feature","properties":{},"geometry":{"type":"LineString","coordinates":[[-99.16307,17.40907],[-99.16204,17.41413],[-99.1618,17.41535],[-99.15662,17.44109],[-99.1564,17.44211],[-99.15622,17.4432],[-99.15612,17.44396],[-99.15488,17.45943],[-99.15439,17.46553],[-99.14256,17.50713],[-99.14229,17.51251],[-99.14208,17.51606],[-99.14199,17.51821],[-99.1416,17.52398],[-99.14133,17.52795],[-99.14104,17.53224],[-99.14066,17.5381],[-99.13971,17.55238],[-99.13925,17.55948],[-99.13913,17.56161],[-99.14175,17.57006],[-99.1424,17.57222],[-99.1442,17.57803],[-99.14519,17.58108],[-99.15023,17.58639],[-99.15159,17.58784]]}}
Línea n/d | LineString | n/d |  |  |  | CFE |  |  |  |  | OpenStreetMap | {"type":"Feature","properties":{},"geometry":{"type":"LineString","coordinates":[[-115.68138,32.64724],[-115.68185,32.64719],[-115.6833,32.64705],[-115.68464,32.6469],[-115.68607,32.64676],[-115.68748,32.64664],[-115.6882,32.64655]]}}
Línea n/d | LineString | n/d |  |  |  | CFE |  |  |  |  | OpenStreetMap | {"type":"Feature","properties":{},"geometry":{"type":"LineString","coordinates":[[-98.75963,20.11658],[-98.75964,20.11667],[-98.75965,20.11676],[-98.75967,20.11684],[-98.75968,20.11694],[-98.75969,20.11703],[-98.75971,20.11712],[-98.75972,20.11721],[-98.75973,20.1173],[-98.75975,20.11739],[-98.75976,20.11748],[-98.75977,20.11756],[-98.75978,20.11766]]}}
Línea n/d | LineString | n/d |  |  |  | CFE |  |  |  |  | OpenStreetMap | {"type":"Feature","properties":{},"geometry":{"type":"LineString","coordinates":[[-98.75973,20.11657],[-98.75974,20.11666],[-98.75975,20.11675],[-98.75977,20.11683],[-98.75978,20.11692],[-98.75979,20.11701],[-98.7598,20.11711],[-98.75981,20.11719],[-98.75983,20.11728],[-98.75984,20.11738],[-98.75985,20.11747],[-98.75986,20.11755],[-98.75987,20.11764]]}}
Línea n/d | LineString | n/d |  |  |  | CFE |  |  |  |  | OpenStreetMap | {"type":"Feature","properties":{},"geometry":{"type":"LineString","coordinates":[[-98.75987,20.11764],[-98.75978,20.11766]]}}
Línea n/d | LineString | n/d |  |  |  | CFE |  |  |  |  | OpenStreetMap | {"type":"Feature","properties":{},"geometry":{"type":"LineString","coordinates":[[-98.75973,20.11657],[-98.75963,20.11658]]}}
Línea n/d | LineString | n/d |  |  |  | CFE |  |  |  |  | OpenStreetMap | {"type":"Feature","properties":{},"geometry":{"type":"LineString","coordinates":[[-98.75927,20.11736],[-98.75975,20.11739]]}}
Línea n/d | LineString | n/d |  |  |  | CFE |  |  |  |  | OpenStreetMap | {"type":"Feature","properties":{},"geometry":{"type":"LineString","coordinates":[[-98.7598,20.11711],[-98.75987,20.11705],[-98.75979,20.11701],[-98.75986,20.11695],[-98.75978,20.11692]]}}
Línea n/d | LineString | n/d |  |  |  | CFE |  |  |  |  | OpenStreetMap | {"type":"Feature","properties":{},"geometry":{"type":"LineString","coordinates":[[-98.75974,20.11666],[-98.75981,20.1166],[-98.75973,20.11657]]}}
Línea n/d | LineString | n/d |  |  |  | CFE |  |  |  |  | OpenStreetMap | {"type":"Feature","properties":{},"geometry":{"type":"LineString","coordinates":[[-107.44933,28.3633],[-107.45033,28.3629]]}}
Línea n/d | LineString | n/d |  |  |  | CFE |  |  |  |  | OpenStreetMap | {"type":"Feature","properties":{},"geometry":{"type":"LineString","coordinates":[[-110.32412,30.98189],[-110.32386,30.98293],[-110.32373,30.98345],[-110.32364,30.98382],[-110.32328,30.9844],[-110.32265,30.98487],[-110.32196,30.98545],[-110.32198,30.98619],[-110.32202,30.98692],[-110.32208,30.98769],[-110.32215,30.98855],[-110.32219,30.98941],[-110.32147,30.9902],[-110.321,30.99118]]}}
Línea n/d | LineString | n/d |  |  |  | CFE |  |  |  |  | OpenStreetMap | {"type":"Feature","properties":{},"geometry":{"type":"LineString","coordinates":[[-99.24913,19.8927],[-99.24961,19.89354],[-99.25018,19.89462],[-99.25063,19.89555],[-99.25126,19.89665],[-99.25179,19.89768],[-99.25225,19.89853],[-99.2529,19.89971],[-99.25345,19.90076],[-99.25407,19.90193],[-99.2547,19.90309],[-99.25554,19.9047],[-99.25613,19.90573],[-99.25665,19.90672],[-99.25722,19.90771],[-99.2576,19.90847],[-99.25801,19.90928],[-99.25849,19.91007],[-99.26003,19.91303],[-99.26056,19.91401],[-99.26147,19.91572],[-99.262,19.91666],[-99.26246,19.91757],[-99.26298,19.91852],[-99.26347,19.91945],[-99.26408,19.92059],[-99.26466,19.92166],[-99.26531,19.92288],[-99.26584,19.92383],[-99.26635,19.92482],[-99.26688,19.92582],[-99.26739,19.92675],[-99.26794,19.92773],[-99.26841,19.92865],[-99.26894,19.92964],[-99.26945,19.9306],[-99.26989,19.93136],[-99.27042,19.93237],[-99.27107,19.9336],[-99.27152,19.93447],[-99.27201,19.93539],[-99.27258,19.93637],[-99.27308,19.93732],[-99.27358,19.93834],[-99.27409,19.93929],[-99.27456,19.94016],[-99.27501,19.94097],[-99.27595,19.94273],[-99.27665,19.94399],[-99.27708,19.94482],[-99.27758,19.94574]]}}
Línea n/d | LineString | n/d |  |  |  | CFE |  |  |  |  | OpenStreetMap | {"type":"Feature","properties":{},"geometry":{"type":"LineString","coordinates":[[-90.60328,19.79456],[-90.59907,19.79551],[-90.59582,19.79619],[-90.59238,19.79696],[-90.59009,19.79745],[-90.58695,19.79817],[-90.58355,19.79892],[-90.58045,19.79963],[-90.57776,19.80024],[-90.57224,19.80189],[-90.56947,19.80279],[-90.56468,19.80429],[-90.56193,19.80517],[-90.55906,19.80606],[-90.5571,19.80663],[-90.55427,19.80757],[-90.5517,19.80834],[-90.54911,19.80913],[-90.54623,19.81002]]}}
Línea n/d | LineString | n/d |  |  |  | CFE |  |  |  |  | OpenStreetMap | {"type":"Feature","properties":{},"geometry":{"type":"LineString","coordinates":[[-99.09458,16.98597],[-99.09734,16.98657],[-99.10189,16.98759],[-99.104,16.98802],[-99.10784,16.98886],[-99.11169,16.98965],[-99.11553,16.99049],[-99.11877,16.99116],[-99.12148,16.99176],[-99.1246,16.99248],[-99.1282,16.99324],[-99.13285,16.99423],[-99.13657,16.99506],[-99.14125,16.99617],[-99.14464,16.99684],[-99.14932,16.99786],[-99.15285,16.99867],[-99.1548,16.99753],[-99.15774,16.99596],[-99.16115,16.99401],[-99.16358,16.99261],[-99.16801,16.99018],[-99.17146,16.98836],[-99.17395,16.98706],[-99.17645,16.98567],[-99.17962,16.98388],[-99.18277,16.98215],[-99.18494,16.98062],[-99.18767,16.9795],[-99.19057,16.97786],[-99.19554,16.9777],[-99.19976,16.9777],[-99.20685,16.97753],[-99.2116,16.97744],[-99.21942,16.97722],[-99.2215,16.97738],[-99.22439,16.9776],[-99.22892,16.97792],[-99.23082,16.97805],[-99.2339,16.97801],[-99.2398,16.97791],[-99.24322,16.97788],[-99.24622,16.97782],[-99.25073,16.97765],[-99.25496,16.97759],[-99.26013,16.97749],[-99.26381,16.97735],[-99.27022,16.97706],[-99.2751,16.97681],[-99.27964,16.97661],[-99.2849,16.97637],[-99.28969,16.97621],[-99.29263,16.97606],[-99.29629,16.9779],[-99.30049,16.9801],[-99.3035,16.98159],[-99.30546,16.98256],[-99.30885,16.98432],[-99.31067,16.98624],[-99.31322,16.98906],[-99.31632,16.99243],[-99.31845,16.99541],[-99.32003,16.99635],[-99.32196,16.99843]]}}
Línea n/d | LineString | n/d |  |  |  | CFE |  |  |  |  | OpenStreetMap | {"type":"Feature","properties":{},"geometry":{"type":"LineString","coordinates":[[-103.82974,28.04797],[-103.82859,28.04686],[-103.82717,28.04553]]}}
Línea n/d | LineString | n/d |  |  |  | CFE |  |  |  |  | OpenStreetMap | {"type":"Feature","properties":{},"geometry":{"type":"LineString","coordinates":[[-107.62312,27.81832],[-107.62197,27.8194],[-107.6208,27.82054],[-107.61963,27.82163],[-107.61861,27.82257],[-107.61732,27.82379],[-107.61345,27.82754],[-107.61115,27.83095]]}}
Línea n/d | LineString | n/d |  |  |  | CFE |  |  |  |  | OpenStreetMap | {"type":"Feature","properties":{},"geometry":{"type":"LineString","coordinates":[[-107.6392,27.7737],[-107.63613,27.7754],[-107.63279,27.77726],[-107.633,27.78158],[-107.63318,27.78501],[-107.63351,27.79076],[-107.63363,27.79235],[-107.63393,27.79897],[-107.63374,27.80161],[-107.62907,27.8045],[-107.62793,27.80531]]}}
Línea n/d | LineString | n/d |  |  |  | CFE |  |  |  |  | OpenStreetMap | {"type":"Feature","properties":{},"geometry":{"type":"LineString","coordinates":[[-101.16461,21.47017],[-101.16524,21.46844],[-101.16591,21.46671],[-101.16648,21.46502],[-101.16718,21.46322],[-101.16776,21.46157],[-101.1684,21.45985],[-101.16964,21.45647],[-101.1703,21.45469],[-101.17092,21.45302],[-101.17157,21.45119],[-101.17222,21.44949],[-101.17284,21.44774]]}}
Línea n/d | LineString | n/d |  |  |  | CFE |  |  |  |  | OpenStreetMap | {"type":"Feature","properties":{},"geometry":{"type":"LineString","coordinates":[[-101.42559,26.87771],[-101.42683,26.87792],[-101.42904,26.87825],[-101.43115,26.87857],[-101.43312,26.87889]]}}
Línea n/d | LineString | n/d |  |  |  | CFE |  |  |  |  | OpenStreetMap | {"type":"Feature","properties":{},"geometry":{"type":"LineString","coordinates":[[-101.42488,26.87756],[-101.42483,26.87694],[-101.42482,26.87632],[-101.42492,26.87568]]}}
Línea n/d | LineString | n/d |  |  |  | CFE |  |  |  |  | OpenStreetMap | {"type":"Feature","properties":{},"geometry":{"type":"LineString","coordinates":[[-101.45993,26.88291],[-101.45845,26.88299],[-101.45697,26.8831],[-101.45555,26.88323],[-101.45441,26.88334],[-101.45326,26.88345]]}}
Línea n/d | LineString | n/d |  |  |  | CFE |  |  |  |  | OpenStreetMap | {"type":"Feature","properties":{},"geometry":{"type":"LineString","coordinates":[[-106.33939,31.60885],[-106.33888,31.60834],[-106.33908,31.60743],[-106.33926,31.6066],[-106.33926,31.60553],[-106.33902,31.6045],[-106.33848,31.60365],[-106.33781,31.60294],[-106.33707,31.60217],[-106.33638,31.60146],[-106.33571,31.60051],[-106.33504,31.59964]]}}
Línea n/d | LineString | n/d |  |  |  | CFE |  |  |  |  | OpenStreetMap | {"type":"Feature","properties":{},"geometry":{"type":"LineString","coordinates":[[-89.65265,21.23617],[-89.65239,21.23618]]}}
Línea n/d | LineString | n/d |  |  |  | CFE |  |  |  |  | OpenStreetMap | {"type":"Feature","properties":{},"geometry":{"type":"LineString","coordinates":[[-98.21892,19.37072],[-98.22047,19.37169],[-98.22063,19.37174],[-98.2226,19.3729],[-98.22305,19.37232],[-98.22296,19.37203],[-98.22301,19.37192],[-98.21951,19.3698],[-98.21892,19.37072]]}}
Línea n/d | LineString | n/d |  |  |  | CFE |  |  |  |  | OpenStreetMap | {"type":"Feature","properties":{},"geometry":{"type":"LineString","coordinates":[[-97.55487,25.88707],[-97.55564,25.88723]]}}
Línea n/d | LineString | n/d |  |  |  | CFE |  |  |  |  | OpenStreetMap | {"type":"Feature","properties":{},"geometry":{"type":"LineString","coordinates":[[-97.55495,25.8883],[-97.55439,25.88845]]}}
Línea n/d | LineString | n/d |  |  |  | CFE |  |  |  |  | OpenStreetMap | {"type":"Feature","properties":{},"geometry":{"type":"LineString","coordinates":[[-115.54137,32.6606],[-115.53977,32.66071],[-115.53827,32.6608],[-115.53675,32.66092],[-115.53573,32.66103],[-115.53465,32.66111],[-115.53299,32.66123],[-115.53109,32.66137],[-115.52935,32.6615],[-115.52775,32.66161],[-115.52693,32.66166]]}}
Línea n/d | LineString | n/d |  |  |  | CFE |  |  |  |  | OpenStreetMap | {"type":"Feature","properties":{},"geometry":{"type":"LineString","coordinates":[[-98.05599,20.17886],[-98.05634,20.17919],[-98.05775,20.18052],[-98.05822,20.18136],[-98.05882,20.18184],[-98.05968,20.18503],[-98.06024,20.18711],[-98.06064,20.18873],[-98.06118,20.19057],[-98.06141,20.19135],[-98.06133,20.19248],[-98.0612,20.19416],[-98.06115,20.19461],[-98.06083,20.19531]]}}
Línea n/d | LineString | n/d |  |  |  | CFE |  |  |  |  | OpenStreetMap | {"type":"Feature","properties":{},"geometry":{"type":"LineString","coordinates":[[-106.28014,30.61696],[-106.28038,30.61679],[-106.28082,30.61655],[-106.28314,30.61643],[-106.28447,30.61635],[-106.28651,30.61622],[-106.28843,30.61611],[-106.29008,30.61599],[-106.29196,30.61588],[-106.29325,30.61581],[-106.29497,30.6157],[-106.29678,30.61558],[-106.29852,30.61547],[-106.30011,30.61536],[-106.30207,30.61525],[-106.30376,30.61514],[-106.30587,30.615],[-106.3072,30.61492],[-106.30868,30.61484],[-106.31053,30.61471],[-106.31262,30.61459],[-106.31455,30.61445],[-106.31657,30.61432],[-106.3188,30.61418],[-106.32066,30.61408],[-106.3229,30.61392],[-106.32466,30.61381],[-106.32663,30.61369],[-106.32989,30.61349],[-106.33193,30.61335],[-106.33457,30.61319],[-106.3365,30.61307],[-106.33884,30.61292],[-106.34059,30.61281],[-106.34254,30.6127],[-106.34433,30.61258],[-106.34645,30.61245],[-106.34859,30.6123],[-106.35001,30.61222],[-106.35181,30.6121],[-106.35272,30.61204],[-106.35612,30.61182],[-106.35681,30.61178],[-106.36008,30.61157],[-106.36288,30.61144],[-106.36515,30.6113],[-106.36642,30.61124],[-106.37011,30.61099],[-106.37181,30.61088],[-106.3736,30.61076],[-106.37564,30.61063],[-106.37759,30.6105],[-106.37954,30.61037],[-106.38167,30.61023],[-106.38377,30.6101],[-106.38637,30.60992],[-106.38859,30.60978],[-106.39056,30.60965],[-106.39221,30.60954],[-106.39399,30.60942],[-106.39561,30.60932],[-106.39704,30.60922],[-106.47435,30.60414],[-106.49378,30.60282],[-106.50187,30.60338],[-106.51505,30.6042],[-106.51512,30.60328],[-106.52081,30.60404]]}}
Línea n/d | LineString | n/d |  |  |  | CFE |  |  |  |  | OpenStreetMap | {"type":"Feature","properties":{},"geometry":{"type":"LineString","coordinates":[[-104.83337,21.46738],[-104.83218,21.46739],[-104.83097,21.46736],[-104.8298,21.46736],[-104.82854,21.46737],[-104.82735,21.46737],[-104.82622,21.46737],[-104.82506,21.46736],[-104.82383,21.46736],[-104.82265,21.46738],[-104.82135,21.46739],[-104.8201,21.46737],[-104.81885,21.46737],[-104.8176,21.46737],[-104.81635,21.46737],[-104.81511,21.46736],[-104.81386,21.46733],[-104.81267,21.4673],[-104.81146,21.46721],[-104.81093,21.4672],[-104.80979,21.46728],[-104.80856,21.4673],[-104.80727,21.4673],[-104.80599,21.46731],[-104.8047,21.46727],[-104.80344,21.46727],[-104.80228,21.46724],[-104.8014,21.46756],[-104.8003,21.46803],[-104.79992,21.46827],[-104.79927,21.46924],[-104.79857,21.47024],[-104.79833,21.47071],[-104.79818,21.47135],[-104.79796,21.47252],[-104.79767,21.47366],[-104.79735,21.47479],[-104.79711,21.47589],[-104.79681,21.47715],[-104.79652,21.47824],[-104.79619,21.47937],[-104.79587,21.4805],[-104.79574,21.48167],[-104.79563,21.48281],[-104.79536,21.4836],[-104.79473,21.4847],[-104.79421,21.48579],[-104.7935,21.48787],[-104.79312,21.48895],[-104.79296,21.49014],[-104.79283,21.49092],[-104.79287,21.49211],[-104.79277,21.49231],[-104.7929,21.4926],[-104.79415,21.49261],[-104.79541,21.49261],[-104.79666,21.49261],[-104.79791,21.49261],[-104.79907,21.49262],[-104.79969,21.49251],[-104.80015,21.49167],[-104.80123,21.49109],[-104.8012,21.49044],[-104.80118,21.48966]]}}
Línea n/d | LineString | n/d |  |  |  | CFE |  |  |  |  | OpenStreetMap | {"type":"Feature","properties":{},"geometry":{"type":"LineString","coordinates":[[-100.16044,26.46933],[-100.16043,26.46605],[-100.16041,26.46307],[-100.16041,26.45938],[-100.16043,26.45634],[-100.15884,26.45265],[-100.15814,26.45103],[-100.15749,26.4495],[-100.15618,26.44642],[-100.15472,26.44296],[-100.15323,26.43951],[-100.15162,26.43568],[-100.15015,26.43224],[-100.14859,26.42861],[-100.14711,26.42518],[-100.14582,26.42209],[-100.14447,26.41895],[-100.14302,26.41551],[-100.14176,26.41257],[-100.14035,26.40929],[-100.13902,26.4061],[-100.13769,26.403],[-100.13643,26.40006],[-100.13495,26.39655],[-100.13339,26.39285],[-100.13188,26.38932],[-100.13041,26.38587],[-100.12877,26.38202],[-100.12736,26.37866],[-100.12588,26.37521],[-100.12458,26.37212],[-100.12347,26.36949],[-100.12212,26.36611],[-100.12076,26.36261],[-100.11932,26.35898],[-100.11786,26.35517],[-100.11642,26.35161],[-100.11511,26.34829],[-100.11397,26.34544],[-100.11263,26.34203],[-100.11122,26.33848],[-100.10972,26.33465],[-100.10838,26.33127],[-100.10714,26.32813],[-100.10567,26.32438],[-100.10419,26.32066],[-100.10285,26.31716],[-100.1015,26.31384],[-100.10016,26.31041],[-100.09872,26.30675],[-100.09722,26.30292],[-100.09586,26.29945],[-100.09469,26.29648],[-100.09331,26.29299],[-100.09193,26.2895],[-100.09053,26.28593],[-100.08932,26.28289],[-100.08861,26.28104],[-100.08787,26.27918],[-100.08649,26.27561],[-100.08682,26.27255],[-100.08716,26.26961],[-100.08761,26.26558],[-100.08806,26.26164],[-100.08836,26.25874],[-100.08869,26.25556],[-100.08914,26.2517],[-100.0895,26.24811],[-100.09007,26.24365],[-100.09041,26.24042],[-100.09084,26.23648],[-100.09123,26.23279],[-100.09161,26.22954],[-100.09195,26.22633],[-100.09277,26.21916],[-100.09356,26.2124],[-100.09874,26.20666],[-100.10381,26.20103],[-100.10474,26.19623],[-100.10606,26.18898],[-100.10944,26.17183],[-100.1122,26.15765],[-100.11283,26.15445],[-100.11353,26.15079],[-100.11428,26.14718],[-100.11495,26.14373],[-100.11567,26.14012],[-100.11634,26.13665],[-100.11703,26.13301],[-100.11767,26.12982],[-100.11824,26.1268],[-100.11894,26.12329],[-100.11963,26.11974],[-100.12029,26.11618],[-100.12099,26.11276],[-100.12166,26.10921],[-100.12235,26.10567],[-100.12304,26.10213],[-100.12374,26.09856],[-100.12443,26.09509],[-100.12513,26.09153],[-100.12581,26.08796],[-100.12649,26.0844],[-100.12723,26.08064],[-100.12781,26.07783],[-100.12853,26.07406],[-100.13069,26.07168],[-100.13976,26.06182],[-100.14343,26.05779],[-100.14757,26.05326],[-100.1527,26.04768],[-100.15752,26.04241],[-100.16288,26.03656],[-100.16558,26.03361],[-100.1681,26.03083],[-100.17062,26.02809],[-100.17327,26.02514],[-100.17584,26.02238],[-100.17842,26.01961],[-100.18096,26.01683],[-100.18351,26.01406],[-100.18862,26.00846],[-100.1963,26.00012],[-100.19928,25.99681],[-100.20217,25.99367],[-100.20478,25.99084],[-100.2073,25.98807],[-100.20995,25.98515],[-100.21493,25.97975],[-100.22076,25.97337],[-100.22368,25.97016],[-100.22604,25.96758],[-100.22865,25.96473],[-100.23102,25.96214],[-100.23242,25.96071]]}}
Línea n/d | LineString | n/d |  |  |  | CFE |  |  |  |  | OpenStreetMap | {"type":"Feature","properties":{},"geometry":{"type":"LineString","coordinates":[[-109.81757,23.02043],[-109.8175,23.02059],[-109.81746,23.02069],[-109.81705,23.02136],[-109.81726,23.02062],[-109.8173,23.02052],[-109.81736,23.02036]]}}
Línea n/d | LineString | n/d |  |  |  | CFE |  |  |  |  | OpenStreetMap | {"type":"Feature","properties":{},"geometry":{"type":"LineString","coordinates":[[-99.53981,27.46464],[-99.5399,27.4641],[-99.53997,27.46358],[-99.54005,27.46311],[-99.54014,27.46256],[-99.54022,27.46203],[-99.54032,27.46147],[-99.5404,27.46093],[-99.54047,27.46043],[-99.54055,27.45988],[-99.54067,27.45916]]}}
Línea n/d | LineString | n/d |  |  |  | CFE |  |  |  |  | OpenStreetMap | {"type":"Feature","properties":{},"geometry":{"type":"LineString","coordinates":[[-100.21993,25.71636],[-100.21932,25.71508],[-100.21913,25.71432],[-100.21876,25.71333]]}}
Subestación | Point | n/d |  |  |  | n/d |  |  |  |  | OpenStreetMap | {"type":"Feature","properties":{},"geometry":{"type":"Point","coordinates":[-115.40845,32.65562]}}
Subestación | Point | n/d |  |  |  | n/d |  |  |  |  | OpenStreetMap | {"type":"Feature","properties":{},"geometry":{"type":"Point","coordinates":[-116.6434,32.57496]}}
CFE | Point | n/d |  |  |  | Comisión Federal de Electricidad |  |  |  |  | OpenStreetMap | {"type":"Feature","properties":{},"geometry":{"type":"Point","coordinates":[-102.02776,19.3958]}}
Subestación | Point | n/d |  |  |  | n/d |  |  |  |  | OpenStreetMap | {"type":"Feature","properties":{},"geometry":{"type":"Point","coordinates":[-99.13245,19.50949]}}
Subestación | Point | n/d |  |  |  | n/d |  |  |  |  | OpenStreetMap | {"type":"Feature","properties":{},"geometry":{"type":"Point","coordinates":[-99.13382,19.50909]}}
Subestación | Point | n/d |  |  |  | n/d |  |  |  |  | OpenStreetMap | {"type":"Feature","properties":{},"geometry":{"type":"Point","coordinates":[-98.06,20.19531]}}
Subestación | Point | n/d |  |  |  | n/d |  |  |  |  | OpenStreetMap | {"type":"Feature","properties":{},"geometry":{"type":"Point","coordinates":[-100.12597,19.20281]}}
Subestación | Point | n/d |  |  |  | n/d |  |  |  |  | OpenStreetMap | {"type":"Feature","properties":{},"geometry":{"type":"Point","coordinates":[-103.43398,20.74698]}}
Subestación | Point | n/d |  |  |  | n/d |  |  |  |  | OpenStreetMap | {"type":"Feature","properties":{},"geometry":{"type":"Point","coordinates":[-101.77635,19.79691]}}
Subestación | Point | n/d |  |  |  | n/d |  |  |  |  | OpenStreetMap | {"type":"Feature","properties":{},"geometry":{"type":"Point","coordinates":[-103.3782,20.74411]}}
Subestación | Point | n/d |  |  |  | n/d |  |  |  |  | OpenStreetMap | {"type":"Feature","properties":{},"geometry":{"type":"Point","coordinates":[-100.2976,18.923]}}
Subestación | Point | n/d |  |  |  | n/d |  |  |  |  | OpenStreetMap | {"type":"Feature","properties":{},"geometry":{"type":"Point","coordinates":[-116.66728,31.86934]}}
CFE | Point | n/d |  |  |  | Comisión Federal de Electricidad |  |  |  |  | OpenStreetMap | {"type":"Feature","properties":{},"geometry":{"type":"Point","coordinates":[-96.95742,19.45498]}}
Compañía de luz | Point | n/d |  |  |  | n/d |  |  |  |  | OpenStreetMap | {"type":"Feature","properties":{},"geometry":{"type":"Point","coordinates":[-99.22112,19.38829]}}
CFE | Point | n/d |  |  |  | Comisión Federal de Electricidad |  |  |  |  | OpenStreetMap | {"type":"Feature","properties":{},"geometry":{"type":"Point","coordinates":[-99.8775,16.86327]}}
Subestación | Point | n/d |  |  |  | CFE | distribution |  |  |  | OpenStreetMap | {"type":"Feature","properties":{},"geometry":{"type":"Point","coordinates":[-98.44107,19.28505]}}
Subestación | Point | n/d |  |  |  | n/d | minor_distribution |  |  |  | OpenStreetMap | {"type":"Feature","properties":{},"geometry":{"type":"Point","coordinates":[-99.08333,19.4149]}}
Subestación | Point | n/d |  |  |  | n/d | minor_distribution |  |  |  | OpenStreetMap | {"type":"Feature","properties":{},"geometry":{"type":"Point","coordinates":[-99.08391,19.41473]}}
Subestación | Point | n/d |  |  |  | n/d | minor_distribution |  |  |  | OpenStreetMap | {"type":"Feature","properties":{},"geometry":{"type":"Point","coordinates":[-99.08351,19.41548]}}
Subestación | Point | n/d |  |  |  | n/d | minor_distribution |  |  |  | OpenStreetMap | {"type":"Feature","properties":{},"geometry":{"type":"Point","coordinates":[-99.08387,19.41448]}}
Comisión Federal de Electricidad | Point | n/d |  |  |  | CFE | distribution |  |  |  | OpenStreetMap | {"type":"Feature","properties":{},"geometry":{"type":"Point","coordinates":[-100.38361,20.58774]}}
Subestación | Point | n/d |  |  |  | CFE |  |  |  |  | OpenStreetMap | {"type":"Feature","properties":{},"geometry":{"type":"Point","coordinates":[-100.29585,25.99895]}}
Subestación | Point | n/d |  |  |  | n/d |  |  |  |  | OpenStreetMap | {"type":"Feature","properties":{},"geometry":{"type":"Point","coordinates":[-103.70046,19.28451]}}
Subestación | Point | n/d |  |  |  | n/d | substation |  |  |  | OpenStreetMap | {"type":"Feature","properties":{},"geometry":{"type":"Point","coordinates":[-103.70265,19.28617]}}
Subestación | Point | n/d |  |  |  | n/d |  |  |  |  | OpenStreetMap | {"type":"Feature","properties":{},"geometry":{"type":"Point","coordinates":[-103.70202,19.28625]}}
Subestación | Point | n/d |  |  |  | n/d |  |  |  |  | OpenStreetMap | {"type":"Feature","properties":{},"geometry":{"type":"Point","coordinates":[-103.70541,19.28807]}}
Subestación | Point | n/d |  |  |  | n/d |  |  |  |  | OpenStreetMap | {"type":"Feature","properties":{},"geometry":{"type":"Point","coordinates":[-99.20036,18.85056]}}
Subestación | Point | n/d |  |  |  | n/d |  |  |  |  | OpenStreetMap | {"type":"Feature","properties":{},"geometry":{"type":"Point","coordinates":[-99.19978,18.85217]}}
Subestación | Point | n/d |  |  |  | n/d | transmission |  |  |  | OpenStreetMap | {"type":"Feature","properties":{},"geometry":{"type":"Point","coordinates":[-100.05559,25.79797]}}
Subestación | Point | n/d |  |  |  | Comisión Federal de Electricidad |  |  |  |  | OpenStreetMap | {"type":"Feature","properties":{},"geometry":{"type":"Point","coordinates":[-100.46259,19.56045]}}
Subestación | Point | n/d |  |  |  | Comisión Federal de Electricidad |  |  |  |  | OpenStreetMap | {"type":"Feature","properties":{},"geometry":{"type":"Point","coordinates":[-99.46574,19.16536]}}
Subestación | Point | n/d |  |  |  | Comisión Federal de Electricidad |  |  |  |  | OpenStreetMap | {"type":"Feature","properties":{},"geometry":{"type":"Point","coordinates":[-100.34319,19.42857]}}
Subestación | Point | n/d |  |  |  | n/d |  |  |  |  | OpenStreetMap | {"type":"Feature","properties":{},"geometry":{"type":"Point","coordinates":[-110.96399,29.12209]}}
Subestación | Point | n/d |  |  |  | n/d |  |  |  |  | OpenStreetMap | {"type":"Feature","properties":{},"geometry":{"type":"Point","coordinates":[-110.96289,29.12161]}}
Subestación | Point | n/d |  |  |  | n/d |  |  |  |  | OpenStreetMap | {"type":"Feature","properties":{},"geometry":{"type":"Point","coordinates":[-110.96279,29.12098]}}
Subestación | Point | n/d |  |  |  | n/d |  |  |  |  | OpenStreetMap | {"type":"Feature","properties":{},"geometry":{"type":"Point","coordinates":[-110.96254,29.12127]}}
Subestación | Point | n/d |  |  |  | n/d |  |  |  |  | OpenStreetMap | {"type":"Feature","properties":{},"geometry":{"type":"Point","coordinates":[-110.96097,29.12215]}}
Subestación | Point | n/d |  |  |  | n/d |  |  |  |  | OpenStreetMap | {"type":"Feature","properties":{},"geometry":{"type":"Point","coordinates":[-110.96081,29.12177]}}
Subestación | Point | n/d |  |  |  | n/d |  |  |  |  | OpenStreetMap | {"type":"Feature","properties":{},"geometry":{"type":"Point","coordinates":[-110.96113,29.12004]}}
Subestación | Point | n/d |  |  |  | Comisión Federal de Electricidad |  |  |  |  | OpenStreetMap | {"type":"Feature","properties":{},"geometry":{"type":"Point","coordinates":[-99.23265,18.83829]}}
Alumbrado Publico e Industrial | Point | n/d |  |  |  | n/d |  |  |  |  | OpenStreetMap | {"type":"Feature","properties":{},"geometry":{"type":"Point","coordinates":[-95.19188,16.17389]}}
Suabastacion | Point | n/d |  |  |  | n/d |  |  |  |  | OpenStreetMap | {"type":"Feature","properties":{},"geometry":{"type":"Point","coordinates":[-94.55706,18.00667]}}
Subestación | Point | n/d |  |  |  | n/d |  |  |  |  | OpenStreetMap | {"type":"Feature","properties":{},"geometry":{"type":"Point","coordinates":[-115.44684,32.6251]}}
Subestación | Point | n/d |  |  |  | n/d |  |  |  |  | OpenStreetMap | {"type":"Feature","properties":{},"geometry":{"type":"Point","coordinates":[-110.90155,28.99398]}}
Subestación | Point | n/d |  |  |  | n/d |  |  |  |  | OpenStreetMap | {"type":"Feature","properties":{},"geometry":{"type":"Point","coordinates":[-89.66818,20.97006]}}
Subestación | Point | n/d |  |  |  | n/d |  |  |  |  | OpenStreetMap | {"type":"Feature","properties":{},"geometry":{"type":"Point","coordinates":[-98.15223,19.44693]}}
Subestación | Point | n/d |  |  |  | n/d | transmission |  |  |  | OpenStreetMap | {"type":"Feature","properties":{},"geometry":{"type":"Point","coordinates":[-98.17811,26.01933]}}
Subestación | Point | n/d |  |  |  | n/d |  |  |  |  | OpenStreetMap | {"type":"Feature","properties":{},"geometry":{"type":"Point","coordinates":[-98.06086,19.49976]}}
Subestación | Point | n/d |  |  |  | n/d |  |  |  |  | OpenStreetMap | {"type":"Feature","properties":{},"geometry":{"type":"Point","coordinates":[-98.46323,19.27029]}}
Subestación | Point | n/d |  |  |  | n/d | transmission |  |  |  | OpenStreetMap | {"type":"Feature","properties":{},"geometry":{"type":"Point","coordinates":[-89.66974,20.99415]}}
Subestación | Point | n/d |  |  |  | n/d | transmission |  |  |  | OpenStreetMap | {"type":"Feature","properties":{},"geometry":{"type":"Point","coordinates":[-89.63131,21.04658]}}
Subestación | Point | n/d |  |  |  | n/d |  |  |  |  | OpenStreetMap | {"type":"Feature","properties":{},"geometry":{"type":"Point","coordinates":[-99.18684,19.64419]}}
Subestación | Point | n/d |  |  |  | n/d | transmission |  |  |  | OpenStreetMap | {"type":"Feature","properties":{},"geometry":{"type":"Point","coordinates":[-90.54246,19.82122]}}
Subestación | Point | n/d |  |  |  | n/d |  |  |  |  | OpenStreetMap | {"type":"Feature","properties":{},"geometry":{"type":"Point","coordinates":[-110.95513,29.05915]}}
Subestación Miravalle | Point | n/d |  |  |  | Comisión Federal de Electricidad | transmission |  |  |  | OpenStreetMap | {"type":"Feature","properties":{},"geometry":{"type":"Point","coordinates":[-100.38157,25.67176]}}
Subestación | Point | n/d |  |  |  | n/d |  |  |  |  | OpenStreetMap | {"type":"Feature","properties":{},"geometry":{"type":"Point","coordinates":[-107.371,24.78776]}}
Subestación | Point | n/d |  |  |  | n/d |  |  |  |  | OpenStreetMap | {"type":"Feature","properties":{},"geometry":{"type":"Point","coordinates":[-106.45835,23.29506]}}
Subestación | Point | n/d |  |  |  | n/d |  |  |  |  | OpenStreetMap | {"type":"Feature","properties":{},"geometry":{"type":"Point","coordinates":[-100.21464,25.65892]}}
Subestación | Point | n/d |  |  |  | n/d |  |  |  |  | OpenStreetMap | {"type":"Feature","properties":{},"geometry":{"type":"Point","coordinates":[-99.12627,19.51184]}}
Subestación | Point | n/d |  |  |  | n/d |  |  |  |  | OpenStreetMap | {"type":"Feature","properties":{},"geometry":{"type":"Point","coordinates":[-99.12685,19.51148]}}
Subestación | Point | n/d |  |  |  | n/d |  |  |  |  | OpenStreetMap | {"type":"Feature","properties":{},"geometry":{"type":"Point","coordinates":[-107.61944,31.46544]}}
Subestación | Point | n/d |  |  |  | n/d |  |  |  |  | OpenStreetMap | {"type":"Feature","properties":{},"geometry":{"type":"Point","coordinates":[-109.82138,27.39761]}}
Subestación | Point | n/d |  |  |  | n/d | transmission |  |  |  | OpenStreetMap | {"type":"Feature","properties":{},"geometry":{"type":"Point","coordinates":[-97.89613,22.38541]}}
Hunucmá | Point | n/d |  |  |  | n/d |  |  |  |  | OpenStreetMap | {"type":"Feature","properties":{},"geometry":{"type":"Point","coordinates":[-89.84928,21.02563]}}
S. E. Amomolulco | Point | n/d |  |  |  | Comisión Federal de Electricidad |  |  |  |  | OpenStreetMap | {"type":"Feature","properties":{},"geometry":{"type":"Point","coordinates":[-99.49588,19.28389]}}
Subestación | Point | n/d |  |  |  | Comisión Federal de Electricidad |  |  |  |  | OpenStreetMap | {"type":"Feature","properties":{},"geometry":{"type":"Point","coordinates":[-99.48804,19.18351]}}
Subestación Eléctrica Santiago Tianguistenco | Point | n/d |  |  |  | Comisión Federal de Electricidad | distribution |  |  |  | OpenStreetMap | {"type":"Feature","properties":{},"geometry":{"type":"Point","coordinates":[-99.46662,19.165]}}
Subestación | Point | n/d |  |  |  | n/d |  |  |  |  | OpenStreetMap | {"type":"Feature","properties":{},"geometry":{"type":"Point","coordinates":[-98.30133,19.23873]}}
Subestación | Point | n/d |  |  |  | Comisión Federal de Electricidad |  |  |  |  | OpenStreetMap | {"type":"Feature","properties":{},"geometry":{"type":"Point","coordinates":[-109.97441,27.48899]}}
Subestación | Point | n/d |  |  |  | n/d |  |  |  |  | OpenStreetMap | {"type":"Feature","properties":{},"geometry":{"type":"Point","coordinates":[-106.52164,30.60451]}}
Subestación | Point | n/d |  |  |  | n/d |  |  |  |  | OpenStreetMap | {"type":"Feature","properties":{},"geometry":{"type":"Point","coordinates":[-106.51415,30.61246]}}
Subestación | Point | n/d |  |  |  | n/d |  |  |  |  | OpenStreetMap | {"type":"Feature","properties":{},"geometry":{"type":"Point","coordinates":[-115.19031,28.05675]}}
Subestación | Point | n/d |  |  |  | n/d |  |  |  |  | OpenStreetMap | {"type":"Feature","properties":{},"geometry":{"type":"Point","coordinates":[-106.42517,23.24932]}}
Subestación | Point | n/d |  |  |  | n/d |  |  |  |  | OpenStreetMap | {"type":"Feature","properties":{},"geometry":{"type":"Point","coordinates":[-103.69493,19.26626]}}
Subestación | Point | n/d |  |  |  | n/d |  |  |  |  | OpenStreetMap | {"type":"Feature","properties":{},"geometry":{"type":"Point","coordinates":[-105.90536,25.0186]}}
Subestación | Point | n/d |  |  |  | n/d |  |  |  |  | OpenStreetMap | {"type":"Feature","properties":{},"geometry":{"type":"Point","coordinates":[-99.25499,18.95591]}}
Subestación | Point | n/d |  |  |  | n/d | transition |  |  |  | OpenStreetMap | {"type":"Feature","properties":{},"geometry":{"type":"Point","coordinates":[-101.89439,18.2744]}}
Subestación | Point | n/d |  |  |  | n/d |  |  |  |  | OpenStreetMap | {"type":"Feature","properties":{},"geometry":{"type":"Point","coordinates":[-101.69557,24.63507]}}
Subestación | Point | n/d |  |  |  | n/d | transmission |  |  |  | OpenStreetMap | {"type":"Feature","properties":{},"geometry":{"type":"Point","coordinates":[-109.63324,30.48716]}}
Subestación | Point | n/d |  |  |  | n/d | industrial |  |  |  | OpenStreetMap | {"type":"Feature","properties":{},"geometry":{"type":"Point","coordinates":[-115.52958,32.62914]}}
CFE Sub Estación Acueducto. Zona Metropolitana Hidalgo | Point | n/d |  |  |  | n/d |  |  |  |  | OpenStreetMap | {"type":"Feature","properties":{},"geometry":{"type":"Point","coordinates":[-103.41176,20.72394]}}
Subestación | Point | n/d |  |  |  | n/d |  |  |  |  | OpenStreetMap | {"type":"Feature","properties":{},"geometry":{"type":"Point","coordinates":[-100.74604,21.85122]}}
Subestación | Point | n/d |  |  |  | n/d |  |  |  |  | OpenStreetMap | {"type":"Feature","properties":{},"geometry":{"type":"Point","coordinates":[-101.5125,19.43747]}}
Subestación | Point | n/d |  |  |  | CFE |  |  |  |  | OpenStreetMap | {"type":"Feature","properties":{},"geometry":{"type":"Point","coordinates":[-103.23933,20.85571]}}
Subestacion Aeropuerto del Norte | Point | n/d |  |  |  | n/d |  |  |  |  | OpenStreetMap | {"type":"Feature","properties":{},"geometry":{"type":"Point","coordinates":[-100.24391,25.89777]}}
S. E. Valle de Tecomán | Point | n/d |  |  |  | Comisión Federal de Electricidad |  |  |  |  | OpenStreetMap | {"type":"Feature","properties":{},"geometry":{"type":"Point","coordinates":[-103.83027,18.84844]}}
Subestación | Point | n/d |  |  |  | n/d | generation |  |  |  | OpenStreetMap | {"type":"Feature","properties":{},"geometry":{"type":"Point","coordinates":[-99.29552,19.95902]}}
Subestación | Point | n/d |  |  |  | n/d | transition |  |  |  | OpenStreetMap | {"type":"Feature","properties":{},"geometry":{"type":"Point","coordinates":[-99.21663,19.33826]}}
Subestación | Point | n/d |  |  |  | n/d | transition |  |  |  | OpenStreetMap | {"type":"Feature","properties":{},"geometry":{"type":"Point","coordinates":[-99.3223,19.34815]}}
Subestación | Point | n/d |  |  |  | n/d | transmission |  |  |  | OpenStreetMap | {"type":"Feature","properties":{},"geometry":{"type":"Point","coordinates":[-94.96127,16.53697]}}
Subestación | Point | n/d |  |  |  | n/d | transmission |  |  |  | OpenStreetMap | {"type":"Feature","properties":{},"geometry":{"type":"Point","coordinates":[-88.53788,20.83286]}}
Subestación | Point | n/d |  |  |  | n/d | transmission |  |  |  | OpenStreetMap | {"type":"Feature","properties":{},"geometry":{"type":"Point","coordinates":[-88.35013,21.15746]}}
Subestación | Point | n/d |  |  |  | n/d | transmission |  |  |  | OpenStreetMap | {"type":"Feature","properties":{},"geometry":{"type":"Point","coordinates":[-89.28473,21.0743]}}
Subestación | Point | n/d |  |  |  | n/d | transmission |  |  |  | OpenStreetMap | {"type":"Feature","properties":{},"geometry":{"type":"Point","coordinates":[-87.50359,20.98654]}}
Subestación | Point | n/d |  |  |  | n/d | transmission |  |  |  | OpenStreetMap | {"type":"Feature","properties":{},"geometry":{"type":"Point","coordinates":[-88.15591,21.12477]}}
Subestación | Point | n/d |  |  |  | n/d |  |  |  |  | OpenStreetMap | {"type":"Feature","properties":{},"geometry":{"type":"Point","coordinates":[-89.65741,20.89702]}}
Subestación | Point | n/d |  |  |  | n/d | transmission |  |  |  | OpenStreetMap | {"type":"Feature","properties":{},"geometry":{"type":"Point","coordinates":[-89.56465,20.94678]}}
Subestación | Point | n/d |  |  |  | n/d | transmission |  |  |  | OpenStreetMap | {"type":"Feature","properties":{},"geometry":{"type":"Point","coordinates":[-89.56053,21.02285]}}
San Ignacio | Point | n/d |  |  |  | n/d | transmission |  |  |  | OpenStreetMap | {"type":"Feature","properties":{},"geometry":{"type":"Point","coordinates":[-89.65513,21.21852]}}
Puerto Progreso | Point | n/d |  |  |  | Comisión Federal de Electricidad | transmission |  |  |  | OpenStreetMap | {"type":"Feature","properties":{},"geometry":{"type":"Point","coordinates":[-89.65963,21.27772]}}
Subestación | Point | n/d |  |  |  | n/d | transmission |  |  |  | OpenStreetMap | {"type":"Feature","properties":{},"geometry":{"type":"Point","coordinates":[-89.74504,20.8549]}}
Subestación | Point | n/d |  |  |  | n/d | transmission |  |  |  | OpenStreetMap | {"type":"Feature","properties":{},"geometry":{"type":"Point","coordinates":[-89.55601,20.39688]}}
Subestación | Point | n/d |  |  |  | n/d | transmission |  |  |  | OpenStreetMap | {"type":"Feature","properties":{},"geometry":{"type":"Point","coordinates":[-86.8275,21.19552]}}
Subestación | Point | n/d |  |  |  | n/d | transmission |  |  |  | OpenStreetMap | {"type":"Feature","properties":{},"geometry":{"type":"Point","coordinates":[-90.50642,19.80926]}}
Subestación | Point | n/d |  |  |  | n/d |  |  |  |  | OpenStreetMap | {"type":"Feature","properties":{},"geometry":{"type":"Point","coordinates":[-88.29713,18.53268]}}
Subestación | Point | n/d |  |  |  | n/d |  |  |  |  | OpenStreetMap | {"type":"Feature","properties":{},"geometry":{"type":"Point","coordinates":[-88.3309,18.52047]}}
Subestación | Point | n/d |  |  |  | n/d |  |  |  |  | OpenStreetMap | {"type":"Feature","properties":{},"geometry":{"type":"Point","coordinates":[-87.71729,18.75146]}}
Sub-Estación Eléctrica | Point | n/d |  |  |  | n/d |  |  |  |  | OpenStreetMap | {"type":"Feature","properties":{},"geometry":{"type":"Point","coordinates":[-99.16583,19.36076]}}
Subestación | Point | n/d |  |  |  | Comisión Federal de Electricidad |  |  |  |  | OpenStreetMap | {"type":"Feature","properties":{},"geometry":{"type":"Point","coordinates":[-96.92807,19.52477]}}
Subárea de Transmisión y Transformación Victoria | Point | n/d |  |  |  | Comisión Federal de Electricidad | transmission |  |  |  | OpenStreetMap | {"type":"Feature","properties":{},"geometry":{"type":"Point","coordinates":[-99.1188,23.75875]}}
Subestación | Point | n/d |  |  |  | n/d |  |  |  |  | OpenStreetMap | {"type":"Feature","properties":{},"geometry":{"type":"Point","coordinates":[-101.60981,21.05509]}}
Subestación | Point | n/d |  |  |  | CFE |  |  |  |  | OpenStreetMap | {"type":"Feature","properties":{},"geometry":{"type":"Point","coordinates":[-96.08547,17.03342]}}
Doctores STE | Point | n/d |  |  |  | Servicio de Transportes Eléctricos | traction |  |  |  | OpenStreetMap | {"type":"Feature","properties":{},"geometry":{"type":"Point","coordinates":[-99.14686,19.41481]}}
Lázaro Cárdenas STE | Point | n/d |  |  |  | Servicio de Transportes Eléctricos | traction |  |  |  | OpenStreetMap | {"type":"Feature","properties":{},"geometry":{"type":"Point","coordinates":[-99.14434,19.41484]}}
Subestación | Point | n/d |  |  |  | CFE |  |  |  |  | OpenStreetMap | {"type":"Feature","properties":{},"geometry":{"type":"Point","coordinates":[-98.96019,22.96093]}}
Subestación Culhuacán STE | Point | n/d |  |  |  | n/d |  |  |  |  | OpenStreetMap | {"type":"Feature","properties":{},"geometry":{"type":"Point","coordinates":[-99.11556,19.33945]}}
Comisión Federal de Electricidad | Point | n/d |  |  |  | Comisión Federal de Electricidad |  |  |  |  | OpenStreetMap | {"type":"Feature","properties":{},"geometry":{"type":"Point","coordinates":[-93.13456,16.76174]}}
Subestación | Point | n/d |  |  |  | n/d |  |  |  |  | OpenStreetMap | {"type":"Feature","properties":{},"geometry":{"type":"Point","coordinates":[-117.03742,32.37835]}}
Subestación | Point | n/d |  |  |  | n/d |  |  |  |  | OpenStreetMap | {"type":"Feature","properties":{},"geometry":{"type":"Point","coordinates":[-99.14319,19.45229]}}
Sub-estacion Electrica Moroleón | Point | n/d |  |  |  | Comisión Federal de Electricidad | distribution |  |  |  | OpenStreetMap | {"type":"Feature","properties":{},"geometry":{"type":"Point","coordinates":[-101.18701,20.11079]}}
Subestación | Point | n/d |  |  |  | n/d |  |  |  |  | OpenStreetMap | {"type":"Feature","properties":{},"geometry":{"type":"Point","coordinates":[-101.26697,19.6521]}}
Subestación | Point | n/d |  |  |  | CFE | distribution |  |  |  | OpenStreetMap | {"type":"Feature","properties":{},"geometry":{"type":"Point","coordinates":[-98.44055,19.28509]}}
Subestación | Point | n/d |  |  |  | Comisión Federal de Electricidad |  |  |  |  | OpenStreetMap | {"type":"Feature","properties":{},"geometry":{"type":"Point","coordinates":[-109.52334,31.30241]}}
Subestación | Point | n/d |  |  |  | n/d | minor_distribution |  |  |  | OpenStreetMap | {"type":"Feature","properties":{},"geometry":{"type":"Point","coordinates":[-99.08332,19.4149]}}
Subestación | Point | n/d |  |  |  | n/d | minor_distribution |  |  |  | OpenStreetMap | {"type":"Feature","properties":{},"geometry":{"type":"Point","coordinates":[-99.08392,19.41473]}}
Subestación | Point | n/d |  |  |  | n/d | minor_distribution |  |  |  | OpenStreetMap | {"type":"Feature","properties":{},"geometry":{"type":"Point","coordinates":[-99.08351,19.41548]}}
Subestación de vía 1 y 2. | Point | n/d |  |  |  | n/d | traction |  |  |  | OpenStreetMap | {"type":"Feature","properties":{},"geometry":{"type":"Point","coordinates":[-99.08549,19.32021]}}
Subestación | Point | n/d |  |  |  | n/d |  |  |  |  | OpenStreetMap | {"type":"Feature","properties":{},"geometry":{"type":"Point","coordinates":[-115.39684,32.62054]}}
Subestación | Point | n/d |  |  |  | n/d |  |  |  |  | OpenStreetMap | {"type":"Feature","properties":{},"geometry":{"type":"Point","coordinates":[-115.39846,32.61989]}}
Subestación | Point | n/d |  |  |  | n/d |  |  |  |  | OpenStreetMap | {"type":"Feature","properties":{},"geometry":{"type":"Point","coordinates":[-115.39661,32.61976]}}
Subestación | Point | n/d |  |  |  | n/d |  |  |  |  | OpenStreetMap | {"type":"Feature","properties":{},"geometry":{"type":"Point","coordinates":[-115.39863,32.62094]}}
Subestación | Point | n/d |  |  |  | n/d |  |  |  |  | OpenStreetMap | {"type":"Feature","properties":{},"geometry":{"type":"Point","coordinates":[-115.3959,32.6213]}}
Subestación | Point | n/d |  |  |  | n/d |  |  |  |  | OpenStreetMap | {"type":"Feature","properties":{},"geometry":{"type":"Point","coordinates":[-115.39578,32.6213]}}
Subestación | Point | n/d |  |  |  | n/d | yes |  |  |  | OpenStreetMap | {"type":"Feature","properties":{},"geometry":{"type":"Point","coordinates":[-115.39673,32.62145]}}
Subestación | Point | n/d |  |  |  | n/d |  |  |  |  | OpenStreetMap | {"type":"Feature","properties":{},"geometry":{"type":"Point","coordinates":[-115.3953,32.62079]}}
Subestación | Point | n/d |  |  |  | n/d | distribution |  |  |  | OpenStreetMap | {"type":"Feature","properties":{},"geometry":{"type":"Point","coordinates":[-98.45284,19.71384]}}
Subestacion CFE Cuahutemoc Sur | Point | n/d |  |  |  | n/d |  |  |  |  | OpenStreetMap | {"type":"Feature","properties":{},"geometry":{"type":"Point","coordinates":[-115.43713,32.65951]}}
Subestación | Point | n/d |  |  |  | n/d | transmission |  |  |  | OpenStreetMap | {"type":"Feature","properties":{},"geometry":{"type":"Point","coordinates":[-99.08389,19.41449]}}
Subestación | Point | n/d |  |  |  | n/d |  |  |  |  | OpenStreetMap | {"type":"Feature","properties":{},"geometry":{"type":"Point","coordinates":[-91.53368,17.76693]}}
Subestación | Point | n/d |  |  |  | n/d |  |  |  |  | OpenStreetMap | {"type":"Feature","properties":{},"geometry":{"type":"Point","coordinates":[-91.15251,17.83921]}}
Subestación | Point | n/d |  |  |  | Sistema de Transporte Colectivo Metro | traction |  |  |  | OpenStreetMap | {"type":"Feature","properties":{},"geometry":{"type":"Point","coordinates":[-99.08316,19.42117]}}
Subestación | Point | n/d |  |  |  | n/d |  |  |  |  | OpenStreetMap | {"type":"Feature","properties":{},"geometry":{"type":"Point","coordinates":[-92.61652,16.70366]}}
Subestación | Point | n/d |  |  |  | n/d |  |  |  |  | OpenStreetMap | {"type":"Feature","properties":{},"geometry":{"type":"Point","coordinates":[-100.2399,25.90506]}}
Subestación | Point | n/d |  |  |  | n/d |  |  |  |  | OpenStreetMap | {"type":"Feature","properties":{},"geometry":{"type":"Point","coordinates":[-100.24087,25.9008]}}
Subestación 1 | Point | n/d |  |  |  | n/d |  |  |  |  | OpenStreetMap | {"type":"Feature","properties":{},"geometry":{"type":"Point","coordinates":[-99.18914,19.69489]}}
C.F.E. | Point | n/d |  |  |  | C.F.E. | yes |  |  |  | OpenStreetMap | {"type":"Feature","properties":{},"geometry":{"type":"Point","coordinates":[-100.47229,25.76309]}}
Hotel Telecom Toluca | Point | n/d |  |  |  | n/d |  |  |  |  | OpenStreetMap | {"type":"Feature","properties":{},"geometry":{"type":"Point","coordinates":[-99.63125,19.2736]}}
Subestación | Point | n/d |  |  |  | n/d |  |  |  |  | OpenStreetMap | {"type":"Feature","properties":{},"geometry":{"type":"Point","coordinates":[-101.75607,21.10793]}}
Subestación | Point | n/d |  |  |  | n/d | industrial |  |  |  | OpenStreetMap | {"type":"Feature","properties":{},"geometry":{"type":"Point","coordinates":[-100.42765,20.61266]}}
Subestación | Point | n/d |  |  |  | n/d |  |  |  |  | OpenStreetMap | {"type":"Feature","properties":{},"geometry":{"type":"Point","coordinates":[-100.42938,20.61705]}}
Subestación | Point | n/d |  |  |  | n/d |  |  |  |  | OpenStreetMap | {"type":"Feature","properties":{},"geometry":{"type":"Point","coordinates":[-100.44438,20.82082]}}
Subestación | Point | n/d |  |  |  | n/d | industrial |  |  |  | OpenStreetMap | {"type":"Feature","properties":{},"geometry":{"type":"Point","coordinates":[-99.53587,19.29214]}}
Subestación | Point | n/d |  |  |  | n/d | transmission |  |  |  | OpenStreetMap | {"type":"Feature","properties":{},"geometry":{"type":"Point","coordinates":[-87.07102,20.66827]}}
Subestación | Point | n/d |  |  |  | n/d | generation |  |  |  | OpenStreetMap | {"type":"Feature","properties":{},"geometry":{"type":"Point","coordinates":[-94.94505,16.51159]}}
Subestación | Point | n/d |  |  |  | n/d | generation |  |  |  | OpenStreetMap | {"type":"Feature","properties":{},"geometry":{"type":"Point","coordinates":[-94.94311,16.51041]}}
Subestación | Point | n/d |  |  |  | n/d | distribution |  |  |  | OpenStreetMap | {"type":"Feature","properties":{},"geometry":{"type":"Point","coordinates":[-97.62848,16.07575]}}
Subestación | Point | n/d |  |  |  | n/d |  |  |  |  | OpenStreetMap | {"type":"Feature","properties":{},"geometry":{"type":"Point","coordinates":[-111.48181,28.41491]}}
Subestación | Point | n/d |  |  |  | n/d |  |  |  |  | OpenStreetMap | {"type":"Feature","properties":{},"geometry":{"type":"Point","coordinates":[-100.25075,25.72685]}}
Subestación | Point | n/d |  |  |  | Sistema de Transporte Colectivo | distribution |  |  |  | OpenStreetMap | {"type":"Feature","properties":{},"geometry":{"type":"Point","coordinates":[-99.18306,19.37448]}}
Subestación | Point | n/d |  |  |  | STC Metro | traction |  |  |  | OpenStreetMap | {"type":"Feature","properties":{},"geometry":{"type":"Point","coordinates":[-99.18224,19.34162]}}
CFE | Point | n/d |  |  |  | Comisión Federal de Electricidad |  |  |  |  | OpenStreetMap | {"type":"Feature","properties":{},"geometry":{"type":"Point","coordinates":[-116.94477,32.49196]}}
Subestación | Point | n/d |  |  |  | n/d |  |  |  |  | OpenStreetMap | {"type":"Feature","properties":{},"geometry":{"type":"Point","coordinates":[-116.9231,32.5359]}}
Subestación | Point | n/d |  |  |  | n/d |  |  |  |  | OpenStreetMap | {"type":"Feature","properties":{},"geometry":{"type":"Point","coordinates":[-116.92688,32.5038]}}
Subestación | Point | n/d |  |  |  | n/d |  |  |  |  | OpenStreetMap | {"type":"Feature","properties":{},"geometry":{"type":"Point","coordinates":[-116.79867,32.47795]}}
Subestación | Point | n/d |  |  |  | n/d |  |  |  |  | OpenStreetMap | {"type":"Feature","properties":{},"geometry":{"type":"Point","coordinates":[-100.91903,25.54581]}}
Subestación | Point | n/d |  |  |  | n/d |  |  |  |  | OpenStreetMap | {"type":"Feature","properties":{},"geometry":{"type":"Point","coordinates":[-98.49642,26.01623]}}
Subestación | Point | n/d |  |  |  | n/d |  |  |  |  | OpenStreetMap | {"type":"Feature","properties":{},"geometry":{"type":"Point","coordinates":[-87.09344,20.61765]}}
Subestación | Point | n/d |  |  |  | n/d |  |  |  |  | OpenStreetMap | {"type":"Feature","properties":{},"geometry":{"type":"Point","coordinates":[-101.68373,21.15418]}}
Subestación | Point | n/d |  |  |  | n/d |  |  |  |  | OpenStreetMap | {"type":"Feature","properties":{},"geometry":{"type":"Point","coordinates":[-115.40981,32.58978]}}
Subestación | Point | n/d |  |  |  | n/d |  |  |  |  | OpenStreetMap | {"type":"Feature","properties":{},"geometry":{"type":"Point","coordinates":[-100.16499,25.78174]}}
Subestación | Point | n/d |  |  |  | n/d |  |  |  |  | OpenStreetMap | {"type":"Feature","properties":{},"geometry":{"type":"Point","coordinates":[-100.14065,25.78785]}}
Subestación | Point | n/d |  |  |  | n/d |  |  |  |  | OpenStreetMap | {"type":"Feature","properties":{},"geometry":{"type":"Point","coordinates":[-100.44168,20.83134]}}
Subestación | Point | n/d |  |  |  | n/d |  |  |  |  | OpenStreetMap | {"type":"Feature","properties":{},"geometry":{"type":"Point","coordinates":[-93.09887,16.94365]}}
Subestación | Point | n/d |  |  |  | n/d |  |  |  |  | OpenStreetMap | {"type":"Feature","properties":{},"geometry":{"type":"Point","coordinates":[-93.09783,16.94406]}}
Subestación | Point | n/d |  |  |  | n/d |  |  |  |  | OpenStreetMap | {"type":"Feature","properties":{},"geometry":{"type":"Point","coordinates":[-96.94841,17.74025]}}
Subestación Lechugal | Point | n/d |  |  |  | Comisión Federal de Electricidad | transmission |  |  |  | OpenStreetMap | {"type":"Feature","properties":{},"geometry":{"type":"Point","coordinates":[-100.46889,25.69193]}}
Subestación | Point | n/d |  |  |  | n/d |  |  |  |  | OpenStreetMap | {"type":"Feature","properties":{},"geometry":{"type":"Point","coordinates":[-101.48103,21.02187]}}
Subestación | Point | n/d |  |  |  | n/d |  |  |  |  | OpenStreetMap | {"type":"Feature","properties":{},"geometry":{"type":"Point","coordinates":[-101.47592,21.02007]}}
Subestación | Point | n/d |  |  |  | n/d | minor_distribution |  |  |  | OpenStreetMap | {"type":"Feature","properties":{},"geometry":{"type":"Point","coordinates":[-117.03636,32.53643]}}
Subestación | Point | n/d |  |  |  | n/d |  |  |  |  | OpenStreetMap | {"type":"Feature","properties":{},"geometry":{"type":"Point","coordinates":[-106.1273,28.71348]}}
Subestación | Point | n/d |  |  |  | n/d |  |  |  |  | OpenStreetMap | {"type":"Feature","properties":{},"geometry":{"type":"Point","coordinates":[-106.0257,28.65143]}}
Subestación | Point | n/d |  |  |  | n/d |  |  |  |  | OpenStreetMap | {"type":"Feature","properties":{},"geometry":{"type":"Point","coordinates":[-116.76285,32.54434]}}
Subestación | Point | n/d |  |  |  | n/d |  |  |  |  | OpenStreetMap | {"type":"Feature","properties":{},"geometry":{"type":"Point","coordinates":[-89.40482,21.00398]}}
Subestación | Point | n/d |  |  |  | CFE | transmission |  |  |  | OpenStreetMap | {"type":"Feature","properties":{},"geometry":{"type":"Point","coordinates":[-116.9499,32.52177]}}
Subestación Eléctrica | Point | n/d |  |  |  | n/d | distribution |  |  |  | OpenStreetMap | {"type":"Feature","properties":{},"geometry":{"type":"Point","coordinates":[-99.90521,24.32099]}}
Subestación | Point | n/d |  |  |  | n/d |  |  |  |  | OpenStreetMap | {"type":"Feature","properties":{},"geometry":{"type":"Point","coordinates":[-98.27609,26.00682]}}
Subestación | Point | n/d |  |  |  | n/d |  |  |  |  | OpenStreetMap | {"type":"Feature","properties":{},"geometry":{"type":"Point","coordinates":[-97.55453,25.8861]}}
Sub Estación San Blas | Point | n/d |  |  |  | Comisión Federal de Electricidad Distribución Jalisco |  |  |  |  | OpenStreetMap | {"type":"Feature","properties":{},"geometry":{"type":"Point","coordinates":[-105.28168,21.54198]}}
Subestación | Point | n/d |  |  |  | n/d | industrial |  |  |  | OpenStreetMap | {"type":"Feature","properties":{},"geometry":{"type":"Point","coordinates":[-99.02571,19.57897]}}
Subestación | Point | n/d |  |  |  | n/d |  |  |  |  | OpenStreetMap | {"type":"Feature","properties":{},"geometry":{"type":"Point","coordinates":[-90.69992,19.49968]}}
Subestación | Point | n/d |  |  |  | n/d |  |  |  |  | OpenStreetMap | {"type":"Feature","properties":{},"geometry":{"type":"Point","coordinates":[-103.09881,20.39868]}}
Subestación | Point | n/d |  |  |  | n/d |  |  |  |  | OpenStreetMap | {"type":"Feature","properties":{},"geometry":{"type":"Point","coordinates":[-116.98768,32.45417]}}
Subestación | Point | n/d |  |  |  | n/d |  |  |  |  | OpenStreetMap | {"type":"Feature","properties":{},"geometry":{"type":"Point","coordinates":[-116.98842,32.45703]}}
Subestación | Point | n/d |  |  |  | n/d |  |  |  |  | OpenStreetMap | {"type":"Feature","properties":{},"geometry":{"type":"Point","coordinates":[-100.24806,25.89292]}}
Subestación | Point | n/d |  |  |  | n/d |  |  |  |  | OpenStreetMap | {"type":"Feature","properties":{},"geometry":{"type":"Point","coordinates":[-100.22497,25.89108]}}
Subestación | Point | n/d |  |  |  | n/d |  |  |  |  | OpenStreetMap | {"type":"Feature","properties":{},"geometry":{"type":"Point","coordinates":[-100.22833,25.89135]}}
Subestación | Point | n/d |  |  |  | Comisión Federal de Electricidad |  |  |  |  | OpenStreetMap | {"type":"Feature","properties":{},"geometry":{"type":"Point","coordinates":[-99.63013,19.27323]}}
Subestación | Point | n/d |  |  |  | n/d | yes |  |  |  | OpenStreetMap | {"type":"Feature","properties":{},"geometry":{"type":"Point","coordinates":[-103.44745,20.27779]}}
Subestación | Point | n/d |  |  |  | n/d |  |  |  |  | OpenStreetMap | {"type":"Feature","properties":{},"geometry":{"type":"Point","coordinates":[-99.18832,18.93888]}}
Subestación | Point | n/d |  |  |  | n/d |  |  |  |  | OpenStreetMap | {"type":"Feature","properties":{},"geometry":{"type":"Point","coordinates":[-99.26537,18.86001]}}
Subestación | Point | n/d |  |  |  | n/d |  |  |  |  | OpenStreetMap | {"type":"Feature","properties":{},"geometry":{"type":"Point","coordinates":[-100.10717,25.82129]}}
Subestación Eléctrica El Tajo | Point | n/d |  |  |  | n/d |  |  |  |  | OpenStreetMap | {"type":"Feature","properties":{},"geometry":{"type":"Point","coordinates":[-88.89858,21.36101]}}
Subestación | Point | n/d |  |  |  | n/d | industrial |  |  |  | OpenStreetMap | {"type":"Feature","properties":{},"geometry":{"type":"Point","coordinates":[-110.32367,30.98131]}}
Subestación | Point | n/d |  |  |  | n/d |  |  |  |  | OpenStreetMap | {"type":"Feature","properties":{},"geometry":{"type":"Point","coordinates":[-100.47023,21.06165]}}
Subestación | Point | n/d |  |  |  | n/d |  |  |  |  | OpenStreetMap | {"type":"Feature","properties":{},"geometry":{"type":"Point","coordinates":[-100.81677,22.11503]}}
Subestación | Point | n/d |  |  |  | n/d |  |  |  |  | OpenStreetMap | {"type":"Feature","properties":{},"geometry":{"type":"Point","coordinates":[-103.24113,20.43434]}}
Subestación | Point | n/d |  |  |  | n/d |  |  |  |  | OpenStreetMap | {"type":"Feature","properties":{},"geometry":{"type":"Point","coordinates":[-103.232,20.47991]}}
Subestación | Point | n/d |  |  |  | n/d |  |  |  |  | OpenStreetMap | {"type":"Feature","properties":{},"geometry":{"type":"Point","coordinates":[-103.24733,20.52201]}}
Subestación | Point | n/d |  |  |  | n/d |  |  |  |  | OpenStreetMap | {"type":"Feature","properties":{},"geometry":{"type":"Point","coordinates":[-101.30134,19.66651]}}
Subestación | Point | n/d |  |  |  | CFE |  |  |  |  | OpenStreetMap | {"type":"Feature","properties":{},"geometry":{"type":"Point","coordinates":[-100.85846,23.85239]}}
Estación Eléctriba Santiago Undameo | Point | n/d |  |  |  | n/d |  |  |  |  | OpenStreetMap | {"type":"Feature","properties":{},"geometry":{"type":"Point","coordinates":[-101.28969,19.61247]}}
Subestación | Point | n/d |  |  |  | n/d |  |  |  |  | OpenStreetMap | {"type":"Feature","properties":{},"geometry":{"type":"Point","coordinates":[-88.5137,18.5069]}}
Subestación | Point | n/d |  |  |  | n/d |  |  |  |  | OpenStreetMap | {"type":"Feature","properties":{},"geometry":{"type":"Point","coordinates":[-99.99101,25.75165]}}
Subestación | Point | n/d |  |  |  | n/d |  |  |  |  | OpenStreetMap | {"type":"Feature","properties":{},"geometry":{"type":"Point","coordinates":[-99.995,25.75987]}}
Subestación | Point | n/d |  |  |  | n/d |  |  |  |  | OpenStreetMap | {"type":"Feature","properties":{},"geometry":{"type":"Point","coordinates":[-116.69308,32.52148]}}
Subestación | Point | n/d |  |  |  | n/d |  |  |  |  | OpenStreetMap | {"type":"Feature","properties":{},"geometry":{"type":"Point","coordinates":[-116.67432,32.43362]}}
Subestación | Point | n/d |  |  |  | n/d |  |  |  |  | OpenStreetMap | {"type":"Feature","properties":{},"geometry":{"type":"Point","coordinates":[-116.90687,32.44512]}}
Subestación | Point | n/d |  |  |  | n/d |  |  |  |  | OpenStreetMap | {"type":"Feature","properties":{},"geometry":{"type":"Point","coordinates":[-117.04578,32.38655]}}
Subestación | Point | n/d |  |  |  | n/d |  |  |  |  | OpenStreetMap | {"type":"Feature","properties":{},"geometry":{"type":"Point","coordinates":[-117.04709,32.38823]}}
Subestación | Point | n/d |  |  |  | n/d |  |  |  |  | OpenStreetMap | {"type":"Feature","properties":{},"geometry":{"type":"Point","coordinates":[-117.04313,32.3821]}}
Subestación | Point | n/d |  |  |  | n/d |  |  |  |  | OpenStreetMap | {"type":"Feature","properties":{},"geometry":{"type":"Point","coordinates":[-116.89359,32.42346]}}
Subestación | Point | n/d |  |  |  | n/d |  |  |  |  | OpenStreetMap | {"type":"Feature","properties":{},"geometry":{"type":"Point","coordinates":[-116.90975,32.54889]}}
Subestación | Point | n/d |  |  |  | n/d |  |  |  |  | OpenStreetMap | {"type":"Feature","properties":{},"geometry":{"type":"Point","coordinates":[-116.91468,32.53799]}}
Subestación | Point | n/d |  |  |  | n/d |  |  |  |  | OpenStreetMap | {"type":"Feature","properties":{},"geometry":{"type":"Point","coordinates":[-116.96336,32.52548]}}
Subestación | Point | n/d |  |  |  | n/d |  |  |  |  | OpenStreetMap | {"type":"Feature","properties":{},"geometry":{"type":"Point","coordinates":[-116.92827,32.50407]}}
Subestación | Point | n/d |  |  |  | n/d |  |  |  |  | OpenStreetMap | {"type":"Feature","properties":{},"geometry":{"type":"Point","coordinates":[-99.1862,19.66565]}}
Subestación 7 | Point | n/d |  |  |  | n/d |  |  |  |  | OpenStreetMap | {"type":"Feature","properties":{},"geometry":{"type":"Point","coordinates":[-99.19114,19.69712]}}
Subestación | Point | n/d |  |  |  | n/d |  |  |  |  | OpenStreetMap | {"type":"Feature","properties":{},"geometry":{"type":"Point","coordinates":[-99.23281,18.83884]}}
Subestación | Point | n/d |  |  |  | n/d |  |  |  |  | OpenStreetMap | {"type":"Feature","properties":{},"geometry":{"type":"Point","coordinates":[-99.57219,19.28769]}}
Subestación | Point | n/d |  |  |  | CFE | substation |  |  |  | OpenStreetMap | {"type":"Feature","properties":{},"geometry":{"type":"Point","coordinates":[-98.69416,20.11511]}}
CFE Tijuana I | Point | n/d |  |  |  | Comisión Federal de Electricidad |  |  |  |  | OpenStreetMap | {"type":"Feature","properties":{},"geometry":{"type":"Point","coordinates":[-117.01388,32.52848]}}
Subestación | Point | n/d |  |  |  | n/d | generation |  |  |  | OpenStreetMap | {"type":"Feature","properties":{},"geometry":{"type":"Point","coordinates":[-98.02726,25.98423]}}
Subestación | Point | n/d |  |  |  | n/d |  |  |  |  | OpenStreetMap | {"type":"Feature","properties":{},"geometry":{"type":"Point","coordinates":[-97.89704,22.37308]}}
Subestación | Point | n/d |  |  |  | n/d |  |  |  |  | OpenStreetMap | {"type":"Feature","properties":{},"geometry":{"type":"Point","coordinates":[-103.70652,20.9064]}}
Subestación | Point | n/d |  |  |  | n/d |  |  |  |  | OpenStreetMap | {"type":"Feature","properties":{},"geometry":{"type":"Point","coordinates":[-94.96694,16.55088]}}
Subestación | Point | n/d |  |  |  | n/d |  |  |  |  | OpenStreetMap | {"type":"Feature","properties":{},"geometry":{"type":"Point","coordinates":[-95.00544,16.614]}}
Subestación | Point | n/d |  |  |  | n/d |  |  |  |  | OpenStreetMap | {"type":"Feature","properties":{},"geometry":{"type":"Point","coordinates":[-91.60263,17.63306]}}
Subestación Topo Chico | Point | n/d |  |  |  | Comisión Federal de Electricidad | distribution |  |  |  | OpenStreetMap | {"type":"Feature","properties":{},"geometry":{"type":"Point","coordinates":[-100.32441,25.73904]}}
Subestación Etla | Point | n/d |  |  |  | Comisión Federal de Electricidad |  |  |  |  | OpenStreetMap | {"type":"Feature","properties":{},"geometry":{"type":"Point","coordinates":[-96.80259,17.20557]}}
Subestación Eléctrica Xalatlaco. | Point | n/d |  |  |  | Comisión Federal de Electricidad | distribution |  |  |  | OpenStreetMap | {"type":"Feature","properties":{},"geometry":{"type":"Point","coordinates":[-99.42899,19.17863]}}
CFE | Point | n/d |  |  |  | Comisión Federal de Electricidad |  |  |  |  | OpenStreetMap | {"type":"Feature","properties":{},"geometry":{"type":"Point","coordinates":[-96.93363,18.89178]}}
SUB ESTACION ELECTRICA | Point | n/d |  |  |  | n/d | sistema_electrico |  |  |  | OpenStreetMap | {"type":"Feature","properties":{},"geometry":{"type":"Point","coordinates":[-94.14071,18.13311]}}
Subestación | Point | n/d |  |  |  | n/d |  |  |  |  | OpenStreetMap | {"type":"Feature","properties":{},"geometry":{"type":"Point","coordinates":[-115.91517,32.57145]}}
Subestación CFE Villa López | Point | n/d |  |  |  | n/d |  |  |  |  | OpenStreetMap | {"type":"Feature","properties":{},"geometry":{"type":"Point","coordinates":[-105.00744,27.02509]}}
Subestación | Point | n/d |  |  |  | n/d | industrial |  |  |  | OpenStreetMap | {"type":"Feature","properties":{},"geometry":{"type":"Point","coordinates":[-110.38077,31.02858]}}
Subestación | Point | n/d |  |  |  | n/d | distribution |  |  |  | OpenStreetMap | {"type":"Feature","properties":{},"geometry":{"type":"Point","coordinates":[-109.55645,27.19252]}}
Subestación | Point | n/d |  |  |  | n/d | distribution |  |  |  | OpenStreetMap | {"type":"Feature","properties":{},"geometry":{"type":"Point","coordinates":[-104.93815,27.53402]}}
Subestación | Point | n/d |  |  |  | n/d | transition |  |  |  | OpenStreetMap | {"type":"Feature","properties":{},"geometry":{"type":"Point","coordinates":[-100.70038,28.48026]}}
Subestacion Loma Real | Point | n/d |  |  |  | Comision Federal de Electricidad |  |  |  |  | OpenStreetMap | {"type":"Feature","properties":{},"geometry":{"type":"Point","coordinates":[-99.51955,27.43781]}}
Subestación | Point | n/d |  |  |  | n/d |  |  |  |  | OpenStreetMap | {"type":"Feature","properties":{},"geometry":{"type":"Point","coordinates":[-99.34448,24.54094]}}
Subestación | Point | n/d |  |  |  | n/d | transition |  |  |  | OpenStreetMap | {"type":"Feature","properties":{},"geometry":{"type":"Point","coordinates":[-102.21859,21.76738]}}
Subestación | Point | n/d |  |  |  | n/d |  |  |  |  | OpenStreetMap | {"type":"Feature","properties":{},"geometry":{"type":"Point","coordinates":[-100.55045,26.20574]}}
Subestación | Point | n/d |  |  |  | n/d |  |  |  |  | OpenStreetMap | {"type":"Feature","properties":{},"geometry":{"type":"Point","coordinates":[-98.76342,23.76001]}}
Subestación | Point | n/d |  |  |  | n/d |  |  |  |  | OpenStreetMap | {"type":"Feature","properties":{},"geometry":{"type":"Point","coordinates":[-94.79947,16.55593]}}
Subestación | Point | n/d |  |  |  | n/d |  |  |  |  | OpenStreetMap | {"type":"Feature","properties":{},"geometry":{"type":"Point","coordinates":[-97.36937,18.78957]}}
Subestación | Point | n/d |  |  |  | n/d |  |  |  |  | OpenStreetMap | {"type":"Feature","properties":{},"geometry":{"type":"Point","coordinates":[-103.69933,19.24969]}}
Subestación | Point | n/d |  |  |  | n/d |  |  |  |  | OpenStreetMap | {"type":"Feature","properties":{},"geometry":{"type":"Point","coordinates":[-103.1486,20.318]}}
Subestación | Point | n/d |  |  |  | n/d |  |  |  |  | OpenStreetMap | {"type":"Feature","properties":{},"geometry":{"type":"Point","coordinates":[-99.13252,19.50773]}}
Subestación | Point | n/d |  |  |  | n/d |  |  |  |  | OpenStreetMap | {"type":"Feature","properties":{},"geometry":{"type":"Point","coordinates":[-96.96594,18.6507]}}
Subestación | Point | n/d |  |  |  | n/d |  |  |  |  | OpenStreetMap | {"type":"Feature","properties":{},"geometry":{"type":"Point","coordinates":[-99.17844,19.51095]}}
Subestación | Point | n/d |  |  |  | n/d |  |  |  |  | OpenStreetMap | {"type":"Feature","properties":{},"geometry":{"type":"Point","coordinates":[-99.77987,19.62437]}}
Subestación | Point | n/d |  |  |  | n/d |  |  |  |  | OpenStreetMap | {"type":"Feature","properties":{},"geometry":{"type":"Point","coordinates":[-98.67316,20.14461]}}
Subestación | Point | n/d |  |  |  | n/d |  |  |  |  | OpenStreetMap | {"type":"Feature","properties":{},"geometry":{"type":"Point","coordinates":[-98.67312,20.14467]}}
Subestación | Point | n/d |  |  |  | n/d |  |  |  |  | OpenStreetMap | {"type":"Feature","properties":{},"geometry":{"type":"Point","coordinates":[-97.87553,22.23834]}}
Subestación | Point | n/d |  |  |  | n/d | generation |  |  |  | OpenStreetMap | {"type":"Feature","properties":{},"geometry":{"type":"Point","coordinates":[-98.67596,19.74563]}}
PPAL | Point | n/d |  |  |  | n/d |  |  |  |  | OpenStreetMap | {"type":"Feature","properties":{},"geometry":{"type":"Point","coordinates":[-94.41749,18.13516]}}
CFE | Point | n/d |  |  |  | Comisión Federal de Electricidad |  |  |  |  | OpenStreetMap | {"type":"Feature","properties":{},"geometry":{"type":"Point","coordinates":[-97.46516,20.52522]}}
Subestación | Point | n/d |  |  |  | n/d |  |  |  |  | OpenStreetMap | {"type":"Feature","properties":{},"geometry":{"type":"Point","coordinates":[-98.35344,19.55168]}}
Valle Esperanza | Point | n/d |  |  |  | Comisión Federal de Electricidad | distribution |  |  |  | OpenStreetMap | {"type":"Feature","properties":{},"geometry":{"type":"Point","coordinates":[-106.17992,29.85724]}}
Subestación | Point | n/d |  |  |  | n/d |  |  |  |  | OpenStreetMap | {"type":"Feature","properties":{},"geometry":{"type":"Point","coordinates":[-106.32787,30.10314]}}
Subestación | Point | n/d |  |  |  | n/d | generation |  |  |  | OpenStreetMap | {"type":"Feature","properties":{},"geometry":{"type":"Point","coordinates":[-106.44384,30.19]}}
CFE Córdoba | Point | n/d |  |  |  | Comisión Federal de Electricidad |  |  |  |  | OpenStreetMap | {"type":"Feature","properties":{},"geometry":{"type":"Point","coordinates":[-96.93671,18.88793]}}
Subestación | Point | n/d |  |  |  | n/d |  |  |  |  | OpenStreetMap | {"type":"Feature","properties":{},"geometry":{"type":"Point","coordinates":[-98.58846,19.7507]}}
Subestación | Point | n/d |  |  |  | n/d |  |  |  |  | OpenStreetMap | {"type":"Feature","properties":{},"geometry":{"type":"Point","coordinates":[-100.35946,25.89783]}}
Subestación | Point | n/d |  |  |  | n/d |  |  |  |  | OpenStreetMap | {"type":"Feature","properties":{},"geometry":{"type":"Point","coordinates":[-99.46171,18.84512]}}
Subestación | Point | n/d |  |  |  | n/d |  |  |  |  | OpenStreetMap | {"type":"Feature","properties":{},"geometry":{"type":"Point","coordinates":[-99.28388,19.13675]}}
Subestación | Point | n/d |  |  |  | n/d |  |  |  |  | OpenStreetMap | {"type":"Feature","properties":{},"geometry":{"type":"Point","coordinates":[-97.88946,22.37495]}}
Subestación | Point | n/d |  |  |  | n/d |  |  |  |  | OpenStreetMap | {"type":"Feature","properties":{},"geometry":{"type":"Point","coordinates":[-97.89574,22.38149]}}
Subestación | Point | n/d |  |  |  | n/d |  |  |  |  | OpenStreetMap | {"type":"Feature","properties":{},"geometry":{"type":"Point","coordinates":[-97.89577,22.38074]}}
Subestación | Point | n/d |  |  |  | n/d |  |  |  |  | OpenStreetMap | {"type":"Feature","properties":{},"geometry":{"type":"Point","coordinates":[-97.89125,22.37462]}}
Subestación | Point | n/d |  |  |  | n/d |  |  |  |  | OpenStreetMap | {"type":"Feature","properties":{},"geometry":{"type":"Point","coordinates":[-97.47235,20.49506]}}
Subestación | Point | n/d |  |  |  | n/d |  |  |  |  | OpenStreetMap | {"type":"Feature","properties":{},"geometry":{"type":"Point","coordinates":[-116.84945,31.99377]}}
Subestación | Point | n/d |  |  |  | n/d | generation |  |  |  | OpenStreetMap | {"type":"Feature","properties":{},"geometry":{"type":"Point","coordinates":[-98.66777,19.74744]}}
Punta Prieta I | Point | n/d |  |  |  | n/d |  |  |  |  | OpenStreetMap | {"type":"Feature","properties":{},"geometry":{"type":"Point","coordinates":[-110.30939,24.22177]}}
Subestación | Point | n/d |  |  |  | n/d |  |  |  |  | OpenStreetMap | {"type":"Feature","properties":{},"geometry":{"type":"Point","coordinates":[-100.92922,25.59953]}}
Subestación | Point | n/d |  |  |  | n/d |  |  |  |  | OpenStreetMap | {"type":"Feature","properties":{},"geometry":{"type":"Point","coordinates":[-87.99602,21.45992]}}
Subestación | Point | n/d |  |  |  | n/d |  |  |  |  | OpenStreetMap | {"type":"Feature","properties":{},"geometry":{"type":"Point","coordinates":[-106.47012,30.18082]}}
Subestación | Point | n/d |  |  |  | n/d |  |  |  |  | OpenStreetMap | {"type":"Feature","properties":{},"geometry":{"type":"Point","coordinates":[-106.46052,30.17645]}}
Subestación | Point | n/d |  |  |  | n/d |  |  |  |  | OpenStreetMap | {"type":"Feature","properties":{},"geometry":{"type":"Point","coordinates":[-115.28696,32.56513]}}
Subestación | Point | n/d |  |  |  | n/d |  |  |  |  | OpenStreetMap | {"type":"Feature","properties":{},"geometry":{"type":"Point","coordinates":[-115.35768,32.6484]}}
Presidente Juárez | Point | n/d |  |  |  | n/d |  |  |  |  | OpenStreetMap | {"type":"Feature","properties":{},"geometry":{"type":"Point","coordinates":[-117.06649,32.36965]}}
Alianza Real | Point | n/d |  |  |  | n/d |  |  |  |  | OpenStreetMap | {"type":"Feature","properties":{},"geometry":{"type":"Point","coordinates":[-100.38048,25.84919]}}
Subestación | Point | n/d |  |  |  | n/d |  |  |  |  | OpenStreetMap | {"type":"Feature","properties":{},"geometry":{"type":"Point","coordinates":[-100.54334,25.76547]}}
Subestación | Point | n/d |  |  |  | n/d |  |  |  |  | OpenStreetMap | {"type":"Feature","properties":{},"geometry":{"type":"Point","coordinates":[-97.43734,19.64646]}}
Subestación | Point | n/d |  |  |  | n/d |  |  |  |  | OpenStreetMap | {"type":"Feature","properties":{},"geometry":{"type":"Point","coordinates":[-99.56458,19.02864]}}
Subestación | Point | n/d |  |  |  | n/d |  |  |  |  | OpenStreetMap | {"type":"Feature","properties":{},"geometry":{"type":"Point","coordinates":[-99.6211,19.29292]}}
Subestación | Point | n/d |  |  |  | n/d |  |  |  |  | OpenStreetMap | {"type":"Feature","properties":{},"geometry":{"type":"Point","coordinates":[-99.61869,19.3015]}}
Subestación | Point | n/d |  |  |  | n/d |  |  |  |  | OpenStreetMap | {"type":"Feature","properties":{},"geometry":{"type":"Point","coordinates":[-99.57498,19.29448]}}
Subestación | Point | n/d |  |  |  | n/d |  |  |  |  | OpenStreetMap | {"type":"Feature","properties":{},"geometry":{"type":"Point","coordinates":[-99.61005,19.29118]}}
Subestación | Point | n/d |  |  |  | n/d |  |  |  |  | OpenStreetMap | {"type":"Feature","properties":{},"geometry":{"type":"Point","coordinates":[-99.61682,19.29081]}}
Subestación | Point | n/d |  |  |  | Comisión Federal de Electricidad |  |  |  |  | OpenStreetMap | {"type":"Feature","properties":{},"geometry":{"type":"Point","coordinates":[-99.60334,19.12056]}}
Oxchuc | Point | n/d |  |  |  | n/d |  |  |  |  | OpenStreetMap | {"type":"Feature","properties":{},"geometry":{"type":"Point","coordinates":[-92.33725,16.77336]}}
Ocosingo | Point | n/d |  |  |  | n/d |  |  |  |  | OpenStreetMap | {"type":"Feature","properties":{},"geometry":{"type":"Point","coordinates":[-92.10044,16.89504]}}
Celanese | Point | n/d |  |  |  | n/d |  |  |  |  | OpenStreetMap | {"type":"Feature","properties":{},"geometry":{"type":"Point","coordinates":[-102.7929,20.35026]}}
Subestación | Point | n/d |  |  |  | n/d |  |  |  |  | OpenStreetMap | {"type":"Feature","properties":{},"geometry":{"type":"Point","coordinates":[-106.28008,30.61713]}}
Subestación | Point | n/d |  |  |  | n/d | industrial |  |  |  | OpenStreetMap | {"type":"Feature","properties":{},"geometry":{"type":"Point","coordinates":[-103.23835,20.48958]}}
Subestación | Point | n/d |  |  |  | n/d |  |  |  |  | OpenStreetMap | {"type":"Feature","properties":{},"geometry":{"type":"Point","coordinates":[-99.62282,19.46929]}}
Puerto Peñasco | Point | n/d |  |  |  | n/d |  |  |  |  | OpenStreetMap | {"type":"Feature","properties":{},"geometry":{"type":"Point","coordinates":[-113.27058,31.30662]}}
Subestación | Point | n/d |  |  |  | n/d | industrial |  |  |  | OpenStreetMap | {"type":"Feature","properties":{},"geometry":{"type":"Point","coordinates":[-103.61529,25.72359]}}
Subestación | Point | n/d |  |  |  | n/d | industrial |  |  |  | OpenStreetMap | {"type":"Feature","properties":{},"geometry":{"type":"Point","coordinates":[-99.58569,27.48898]}}
Subestación | Point | n/d |  |  |  | n/d |  |  |  |  | OpenStreetMap | {"type":"Feature","properties":{},"geometry":{"type":"Point","coordinates":[-99.52455,27.48629]}}
Subestación | Point | n/d |  |  |  | n/d | industrial |  |  |  | OpenStreetMap | {"type":"Feature","properties":{},"geometry":{"type":"Point","coordinates":[-105.81616,26.81624]}}
Subestación | Point | n/d |  |  |  | n/d |  |  |  |  | OpenStreetMap | {"type":"Feature","properties":{},"geometry":{"type":"Point","coordinates":[-98.39119,22.48207]}}
Subestación | Point | n/d |  |  |  | n/d | industrial |  |  |  | OpenStreetMap | {"type":"Feature","properties":{},"geometry":{"type":"Point","coordinates":[-99.03315,19.57998]}}
Subestación eléctrica receptora CFE | Point | n/d |  |  |  | n/d |  |  |  |  | OpenStreetMap | {"type":"Feature","properties":{},"geometry":{"type":"Point","coordinates":[-99.28176,19.35279]}}
Subestación | Point | n/d |  |  |  | n/d |  |  |  |  | OpenStreetMap | {"type":"Feature","properties":{},"geometry":{"type":"Point","coordinates":[-98.34442,18.92555]}}
Subestación | Point | n/d |  |  |  | n/d |  |  |  |  | OpenStreetMap | {"type":"Feature","properties":{},"geometry":{"type":"Point","coordinates":[-98.37316,18.91924]}}
Subestación | Point | n/d |  |  |  | n/d |  |  |  |  | OpenStreetMap | {"type":"Feature","properties":{},"geometry":{"type":"Point","coordinates":[-108.5759,26.50757]}}
Subestación | Point | n/d |  |  |  | n/d | industrial |  |  |  | OpenStreetMap | {"type":"Feature","properties":{},"geometry":{"type":"Point","coordinates":[-97.89326,22.40937]}}
Subestación | Point | n/d |  |  |  | n/d |  |  |  |  | OpenStreetMap | {"type":"Feature","properties":{},"geometry":{"type":"Point","coordinates":[-86.81982,21.15824]}}
Subestación | Point | n/d |  |  |  | n/d |  |  |  |  | OpenStreetMap | {"type":"Feature","properties":{},"geometry":{"type":"Point","coordinates":[-101.90206,18.27584]}}
Subestación | Point | n/d |  |  |  | n/d | industrial |  |  |  | OpenStreetMap | {"type":"Feature","properties":{},"geometry":{"type":"Point","coordinates":[-104.27576,19.0855]}}
Subestación | Point | n/d |  |  |  | n/d |  |  |  |  | OpenStreetMap | {"type":"Feature","properties":{},"geometry":{"type":"Point","coordinates":[-100.88261,25.61169]}}
Subestación | Point | n/d |  |  |  | n/d |  |  |  |  | OpenStreetMap | {"type":"Feature","properties":{},"geometry":{"type":"Point","coordinates":[-99.18854,19.33489]}}
Subestación | Point | n/d |  |  |  | n/d |  |  |  |  | OpenStreetMap | {"type":"Feature","properties":{},"geometry":{"type":"Point","coordinates":[-100.11598,25.67919]}}
Subestación | Point | n/d |  |  |  | n/d |  |  |  |  | OpenStreetMap | {"type":"Feature","properties":{},"geometry":{"type":"Point","coordinates":[-100.10722,25.67778]}}
Subestación | Point | n/d |  |  |  | n/d |  |  |  |  | OpenStreetMap | {"type":"Feature","properties":{},"geometry":{"type":"Point","coordinates":[-100.09052,25.6733]}}
Subestación | Point | n/d |  |  |  | n/d |  |  |  |  | OpenStreetMap | {"type":"Feature","properties":{},"geometry":{"type":"Point","coordinates":[-100.14652,25.69032]}}
Subestación | Point | n/d |  |  |  | n/d |  |  |  |  | OpenStreetMap | {"type":"Feature","properties":{},"geometry":{"type":"Point","coordinates":[-114.03621,27.97514]}}
Subestación | Point | n/d |  |  |  | n/d | industrial |  |  |  | OpenStreetMap | {"type":"Feature","properties":{},"geometry":{"type":"Point","coordinates":[-101.31772,20.78407]}}
Subestación | Point | n/d |  |  |  | n/d | industrial |  |  |  | OpenStreetMap | {"type":"Feature","properties":{},"geometry":{"type":"Point","coordinates":[-101.31721,20.78284]}}
Subestación | Point | n/d |  |  |  | n/d | industrial |  |  |  | OpenStreetMap | {"type":"Feature","properties":{},"geometry":{"type":"Point","coordinates":[-115.94582,32.59532]}}
Cementos Anahuac | Point | n/d |  |  |  | n/d | industrial |  |  |  | OpenStreetMap | {"type":"Feature","properties":{},"geometry":{"type":"Point","coordinates":[-99.20512,19.57814]}}
Subestación | Point | n/d |  |  |  | Comisión Federal de Electricidad |  |  |  |  | OpenStreetMap | {"type":"Feature","properties":{},"geometry":{"type":"Point","coordinates":[-106.35111,31.62219]}}
Subestación | Point | n/d |  |  |  | n/d |  |  |  |  | OpenStreetMap | {"type":"Feature","properties":{},"geometry":{"type":"Point","coordinates":[-106.44242,31.60897]}}
Subestación Edificio Administrativo | Point | n/d |  |  |  | n/d | minor_distribution |  |  |  | OpenStreetMap | {"type":"Feature","properties":{},"geometry":{"type":"Point","coordinates":[-98.88579,19.49078]}}
Subestación | Point | n/d |  |  |  | n/d | minor_distribution |  |  |  | OpenStreetMap | {"type":"Feature","properties":{},"geometry":{"type":"Point","coordinates":[-98.91645,19.55224]}}
Subestación | Point | n/d |  |  |  | n/d | minor_distribution |  |  |  | OpenStreetMap | {"type":"Feature","properties":{},"geometry":{"type":"Point","coordinates":[-98.91652,19.55173]}}
Subestación | Point | n/d |  |  |  | n/d | industrial |  |  |  | OpenStreetMap | {"type":"Feature","properties":{},"geometry":{"type":"Point","coordinates":[-101.32987,27.70744]}}
Subestación | Point | n/d |  |  |  | n/d |  |  |  |  | OpenStreetMap | {"type":"Feature","properties":{},"geometry":{"type":"Point","coordinates":[-97.69363,17.24364]}}
SE CUQUIO | Point | n/d |  |  |  | n/d | minor_distribution |  |  |  | OpenStreetMap | {"type":"Feature","properties":{},"geometry":{"type":"Point","coordinates":[-103.07051,20.90479]}}
Subestación | Point | n/d |  |  |  | n/d |  |  |  |  | OpenStreetMap | {"type":"Feature","properties":{},"geometry":{"type":"Point","coordinates":[-101.42515,26.87693]}}
Subestación | Point | n/d |  |  |  | n/d |  |  |  |  | OpenStreetMap | {"type":"Feature","properties":{},"geometry":{"type":"Point","coordinates":[-101.42504,26.87756]}}
Subestación | Point | n/d |  |  |  | n/d | minor_distribution |  |  |  | OpenStreetMap | {"type":"Feature","properties":{},"geometry":{"type":"Point","coordinates":[-99.17567,19.32394]}}
Subestación | Point | n/d |  |  |  | n/d |  |  |  |  | OpenStreetMap | {"type":"Feature","properties":{},"geometry":{"type":"Point","coordinates":[-89.64739,20.95651]}}
Subestación | Point | n/d |  |  |  | n/d |  |  |  |  | OpenStreetMap | {"type":"Feature","properties":{},"geometry":{"type":"Point","coordinates":[-100.70525,23.67629]}}
Subestacion 20 de Noviembre | Point | n/d |  |  |  | Comisión Federal de Electricidad | minor_distribution |  |  |  | OpenStreetMap | {"type":"Feature","properties":{},"geometry":{"type":"Point","coordinates":[-116.99393,32.51502]}}
Subestación | Point | n/d |  |  |  | Comisión Federal de Electricidad |  |  |  |  | OpenStreetMap | {"type":"Feature","properties":{},"geometry":{"type":"Point","coordinates":[-106.42014,31.60925]}}
Subestación | Point | n/d |  |  |  | Comisión Federal de Electricidad |  |  |  |  | OpenStreetMap | {"type":"Feature","properties":{},"geometry":{"type":"Point","coordinates":[-106.33935,31.60858]}}
Subestación | Point | n/d |  |  |  | n/d |  |  |  |  | OpenStreetMap | {"type":"Feature","properties":{},"geometry":{"type":"Point","coordinates":[-99.13251,19.49829]}}
Subestación | Point | n/d |  |  |  | n/d |  |  |  |  | OpenStreetMap | {"type":"Feature","properties":{},"geometry":{"type":"Point","coordinates":[-99.14172,19.48149]}}
Subestación | Point | n/d |  |  |  | n/d |  |  |  |  | OpenStreetMap | {"type":"Feature","properties":{},"geometry":{"type":"Point","coordinates":[-99.14173,19.4815]}}
Subestación | Point | n/d |  |  |  | n/d |  |  |  |  | OpenStreetMap | {"type":"Feature","properties":{},"geometry":{"type":"Point","coordinates":[-98.90705,19.46494]}}
Subestación | Point | n/d |  |  |  | n/d |  |  |  |  | OpenStreetMap | {"type":"Feature","properties":{},"geometry":{"type":"Point","coordinates":[-87.17831,20.61207]}}
Centro Médico STE | Point | n/d |  |  |  | Servicio de Transportes Eléctricos | traction |  |  |  | OpenStreetMap | {"type":"Feature","properties":{},"geometry":{"type":"Point","coordinates":[-99.15178,19.40647]}}
Subestación | Point | n/d |  |  |  | n/d |  |  |  |  | OpenStreetMap | {"type":"Feature","properties":{},"geometry":{"type":"Point","coordinates":[-102.25462,19.93294]}}
Subestación | Point | n/d |  |  |  | n/d |  |  |  |  | OpenStreetMap | {"type":"Feature","properties":{},"geometry":{"type":"Point","coordinates":[-99.1478,19.45835]}}
Subestación Artes | Point | n/d |  |  |  | Comisión Federal de Electricidad |  |  |  |  | OpenStreetMap | {"type":"Feature","properties":{},"geometry":{"type":"Point","coordinates":[-87.43582,20.21854]}}
Subestación | Point | n/d |  |  |  | n/d |  |  |  |  | OpenStreetMap | {"type":"Feature","properties":{},"geometry":{"type":"Point","coordinates":[-99.0691,19.42096]}}
Subestación | Point | n/d |  |  |  | n/d |  |  |  |  | OpenStreetMap | {"type":"Feature","properties":{},"geometry":{"type":"Point","coordinates":[-108.49352,28.56911]}}
Subestación | Point | n/d |  |  |  | n/d |  |  |  |  | OpenStreetMap | {"type":"Feature","properties":{},"geometry":{"type":"Point","coordinates":[-97.55409,25.88844]}}
Subestación | Point | n/d |  |  |  | n/d | industrial |  |  |  | OpenStreetMap | {"type":"Feature","properties":{},"geometry":{"type":"Point","coordinates":[-100.92321,20.51946]}}
Subestación | Point | n/d |  |  |  | n/d | industrial |  |  |  | OpenStreetMap | {"type":"Feature","properties":{},"geometry":{"type":"Point","coordinates":[-100.924,20.51984]}}
Subestación eléctrica Seybaplaya | Point | n/d |  |  |  | n/d | transmission |  |  |  | OpenStreetMap | {"type":"Feature","properties":{},"geometry":{"type":"Point","coordinates":[-90.68491,19.6235]}}
Subestación | Point | n/d |  |  |  | n/d | industrial |  |  |  | OpenStreetMap | {"type":"Feature","properties":{},"geometry":{"type":"Point","coordinates":[-100.39331,20.61067]}}
Subestación | Point | n/d |  |  |  | n/d | industrial |  |  |  | OpenStreetMap | {"type":"Feature","properties":{},"geometry":{"type":"Point","coordinates":[-95.18332,16.21408]}}
Subestación Jauja | Point | n/d |  |  |  | Comisión Federal de Electricidad |  |  |  |  | OpenStreetMap | {"type":"Feature","properties":{},"geometry":{"type":"Point","coordinates":[-104.80049,21.48915]}}
Subestación | Point | n/d |  |  |  | n/d |  |  |  |  | OpenStreetMap | {"type":"Feature","properties":{},"geometry":{"type":"Point","coordinates":[-106.16815,28.75082]}}
Subestación eléctrica Don Samuel | Point | n/d |  |  |  | n/d |  |  |  |  | OpenStreetMap | {"type":"Feature","properties":{},"geometry":{"type":"Point","coordinates":[-90.8607,18.35874]}}
Subestación | Point | n/d |  |  |  | n/d |  |  |  |  | OpenStreetMap | {"type":"Feature","properties":{},"geometry":{"type":"Point","coordinates":[-103.4175,25.98166]}}
Subestación | Point | n/d |  |  |  | n/d |  |  |  |  | OpenStreetMap | {"type":"Feature","properties":{},"geometry":{"type":"Point","coordinates":[-103.38539,25.96922]}}
Subestación | Point | n/d |  |  |  | n/d |  |  |  |  | OpenStreetMap | {"type":"Feature","properties":{},"geometry":{"type":"Point","coordinates":[-103.00723,25.76599]}}
Subestación | Point | n/d |  |  |  | n/d |  |  |  |  | OpenStreetMap | {"type":"Feature","properties":{},"geometry":{"type":"Point","coordinates":[-100.99073,22.1389]}}
Subestación | Point | n/d |  |  |  | n/d |  |  |  |  | OpenStreetMap | {"type":"Feature","properties":{},"geometry":{"type":"Point","coordinates":[-100.93481,21.75241]}}
Subestación | Point | n/d |  |  |  | n/d |  |  |  |  | OpenStreetMap | {"type":"Feature","properties":{},"geometry":{"type":"Point","coordinates":[-100.95401,22.30186]}}
Subestación | Point | n/d |  |  |  | n/d |  |  |  |  | OpenStreetMap | {"type":"Feature","properties":{},"geometry":{"type":"Point","coordinates":[-101.145,22.38233]}}
Subestación | Point | n/d |  |  |  | n/d |  |  |  |  | OpenStreetMap | {"type":"Feature","properties":{},"geometry":{"type":"Point","coordinates":[-102.50911,21.72685]}}
Subestación | Point | n/d |  |  |  | n/d |  |  |  |  | OpenStreetMap | {"type":"Feature","properties":{},"geometry":{"type":"Point","coordinates":[-100.16089,26.46981]}}
Subestación | Point | n/d |  |  |  | n/d |  |  |  |  | OpenStreetMap | {"type":"Feature","properties":{},"geometry":{"type":"Point","coordinates":[-98.79334,21.57652]}}
Subestación | Point | n/d |  |  |  | n/d |  |  |  |  | OpenStreetMap | {"type":"Feature","properties":{},"geometry":{"type":"Point","coordinates":[-93.16278,17.85133]}}
Subestación | Point | n/d |  |  |  | n/d |  |  |  |  | OpenStreetMap | {"type":"Feature","properties":{},"geometry":{"type":"Point","coordinates":[-91.99239,17.52221]}}
Subestación | Point | n/d |  |  |  | n/d |  |  |  |  | OpenStreetMap | {"type":"Feature","properties":{},"geometry":{"type":"Point","coordinates":[-99.66927,17.89739]}}
Subestación | Point | n/d |  |  |  | n/d |  |  |  |  | OpenStreetMap | {"type":"Feature","properties":{},"geometry":{"type":"Point","coordinates":[-96.85266,19.64601]}}
Subestación | Point | n/d |  |  |  | n/d |  |  |  |  | OpenStreetMap | {"type":"Feature","properties":{},"geometry":{"type":"Point","coordinates":[-97.46227,19.8641]}}
Subestación | Point | n/d |  |  |  | n/d |  |  |  |  | OpenStreetMap | {"type":"Feature","properties":{},"geometry":{"type":"Point","coordinates":[-105.48744,28.0784]}}
Subestación | Point | n/d |  |  |  | n/d |  |  |  |  | OpenStreetMap | {"type":"Feature","properties":{},"geometry":{"type":"Point","coordinates":[-112.03232,30.99624]}}
Subestación | Point | n/d |  |  |  | n/d |  |  |  |  | OpenStreetMap | {"type":"Feature","properties":{},"geometry":{"type":"Point","coordinates":[-114.89594,27.69932]}}
Subestación | Point | n/d |  |  |  | n/d |  |  |  |  | OpenStreetMap | {"type":"Feature","properties":{},"geometry":{"type":"Point","coordinates":[-103.11078,23.16194]}}
Subestación | Point | n/d |  |  |  | n/d |  |  |  |  | OpenStreetMap | {"type":"Feature","properties":{},"geometry":{"type":"Point","coordinates":[-101.73315,22.6191]}}
Subestación | Point | n/d |  |  |  | n/d |  |  |  |  | OpenStreetMap | {"type":"Feature","properties":{},"geometry":{"type":"Point","coordinates":[-104.71911,21.18648]}}
Subestación | Point | n/d |  |  |  | n/d |  |  |  |  | OpenStreetMap | {"type":"Feature","properties":{},"geometry":{"type":"Point","coordinates":[-103.38615,19.57827]}}
Subestación | Point | n/d |  |  |  | n/d |  |  |  |  | OpenStreetMap | {"type":"Feature","properties":{},"geometry":{"type":"Point","coordinates":[-95.17732,16.19662]}}
Subestación | Point | n/d |  |  |  | n/d |  |  |  |  | OpenStreetMap | {"type":"Feature","properties":{},"geometry":{"type":"Point","coordinates":[-95.2192,16.34127]}}
Subestación | Point | n/d |  |  |  | n/d |  |  |  |  | OpenStreetMap | {"type":"Feature","properties":{},"geometry":{"type":"Point","coordinates":[-86.84363,20.98459]}}
Subestación | Point | n/d |  |  |  | n/d |  |  |  |  | OpenStreetMap | {"type":"Feature","properties":{},"geometry":{"type":"Point","coordinates":[-97.85994,22.25401]}}
Subestación | Point | n/d |  |  |  | n/d |  |  |  |  | OpenStreetMap | {"type":"Feature","properties":{},"geometry":{"type":"Point","coordinates":[-97.82196,22.25907]}}
Subestación | Point | n/d |  |  |  | n/d |  |  |  |  | OpenStreetMap | {"type":"Feature","properties":{},"geometry":{"type":"Point","coordinates":[-98.23242,19.03508]}}
Subestación | Point | n/d |  |  |  | n/d |  |  |  |  | OpenStreetMap | {"type":"Feature","properties":{},"geometry":{"type":"Point","coordinates":[-98.19546,19.03851]}}
Subestación | Point | n/d |  |  |  | n/d |  |  |  |  | OpenStreetMap | {"type":"Feature","properties":{},"geometry":{"type":"Point","coordinates":[-100.20928,25.7639]}}
Subestación | Point | n/d |  |  |  | n/d |  |  |  |  | OpenStreetMap | {"type":"Feature","properties":{},"geometry":{"type":"Point","coordinates":[-100.38104,25.64969]}}
Subestación | Point | n/d |  |  |  | Comisión Federal de Electricidad |  |  |  |  | OpenStreetMap | {"type":"Feature","properties":{},"geometry":{"type":"Point","coordinates":[-101.55328,27.79095]}}
Subestación | Point | n/d |  |  |  | n/d |  |  |  |  | OpenStreetMap | {"type":"Feature","properties":{},"geometry":{"type":"Point","coordinates":[-99.20736,19.51158]}}
Subestación | Point | n/d |  |  |  | n/d |  |  |  |  | OpenStreetMap | {"type":"Feature","properties":{},"geometry":{"type":"Point","coordinates":[-99.20749,19.51172]}}
Subestación | Point | n/d |  |  |  | Sistema de Transporte Colectivo Metro | traction |  |  |  | OpenStreetMap | {"type":"Feature","properties":{},"geometry":{"type":"Point","coordinates":[-99.09174,19.42888]}}
Subestación | Point | n/d |  |  |  | n/d |  |  |  |  | OpenStreetMap | {"type":"Feature","properties":{},"geometry":{"type":"Point","coordinates":[-99.10868,19.45307]}}
Subestación | Point | n/d |  |  |  | n/d |  |  |  |  | OpenStreetMap | {"type":"Feature","properties":{},"geometry":{"type":"Point","coordinates":[-99.05517,19.46034]}}
Subestación | Point | n/d |  |  |  | n/d |  |  |  |  | OpenStreetMap | {"type":"Feature","properties":{},"geometry":{"type":"Point","coordinates":[-99.79006,19.65168]}}
Subestación | Point | n/d |  |  |  | n/d |  |  |  |  | OpenStreetMap | {"type":"Feature","properties":{},"geometry":{"type":"Point","coordinates":[-103.53142,20.66136]}}
Subestación | Point | n/d |  |  |  | n/d |  |  |  |  | OpenStreetMap | {"type":"Feature","properties":{},"geometry":{"type":"Point","coordinates":[-103.51612,20.65972]}}
Subestación | Point | n/d |  |  |  | n/d |  |  |  |  | OpenStreetMap | {"type":"Feature","properties":{},"geometry":{"type":"Point","coordinates":[-103.51936,20.65701]}}
Subestación | Point | n/d |  |  |  | n/d |  |  |  |  | OpenStreetMap | {"type":"Feature","properties":{},"geometry":{"type":"Point","coordinates":[-103.52068,20.65292]}}
Subestación | Point | n/d |  |  |  | n/d |  |  |  |  | OpenStreetMap | {"type":"Feature","properties":{},"geometry":{"type":"Point","coordinates":[-103.51869,20.65265]}}
Subestación | Point | n/d |  |  |  | n/d |  |  |  |  | OpenStreetMap | {"type":"Feature","properties":{},"geometry":{"type":"Point","coordinates":[-103.52295,20.65385]}}
Subestación | Point | n/d |  |  |  | n/d |  |  |  |  | OpenStreetMap | {"type":"Feature","properties":{},"geometry":{"type":"Point","coordinates":[-103.52826,20.65323]}}
Subestación | Point | n/d |  |  |  | n/d |  |  |  |  | OpenStreetMap | {"type":"Feature","properties":{},"geometry":{"type":"Point","coordinates":[-103.52489,20.65324]}}
Subestación | Point | n/d |  |  |  | n/d |  |  |  |  | OpenStreetMap | {"type":"Feature","properties":{},"geometry":{"type":"Point","coordinates":[-103.52223,20.65016]}}
Subestación | Point | n/d |  |  |  | n/d |  |  |  |  | OpenStreetMap | {"type":"Feature","properties":{},"geometry":{"type":"Point","coordinates":[-103.52485,20.64665]}}
Subestación | Point | n/d |  |  |  | n/d |  |  |  |  | OpenStreetMap | {"type":"Feature","properties":{},"geometry":{"type":"Point","coordinates":[-103.53026,20.648]}}
Subestación | Point | n/d |  |  |  | n/d | industrial |  |  |  | OpenStreetMap | {"type":"Feature","properties":{},"geometry":{"type":"Point","coordinates":[-99.53525,27.46216]}}

## Pozos_Agua
name | geometry_type | Municipio | Acuífero | Uso | Operador | Título REPDA | Vol. concesionado | Pozos individuales | Profundidad prom. | Extracción 2022 | Extracción 2023 | Extracción 2024 | Estado | Clave CONAGUA | Disponibilidad 2003 | Disponibilidad 2018 | Disponibilidad 2020 | Disponibilidad 2023 | Tendencia | Resultado | Fuente | geojson
JOSE ELIAS FAJER FARAON | Point | SANTIAGO | CAÑÓN DEL HUAJUCO | SERVICIOS |  | 810342 | 7.0 mil m³/año | [13 empty] | Fuente: CartoCrítica / REPDA CONAGUA 2024 | {"type":"Feature","properties":{},"geometry":{"type":"Point","coordinates":[-100.12922,25.416678]}}
DESARROLLO INTERNACIONAL DE HOTELES, S. DE R.L. DE | Point | MONTERREY | ÁREA METROPOLITANA DE MONTERREY | SERVICIOS |  | 811631 | 3.4 mil m³/año | [13 empty] | Fuente: CartoCrítica / REPDA CONAGUA 2024 | {"type":"Feature","properties":{},"geometry":{"type":"Point","coordinates":[-100.284328,25.636277]}}
VICENTE FLORES GARCIA | Point | APODACA | EL CARMEN-SALINAS-VICTORIA | SERVICIOS |  | 812630 | 2.0 mil m³/año | [13 empty] | Fuente: CartoCrítica / REPDA CONAGUA 2024 | {"type":"Feature","properties":{},"geometry":{"type":"Point","coordinates":[-100.157473,25.813114]}}
JUVENTINO GONZALEZ VILLARREAL | Point | GENERAL ZUAZUA | EL CARMEN-SALINAS-VICTORIA | DIFERENTES USOS |  | 812987 | 26.7 mil m³/año | [13 empty] | Fuente: CartoCrítica / REPDA CONAGUA 2024 | {"type":"Feature","properties":{},"geometry":{"type":"Point","coordinates":[-100.140288,25.897244]}}
ENRIQUE DAVID MAY DIAZ | Point | MONTERREY | CAÑÓN DEL HUAJUCO | DIFERENTES USOS |  | 813374 | 7.0 mil m³/año | [13 empty] | Fuente: CartoCrítica / REPDA CONAGUA 2024 | {"type":"Feature","properties":{},"geometry":{"type":"Point","coordinates":[-100.208057,25.542779]}}
MULTIGAMA CAPITAL, S.A. DE C.V. | Point | SANTIAGO | CAÑÓN DEL HUAJUCO | SERVICIOS |  | 813375 | 5.0 mil m³/año | [13 empty] | Fuente: CartoCrítica / REPDA CONAGUA 2024 | {"type":"Feature","properties":{},"geometry":{"type":"Point","coordinates":[-100.157556,25.457863]}}
CIUDAD DE LOS NIÑOS DE MONTERREY, A.B.P. | Point | GUADALUPE | ÁREA METROPOLITANA DE MONTERREY | SERVICIOS |  | 813775 | 15.0 mil m³/año | [13 empty] | Fuente: CartoCrítica / REPDA CONAGUA 2024 | {"type":"Feature","properties":{},"geometry":{"type":"Point","coordinates":[-100.256667,25.669447]}}
INSTITUTO DE DESARROLLO EDUCACION Y APRENDIZAJE, S | Point | MONTERREY | ÁREA METROPOLITANA DE MONTERREY | SERVICIOS |  | 813793 | 631 m³/año | [13 empty] | Fuente: CartoCrítica / REPDA CONAGUA 2024 | {"type":"Feature","properties":{},"geometry":{"type":"Point","coordinates":[-100.2565,25.577084]}}
ROGELIO GUAJARDO GARZA | Point | GENERAL ZUAZUA | EL CARMEN-SALINAS-VICTORIA | DIFERENTES USOS |  | 813964 | 35.6 mil m³/año | [13 empty] | Fuente: CartoCrítica / REPDA CONAGUA 2024 | {"type":"Feature","properties":{},"geometry":{"type":"Point","coordinates":[-100.114167,25.885556]}}
JOSE EUGENIO MELCHOR CARRIZAL | Point | MONTERREY | ÁREA METROPOLITANA DE MONTERREY | DOMÉSTICO |  | 814554 | 364 m³/año | [13 empty] | Fuente: CartoCrítica / REPDA CONAGUA 2024 | {"type":"Feature","properties":{},"geometry":{"type":"Point","coordinates":[-100.246667,25.579167]}}
REGIOMONTANA DE GAS S. A. | Point | APODACA | ÁREA METROPOLITANA DE MONTERREY | SERVICIOS |  | 814561 | 2.0 mil m³/año | [13 empty] | Fuente: CartoCrítica / REPDA CONAGUA 2024 | {"type":"Feature","properties":{},"geometry":{"type":"Point","coordinates":[-100.18539,25.745139]}}
GERARDO ELIZONDO DAVILA, JESUS ELIZONDO DAVILA, JA | Point | MONTERREY | CAÑÓN DEL HUAJUCO | DOMÉSTICO |  | 814575 | 1.2 mil m³/año | [13 empty] | Fuente: CartoCrítica / REPDA CONAGUA 2024 | {"type":"Feature","properties":{},"geometry":{"type":"Point","coordinates":[-100.222028,25.559778]}}
PEDRO ALEJANDRO ROJAS GARCIA | Point | GENERAL ZUAZUA | EL CARMEN-SALINAS-VICTORIA | SERVICIOS |  | 814872 | 144.5 mil m³/año | [13 empty] | Fuente: CartoCrítica / REPDA CONAGUA 2024 | {"type":"Feature","properties":{},"geometry":{"type":"Point","coordinates":[-100.160834,25.94]}}
MEDISOL, S.A DE C.V. | Point | MONTERREY | CAMPO DURAZNO | SERVICIOS |  | 815107 | 10.0 mil m³/año | [13 empty] | Fuente: CartoCrítica / REPDA CONAGUA 2024 | {"type":"Feature","properties":{},"geometry":{"type":"Point","coordinates":[-100.403489,25.761903]}}
RAMIRO ALFONSO GARZA PONCE | Point | APODACA | ÁREA METROPOLITANA DE MONTERREY | DIFERENTES USOS |  | 815335 | 135.7 mil m³/año | [13 empty] | Fuente: CartoCrítica / REPDA CONAGUA 2024 | {"type":"Feature","properties":{},"geometry":{"type":"Point","coordinates":[-100.115056,25.795917]}}
RAMIRO ALFONSO GARZA PONCE | Point | APODACA | ÁREA METROPOLITANA DE MONTERREY | DIFERENTES USOS |  | 815335 | 135.7 mil m³/año | [13 empty] | Fuente: CartoCrítica / REPDA CONAGUA 2024 | {"type":"Feature","properties":{},"geometry":{"type":"Point","coordinates":[-100.117139,25.797584]}}
RAMIRO ALFONSO GARZA PONCE | Point | APODACA | ÁREA METROPOLITANA DE MONTERREY | DIFERENTES USOS |  | 815335 | 135.7 mil m³/año | [13 empty] | Fuente: CartoCrítica / REPDA CONAGUA 2024 | {"type":"Feature","properties":{},"geometry":{"type":"Point","coordinates":[-100.11475,25.800278]}}
RAMIRO ALFONSO GARZA PONCE | Point | APODACA | ÁREA METROPOLITANA DE MONTERREY | DIFERENTES USOS |  | 815335 | 135.7 mil m³/año | [13 empty] | Fuente: CartoCrítica / REPDA CONAGUA 2024 | {"type":"Feature","properties":{},"geometry":{"type":"Point","coordinates":[-100.114445,25.801556]}}
INTEGRADORA DE INSUMOS DEL NORESTE, S.A. DE C.V. | Point | SALINAS VICTORIA | EL CARMEN-SALINAS-VICTORIA | SERVICIOS |  | 815551 | 6.0 mil m³/año | [13 empty] | Fuente: CartoCrítica / REPDA CONAGUA 2024 | {"type":"Feature","properties":{},"geometry":{"type":"Point","coordinates":[-100.30652,26.057466]}}
INTEGRADORA DE INSUMOS DEL NORESTE, S.A. DE C.V. | Point | SALINAS VICTORIA | EL CARMEN-SALINAS-VICTORIA | SERVICIOS |  | 815551 | 6.0 mil m³/año | [13 empty] | Fuente: CartoCrítica / REPDA CONAGUA 2024 | {"type":"Feature","properties":{},"geometry":{"type":"Point","coordinates":[-100.305201,26.05591]}}
ALFREDO VILLARREAL ELIZONDO | Point | GENERAL ESCOBEDO | EL CARMEN-SALINAS-VICTORIA | SERVICIOS |  | 815552 | 5.0 mil m³/año | [13 empty] | Fuente: CartoCrítica / REPDA CONAGUA 2024 | {"type":"Feature","properties":{},"geometry":{"type":"Point","coordinates":[-100.415862,25.846169]}}
GREGORIO VILLARREAL GLORIA | Point | GENERAL ESCOBEDO | EL CARMEN-SALINAS-VICTORIA | SERVICIOS |  | 815553 | 10.0 mil m³/año | [13 empty] | Fuente: CartoCrítica / REPDA CONAGUA 2024 | {"type":"Feature","properties":{},"geometry":{"type":"Point","coordinates":[-100.300028,25.820446]}}
JUAN MANUEL LEAL BARRIENTOS | Point | MONTERREY | ÁREA METROPOLITANA DE MONTERREY | DOMÉSTICO |  | 815763 | 984 m³/año | [13 empty] | Fuente: CartoCrítica / REPDA CONAGUA 2024 | {"type":"Feature","properties":{},"geometry":{"type":"Point","coordinates":[-100.25139,25.581945]}}
AMERICAN SCHOOL FOUNDATION OF MONTERREY A.C. | Point | SANTA CATARINA | ÁREA METROPOLITANA DE MONTERREY | SERVICIOS |  | 816531 | 40.0 mil m³/año | [13 empty] | Fuente: CartoCrítica / REPDA CONAGUA 2024 | {"type":"Feature","properties":{},"geometry":{"type":"Point","coordinates":[-100.448673,25.659376]}}
AARON VILLARREAL MARTINEZ | Point | GUADALUPE | ÁREA METROPOLITANA DE MONTERREY | SERVICIOS |  | 816533 | 15.0 mil m³/año | [13 empty] | Fuente: CartoCrítica / REPDA CONAGUA 2024 | {"type":"Feature","properties":{},"geometry":{"type":"Point","coordinates":[-100.206389,25.705002]}}
DELFIN TECHNOLOGIES, S.A. DE.C.V. | Point | APODACA | ÁREA METROPOLITANA DE MONTERREY | SERVICIOS |  | 816534 | 20.0 mil m³/año | [13 empty] | Fuente: CartoCrítica / REPDA CONAGUA 2024 | {"type":"Feature","properties":{},"geometry":{"type":"Point","coordinates":[-100.241464,25.762673]}}
PREVISIONES DEL CARMEN Y DOLORES SOCIEDAD ANONIMA | Point | MONTERREY | ÁREA METROPOLITANA DE MONTERREY | SERVICIOS |  | 816535 | 6.0 mil m³/año | [13 empty] | Fuente: CartoCrítica / REPDA CONAGUA 2024 | {"type":"Feature","properties":{},"geometry":{"type":"Point","coordinates":[-100.335861,25.681084]}}
ANA MARIA GONZALEZ CANTU | Point | GUADALUPE | ÁREA METROPOLITANA DE MONTERREY | SERVICIOS |  | 816536 | 5.0 mil m³/año | [13 empty] | Fuente: CartoCrítica / REPDA CONAGUA 2024 | {"type":"Feature","properties":{},"geometry":{"type":"Point","coordinates":[-100.169167,25.670835]}}
MA. ISABEL CUENCA GARZA | Point | APODACA | ÁREA METROPOLITANA DE MONTERREY | SERVICIOS |  | 816537 | 2.0 mil m³/año | [13 empty] | Fuente: CartoCrítica / REPDA CONAGUA 2024 | {"type":"Feature","properties":{},"geometry":{"type":"Point","coordinates":[-100.239139,25.755917]}}
GP SERVICIOS INDUSTRIALES | Point | APODACA | ÁREA METROPOLITANA DE MONTERREY | DIFERENTES USOS |  | 817347 | 490.4 mil m³/año | [13 empty] | Fuente: CartoCrítica / REPDA CONAGUA 2024 | {"type":"Feature","properties":{},"geometry":{"type":"Point","coordinates":[-100.18,25.7725]}}
GP SERVICIOS INDUSTRIALES | Point | APODACA | ÁREA METROPOLITANA DE MONTERREY | DIFERENTES USOS |  | 817347 | 490.4 mil m³/año | [13 empty] | Fuente: CartoCrítica / REPDA CONAGUA 2024 | {"type":"Feature","properties":{},"geometry":{"type":"Point","coordinates":[-100.174412,25.779976]}}
LUIS GARCIA SANTOS | Point | GUADALUPE | ÁREA METROPOLITANA DE MONTERREY | SERVICIOS |  | 817428 | 2.5 mil m³/año | [13 empty] | Fuente: CartoCrítica / REPDA CONAGUA 2024 | {"type":"Feature","properties":{},"geometry":{"type":"Point","coordinates":[-100.198195,25.705253]}}
AXALTA POWDER COATING SYSTEMS DE MEXICO, S. DE R.L | Point | APODACA | ÁREA METROPOLITANA DE MONTERREY | SERVICIOS |  | 817731 | 7.2 mil m³/año | [13 empty] | Fuente: CartoCrítica / REPDA CONAGUA 2024 | {"type":"Feature","properties":{},"geometry":{"type":"Point","coordinates":[-100.191667,25.758056]}}
SINERGIA INTELECTUAL, S.C. DE R.L. DE C.V. | Point | APODACA | ÁREA METROPOLITANA DE MONTERREY | SERVICIOS |  | 818039 | 15.4 mil m³/año | [13 empty] | Fuente: CartoCrítica / REPDA CONAGUA 2024 | {"type":"Feature","properties":{},"geometry":{"type":"Point","coordinates":[-100.137084,25.786362]}}
GILBERTO MARCOS HANDAL | Point | SANTIAGO | CAÑÓN DEL HUAJUCO | DOMÉSTICO |  | 818983 | 1.1 mil m³/año | [13 empty] | Fuente: CartoCrítica / REPDA CONAGUA 2024 | {"type":"Feature","properties":{},"geometry":{"type":"Point","coordinates":[-100.128611,25.415278]}}
DAWN-MIXCO INTERNACIONAL, S.A. DE C.V. | Point | SANTA CATARINA | ÁREA METROPOLITANA DE MONTERREY | SERVICIOS |  | 819612 | 4.3 mil m³/año | [13 empty] | Fuente: CartoCrítica / REPDA CONAGUA 2024 | {"type":"Feature","properties":{},"geometry":{"type":"Point","coordinates":[-100.480362,25.690056]}}
INMOBILIARIA MESETA EL FRAILE, S.A. DE C.V. | Point | SALINAS VICTORIA | EL CARMEN-SALINAS-VICTORIA | SERVICIOS |  | 822529 | 109.2 mil m³/año | [13 empty] | Fuente: CartoCrítica / REPDA CONAGUA 2024 | {"type":"Feature","properties":{},"geometry":{"type":"Point","coordinates":[-100.236945,26.084112]}}
EMPREX SERVICIOS, S.A. DE C.V. | Point | SANTIAGO | CAÑÓN DEL HUAJUCO | SERVICIOS |  | 824197 | 35.0 mil m³/año | [13 empty] | Fuente: CartoCrítica / REPDA CONAGUA 2024 | {"type":"Feature","properties":{},"geometry":{"type":"Point","coordinates":[-100.186389,25.485556]}}
GRUPO INMOBILIARIO M.G., S.A. DE C.V. | Point | APODACA | ÁREA METROPOLITANA DE MONTERREY | SERVICIOS |  | 824207 | 30.0 mil m³/año | [13 empty] | Fuente: CartoCrítica / REPDA CONAGUA 2024 | {"type":"Feature","properties":{},"geometry":{"type":"Point","coordinates":[-100.155,25.708057]}}
DESARROLLOS LOCSA, S.A. DE C.V. | Point | APODACA | ÁREA METROPOLITANA DE MONTERREY | SERVICIOS |  | 824208 | 30.0 mil m³/año | [13 empty] | Fuente: CartoCrítica / REPDA CONAGUA 2024 | {"type":"Feature","properties":{},"geometry":{"type":"Point","coordinates":[-100.138333,25.803334]}}
DESARROLLADORA Y URBANIZADORA LS, S.A. DE C.V. | Point | MONTERREY | ÁREA METROPOLITANA DE MONTERREY | SERVICIOS |  | 825686 | 1.0 mil m³/año | [13 empty] | Fuente: CartoCrítica / REPDA CONAGUA 2024 | {"type":"Feature","properties":{},"geometry":{"type":"Point","coordinates":[-100.315656,25.637668]}}
ORLANDO RAFAEL MENDEZ BUSTOS, ANA CECILIA ALMAGUER | Point | APODACA | ÁREA METROPOLITANA DE MONTERREY | SERVICIOS |  | 827972 | 10.0 mil m³/año | [13 empty] | Fuente: CartoCrítica / REPDA CONAGUA 2024 | {"type":"Feature","properties":{},"geometry":{"type":"Point","coordinates":[-100.24014,25.751585]}}
INSTITUTO DE DESARROLLO EDUCACION Y APRENDIZAJE, S | Point | MONTERREY | ÁREA METROPOLITANA DE MONTERREY | SERVICIOS |  | 827973 | 20.0 mil m³/año | [13 empty] | Fuente: CartoCrítica / REPDA CONAGUA 2024 | {"type":"Feature","properties":{},"geometry":{"type":"Point","coordinates":[-100.256245,25.577654]}}
AMERICAN SCHOOL FOUNDATION OF MONTERREY, A.C. | Point | SANTA CATARINA | ÁREA METROPOLITANA DE MONTERREY | SERVICIOS |  | 827974 | 5.0 mil m³/año | [13 empty] | Fuente: CartoCrítica / REPDA CONAGUA 2024 | {"type":"Feature","properties":{},"geometry":{"type":"Point","coordinates":[-100.448673,25.659376]}}
PREFABRICADOS VILLARREAL, S.A. DE C.V. | Point | SANTIAGO | CITRÍCOLA NORTE | SERVICIOS |  | 829528 | 10.0 mil m³/año | [13 empty] | Fuente: CartoCrítica / REPDA CONAGUA 2024 | {"type":"Feature","properties":{},"geometry":{"type":"Point","coordinates":[-100.118878,25.38869]}}
TEXLAMP, S.A. DE C.V. | Point | SANTIAGO | CITRÍCOLA NORTE | SERVICIOS |  | 829529 | 20.0 mil m³/año | [13 empty] | Fuente: CartoCrítica / REPDA CONAGUA 2024 | {"type":"Feature","properties":{},"geometry":{"type":"Point","coordinates":[-100.124017,25.39509]}}
ENRIQUE GARCIA GAMBOA, MARIA VILLARREAL GAMEZ | Point | SANTIAGO | CITRÍCOLA NORTE | DOMÉSTICO |  | 836114 | 300 m³/año | [13 empty] | Fuente: CartoCrítica / REPDA CONAGUA 2024 | {"type":"Feature","properties":{},"geometry":{"type":"Point","coordinates":[-100.156333,25.391195]}}
HORACIO SERGIO TREVIÑO DIAZ | Point | SANTIAGO | CAÑÓN DEL HUAJUCO | DOMÉSTICO |  | 836291 | 200 m³/año | [13 empty] | Fuente: CartoCrítica / REPDA CONAGUA 2024 | {"type":"Feature","properties":{},"geometry":{"type":"Point","coordinates":[-100.179167,25.479167]}}
J. JESUS CORDOVA VAZQUEZ | Point | SANTA CATARINA | ÁREA METROPOLITANA DE MONTERREY | SERVICIOS |  | 837215 | 38.8 mil m³/año | [13 empty] | Fuente: CartoCrítica / REPDA CONAGUA 2024 | {"type":"Feature","properties":{},"geometry":{"type":"Point","coordinates":[-100.45,25.650279]}}
J. JESUS CORDOVA VAZQUEZ | Point | SANTA CATARINA | ÁREA METROPOLITANA DE MONTERREY | SERVICIOS |  | 837215 | 38.8 mil m³/año | [13 empty] | Fuente: CartoCrítica / REPDA CONAGUA 2024 | {"type":"Feature","properties":{},"geometry":{"type":"Point","coordinates":[-100.471473,25.679113]}}
J. JESUS CORDOVA VAZQUEZ | Point | SANTA CATARINA | ÁREA METROPOLITANA DE MONTERREY | SERVICIOS |  | 837215 | 38.8 mil m³/año | [13 empty] | Fuente: CartoCrítica / REPDA CONAGUA 2024 | {"type":"Feature","properties":{},"geometry":{"type":"Point","coordinates":[-100.480556,25.705474]}}
HOTELES BL DE MEXICO | Point | MONTERREY | ÁREA METROPOLITANA DE MONTERREY | SERVICIOS |  | 838079 | 20.0 mil m³/año | [13 empty] | Fuente: CartoCrítica / REPDA CONAGUA 2024 | {"type":"Feature","properties":{},"geometry":{"type":"Point","coordinates":[-100.289435,25.682858]}}
DANIEL ISRAEL SALDAÑA OCHOA | Point | SANTA CATARINA | CAMPO DURAZNO | SERVICIOS |  | 839384 | 5.0 mil m³/año | [13 empty] | Fuente: CartoCrítica / REPDA CONAGUA 2024 | {"type":"Feature","properties":{},"geometry":{"type":"Point","coordinates":[-100.490709,25.714091]}}
DANIEL ISRAEL SALDAÑA OCHOA | Point | SANTA CATARINA | CAMPO DURAZNO | SERVICIOS |  | 839384 | 5.0 mil m³/año | [13 empty] | Fuente: CartoCrítica / REPDA CONAGUA 2024 | {"type":"Feature","properties":{},"geometry":{"type":"Point","coordinates":[-100.487073,25.711279]}}
DESARROLLO INMOBILIARIO HABITACIONAL, S.A. DE C.V. | Point | SANTIAGO | CAÑÓN DEL HUAJUCO | SERVICIOS |  | 840408 | 24.0 mil m³/año | [13 empty] | Fuente: CartoCrítica / REPDA CONAGUA 2024 | {"type":"Feature","properties":{},"geometry":{"type":"Point","coordinates":[-100.126495,25.423354]}}
SUPER LIQUIDOS DE MONTERREY | Point | SANTIAGO | CITRÍCOLA NORTE | SERVICIOS |  | 840632 | 40.0 mil m³/año | [13 empty] | Fuente: CartoCrítica / REPDA CONAGUA 2024 | {"type":"Feature","properties":{},"geometry":{"type":"Point","coordinates":[-100.118314,25.390245]}}
FRANCISCO ANTONIO GONZALEZ SANCHEZ | Point | MONTERREY | ÁREA METROPOLITANA DE MONTERREY | SERVICIOS |  | 840788 | 2.5 mil m³/año | [13 empty] | Fuente: CartoCrítica / REPDA CONAGUA 2024 | {"type":"Feature","properties":{},"geometry":{"type":"Point","coordinates":[-100.349703,25.672349]}}
DESARROLLO INMOBILIARIO PINO SUAREZ, S.A. DE C.V. | Point | MONTERREY | ÁREA METROPOLITANA DE MONTERREY | SERVICIOS |  | 840789 | 3.5 mil m³/año | [13 empty] | Fuente: CartoCrítica / REPDA CONAGUA 2024 | {"type":"Feature","properties":{},"geometry":{"type":"Point","coordinates":[-100.320897,25.668968]}}
SUPERMERCADOS INTERNACIONALES HEB | Point | GENERAL ESCOBEDO | EL CARMEN-SALINAS-VICTORIA | SERVICIOS |  | 841000 | 130.0 mil m³/año | [13 empty] | Fuente: CartoCrítica / REPDA CONAGUA 2024 | {"type":"Feature","properties":{},"geometry":{"type":"Point","coordinates":[-100.33938,25.830637]}}
SUPERMERCADOS INTERNACIONALES HEB | Point | GENERAL ESCOBEDO | EL CARMEN-SALINAS-VICTORIA | SERVICIOS |  | 842584 | 70.0 mil m³/año | [13 empty] | Fuente: CartoCrítica / REPDA CONAGUA 2024 | {"type":"Feature","properties":{},"geometry":{"type":"Point","coordinates":[-100.33613,25.83254]}}
CONCRETOS TECNICOS DE MEXICO SA DE CV | Point | SANTIAGO | CITRÍCOLA NORTE | SERVICIOS |  | 843139 | 15.0 mil m³/año | [13 empty] | Fuente: CartoCrítica / REPDA CONAGUA 2024 | {"type":"Feature","properties":{},"geometry":{"type":"Point","coordinates":[-100.115505,25.39131]}}
GERARDO ELIZONDO DAVILA, JESUS ELIZONDO DAVILA, JA | Point | MONTERREY | CAÑÓN DEL HUAJUCO | DOMÉSTICO |  | 844062 | 1.2 mil m³/año | [13 empty] | Fuente: CartoCrítica / REPDA CONAGUA 2024 | {"type":"Feature","properties":{},"geometry":{"type":"Point","coordinates":[-100.223611,25.560417]}}
ALFONSO CESAR CAVAZOS TREVIÑO | Point | APODACA | EL CARMEN-SALINAS-VICTORIA | SERVICIOS |  | 844583 | 5.0 mil m³/año | [13 empty] | Fuente: CartoCrítica / REPDA CONAGUA 2024 | {"type":"Feature","properties":{},"geometry":{"type":"Point","coordinates":[-100.191974,25.831044]}}
DESARROLLADORA SANTIAGO, S.A. DE C.V. | Point | SANTIAGO | CITRÍCOLA NORTE | SERVICIOS |  | 846028 | 50.0 mil m³/año | [13 empty] | Fuente: CartoCrítica / REPDA CONAGUA 2024 | {"type":"Feature","properties":{},"geometry":{"type":"Point","coordinates":[-100.059417,25.417557]}}
GRUPO FMC CAPITAL SAPI DE CV | Point | GENERAL ZUAZUA | EL CARMEN-SALINAS-VICTORIA | SERVICIOS |  | 846304 | 10.0 mil m³/año | [13 empty] | Fuente: CartoCrítica / REPDA CONAGUA 2024 | {"type":"Feature","properties":{},"geometry":{"type":"Point","coordinates":[-100.231306,25.865668]}}
ANA MARIA GONZALEZ CANTU | Point | SALINAS VICTORIA | EL CARMEN-SALINAS-VICTORIA | SERVICIOS |  | 846305 | 5.0 mil m³/año | [13 empty] | Fuente: CartoCrítica / REPDA CONAGUA 2024 | {"type":"Feature","properties":{},"geometry":{"type":"Point","coordinates":[-100.271389,25.924168]}}
MARTIN GERARDO REUTER GARZA | Point | GENERAL ESCOBEDO | EL CARMEN-SALINAS-VICTORIA | SERVICIOS |  | 846306 | 15.0 mil m³/año | [13 empty] | Fuente: CartoCrítica / REPDA CONAGUA 2024 | {"type":"Feature","properties":{},"geometry":{"type":"Point","coordinates":[-100.415153,25.823132]}}
ADMINISTRADORA INMOBILIARIA Y DE CONSTRUCCIONES DE | Point | MONTERREY | ÁREA METROPOLITANA DE MONTERREY | SERVICIOS |  | 847635 | 52.5 mil m³/año | [13 empty] | Fuente: CartoCrítica / REPDA CONAGUA 2024 | {"type":"Feature","properties":{},"geometry":{"type":"Point","coordinates":[-100.356112,25.721668]}}
CRAVING INNOVATIONS CORP | Point | APODACA | EL CARMEN-SALINAS-VICTORIA | SERVICIOS |  | 847875 | 60.0 mil m³/año | [13 empty] | Fuente: CartoCrítica / REPDA CONAGUA 2024 | {"type":"Feature","properties":{},"geometry":{"type":"Point","coordinates":[-100.115313,25.840119]}}
CRAVING INNOVATIONS CORP | Point | APODACA | EL CARMEN-SALINAS-VICTORIA | SERVICIOS |  | 847875 | 60.0 mil m³/año | [13 empty] | Fuente: CartoCrítica / REPDA CONAGUA 2024 | {"type":"Feature","properties":{},"geometry":{"type":"Point","coordinates":[-100.115285,25.839991]}}
HARMAK MATERIALES | Point | GENERAL ESCOBEDO | EL CARMEN-SALINAS-VICTORIA | SERVICIOS |  | 848048 | 12.0 mil m³/año | [13 empty] | Fuente: CartoCrítica / REPDA CONAGUA 2024 | {"type":"Feature","properties":{},"geometry":{"type":"Point","coordinates":[-100.331016,25.822111]}}
J. JESUS CORDOVA VAZQUEZ | Point | SANTA CATARINA | ÁREA METROPOLITANA DE MONTERREY | SERVICIOS |  | 848049 | 50.0 mil m³/año | [13 empty] | Fuente: CartoCrítica / REPDA CONAGUA 2024 | {"type":"Feature","properties":{},"geometry":{"type":"Point","coordinates":[-100.450001,25.650325]}}
CATALINA SUSANA CUEVA GARZA, CATALINA MARIA ZAMBRA | Point | SALINAS VICTORIA | EL CARMEN-SALINAS-VICTORIA | DIFERENTES USOS |  | 850914 | 151.5 mil m³/año | [13 empty] | Fuente: CartoCrítica / REPDA CONAGUA 2024 | {"type":"Feature","properties":{},"geometry":{"type":"Point","coordinates":[-100.225,26.12139]}}
CATALINA SUSANA CUEVA GARZA, CATALINA MARIA ZAMBRA | Point | SALINAS VICTORIA | EL CARMEN-SALINAS-VICTORIA | DIFERENTES USOS |  | 850914 | 151.5 mil m³/año | [13 empty] | Fuente: CartoCrítica / REPDA CONAGUA 2024 | {"type":"Feature","properties":{},"geometry":{"type":"Point","coordinates":[-100.224722,26.121668]}}
SERVICIOS INTERPUERTO, | Point | SALINAS VICTORIA | EL CARMEN-SALINAS-VICTORIA | SERVICIOS |  | 851143 | 350.0 mil m³/año | [13 empty] | Fuente: CartoCrítica / REPDA CONAGUA 2024 | {"type":"Feature","properties":{},"geometry":{"type":"Point","coordinates":[-100.304322,25.908957]}}
SERVICIOS INTERPUERTO, | Point | SALINAS VICTORIA | EL CARMEN-SALINAS-VICTORIA | SERVICIOS |  | 851143 | 350.0 mil m³/año | [13 empty] | Fuente: CartoCrítica / REPDA CONAGUA 2024 | {"type":"Feature","properties":{},"geometry":{"type":"Point","coordinates":[-100.301403,25.908557]}}
SERVICIOS INTERPUERTO, | Point | SALINAS VICTORIA | EL CARMEN-SALINAS-VICTORIA | SERVICIOS |  | 851143 | 350.0 mil m³/año | [13 empty] | Fuente: CartoCrítica / REPDA CONAGUA 2024 | {"type":"Feature","properties":{},"geometry":{"type":"Point","coordinates":[-100.304934,25.908246]}}
SERVICIOS DE ARRENDAMIENTO RMW DE MEXICO | Point | APODACA | EL CARMEN-SALINAS-VICTORIA | SERVICIOS |  | 851453 | 40.0 mil m³/año | [13 empty] | Fuente: CartoCrítica / REPDA CONAGUA 2024 | {"type":"Feature","properties":{},"geometry":{"type":"Point","coordinates":[-100.165028,25.846467]}}
TRANSPORTES URGENTES NUEVO LEON | Point | APODACA | EL CARMEN-SALINAS-VICTORIA | SERVICIOS |  | 851664 | 40.0 mil m³/año | [13 empty] | Fuente: CartoCrítica / REPDA CONAGUA 2024 | {"type":"Feature","properties":{},"geometry":{"type":"Point","coordinates":[-100.161133,25.831224]}}
NATURE EMPIRE | Point | SANTA CATARINA | CAMPO DURAZNO | SERVICIOS |  | 851786 | 10.0 mil m³/año | [13 empty] | Fuente: CartoCrítica / REPDA CONAGUA 2024 | {"type":"Feature","properties":{},"geometry":{"type":"Point","coordinates":[-100.612409,25.695997]}}
ALFONSO CESAR CAVAZOS TREVIÑO | Point | MONTERREY | ÁREA METROPOLITANA DE MONTERREY | SERVICIOS |  | 851865 | 10.0 mil m³/año | [13 empty] | Fuente: CartoCrítica / REPDA CONAGUA 2024 | {"type":"Feature","properties":{},"geometry":{"type":"Point","coordinates":[-100.255356,25.578604]}}
ALFONSO CESAR CAVAZOS TREVIÑO | Point | MONTERREY | ÁREA METROPOLITANA DE MONTERREY | SERVICIOS |  | 851865 | 10.0 mil m³/año | [13 empty] | Fuente: CartoCrítica / REPDA CONAGUA 2024 | {"type":"Feature","properties":{},"geometry":{"type":"Point","coordinates":[-100.254841,25.579218]}}
VOLKRAM, S. DE R.L. DE C.V. | Point | APODACA | ÁREA METROPOLITANA DE MONTERREY | SERVICIOS |  | 852106 | 16.6 mil m³/año | [13 empty] | Fuente: CartoCrítica / REPDA CONAGUA 2024 | {"type":"Feature","properties":{},"geometry":{"type":"Point","coordinates":[-100.2625,25.799167]}}
FAUSTINO SALAZAR ORTEGA | Point | SANTIAGO | CAÑÓN DEL HUAJUCO | SERVICIOS |  | 852331 | 1.4 mil m³/año | [13 empty] | Fuente: CartoCrítica / REPDA CONAGUA 2024 | {"type":"Feature","properties":{},"geometry":{"type":"Point","coordinates":[-100.171614,25.460718]}}
CESAR ALFREDO GARZA LIVAS | Point | GUADALUPE | ÁREA METROPOLITANA DE MONTERREY | SERVICIOS |  | 852397 | 24.4 mil m³/año | [13 empty] | Fuente: CartoCrítica / REPDA CONAGUA 2024 | {"type":"Feature","properties":{},"geometry":{"type":"Point","coordinates":[-100.240763,25.673033]}}
CLAUDIO VILLAGOMEZ CANTU, ESTHER RAMIREZ GARCIA | Point | SANTIAGO | CAÑÓN DEL HUAJUCO | DOMÉSTICO |  | 852777 | 350 m³/año | [13 empty] | Fuente: CartoCrítica / REPDA CONAGUA 2024 | {"type":"Feature","properties":{},"geometry":{"type":"Point","coordinates":[-100.098889,25.445834]}}
SERVICIOS INTERPUERTO, | Point | SALINAS VICTORIA | EL CARMEN-SALINAS-VICTORIA | SERVICIOS |  | 852942 | 35.0 mil m³/año | [13 empty] | Fuente: CartoCrítica / REPDA CONAGUA 2024 | {"type":"Feature","properties":{},"geometry":{"type":"Point","coordinates":[-100.291756,25.919591]}}
HUGO HUMBERTO CUELLAR ELIZONDO | Point | APODACA | ÁREA METROPOLITANA DE MONTERREY | SERVICIOS |  | 853239 | 5.0 mil m³/año | [13 empty] | Fuente: CartoCrítica / REPDA CONAGUA 2024 | {"type":"Feature","properties":{},"geometry":{"type":"Point","coordinates":[-100.157481,25.798365]}}
HUGO HUMBERTO CUELLAR ELIZONDO | Point | APODACA | ÁREA METROPOLITANA DE MONTERREY | SERVICIOS |  | 853239 | 5.0 mil m³/año | [13 empty] | Fuente: CartoCrítica / REPDA CONAGUA 2024 | {"type":"Feature","properties":{},"geometry":{"type":"Point","coordinates":[-100.201195,25.766807]}}
HUGO HUMBERTO CUELLAR ELIZONDO | Point | APODACA | ÁREA METROPOLITANA DE MONTERREY | SERVICIOS |  | 853239 | 5.0 mil m³/año | [13 empty] | Fuente: CartoCrítica / REPDA CONAGUA 2024 | {"type":"Feature","properties":{},"geometry":{"type":"Point","coordinates":[-100.2034,25.778568]}}
INMOBILIARIA MIL 8 | Point | GENERAL ZUAZUA | EL CARMEN-SALINAS-VICTORIA | SERVICIOS |  | 855348 | 150.0 mil m³/año | [13 empty] | Fuente: CartoCrítica / REPDA CONAGUA 2024 | {"type":"Feature","properties":{},"geometry":{"type":"Point","coordinates":[-100.203286,25.881445]}}
SERVICIOS INTERPUERTO, | Point | SALINAS VICTORIA | EL CARMEN-SALINAS-VICTORIA | SERVICIOS |  | 856945 | 220.0 mil m³/año | [13 empty] | Fuente: CartoCrítica / REPDA CONAGUA 2024 | {"type":"Feature","properties":{},"geometry":{"type":"Point","coordinates":[-100.304323,25.908958]}}
SERVICIOS INTERPUERTO, | Point | SALINAS VICTORIA | EL CARMEN-SALINAS-VICTORIA | SERVICIOS |  | 856945 | 220.0 mil m³/año | [13 empty] | Fuente: CartoCrítica / REPDA CONAGUA 2024 | {"type":"Feature","properties":{},"geometry":{"type":"Point","coordinates":[-100.308475,25.916276]}}
SERVICIOS INTERPUERTO, | Point | SALINAS VICTORIA | EL CARMEN-SALINAS-VICTORIA | SERVICIOS |  | 856945 | 220.0 mil m³/año | [13 empty] | Fuente: CartoCrítica / REPDA CONAGUA 2024 | {"type":"Feature","properties":{},"geometry":{"type":"Point","coordinates":[-100.291759,25.919588]}}
SERVICIOS INTERPUERTO, | Point | SALINAS VICTORIA | EL CARMEN-SALINAS-VICTORIA | SERVICIOS |  | 856945 | 220.0 mil m³/año | [13 empty] | Fuente: CartoCrítica / REPDA CONAGUA 2024 | {"type":"Feature","properties":{},"geometry":{"type":"Point","coordinates":[-100.304934,25.908246]}}
J. JESUS CORDOVA VAZQUEZ | Point | SANTA CATARINA | ÁREA METROPOLITANA DE MONTERREY | SERVICIOS |  | 857647 | 50.0 mil m³/año | [13 empty] | Fuente: CartoCrítica / REPDA CONAGUA 2024 | {"type":"Feature","properties":{},"geometry":{"type":"Point","coordinates":[-100.471479,25.679119]}}
BRYT | Point | SANTIAGO | CITRÍCOLA NORTE | SERVICIOS |  | 858509 | 38.0 mil m³/año | [13 empty] | Fuente: CartoCrítica / REPDA CONAGUA 2024 | {"type":"Feature","properties":{},"geometry":{"type":"Point","coordinates":[-100.12959,25.403652]}}
FERNANDO GONZALEZ SADA | Point | SANTIAGO | CAÑÓN DEL HUAJUCO | DOMÉSTICO |  | 859620 | 548 m³/año | [13 empty] | Fuente: CartoCrítica / REPDA CONAGUA 2024 | {"type":"Feature","properties":{},"geometry":{"type":"Point","coordinates":[-100.162501,25.460558]}}
WALTON 3 FIDEICOMISO INDUSTRIAL WV II CIB/3887 | Point | SANTA CATARINA | CAMPO DURAZNO | SERVICIOS |  | 859848 | 100.0 mil m³/año | [13 empty] | Fuente: CartoCrítica / REPDA CONAGUA 2024 | {"type":"Feature","properties":{},"geometry":{"type":"Point","coordinates":[-100.527353,25.73096]}}
PEDRO GARZA TREVIÑO | Point | GUADALUPE | ÁREA METROPOLITANA DE MONTERREY | SERVICIOS |  | 816538 | 3.0 mil m³/año | [13 empty] | Fuente: CartoCrítica / REPDA CONAGUA 2024 | {"type":"Feature","properties":{},"geometry":{"type":"Point","coordinates":[-100.185778,25.670945]}}
PIELES Y GRASAS, SA DE CV | Point | APODACA | ÁREA METROPOLITANA DE MONTERREY | DIFERENTES USOS |  | 06NVL102479 | 8.2 mil m³/año | [13 empty] | Fuente: CartoCrítica / REPDA CONAGUA 2024 | {"type":"Feature","properties":{},"geometry":{"type":"Point","coordinates":[-100.267223,25.802501]}}
CESAR SANTOS SANTOS | Point | SALINAS VICTORIA | EL CARMEN-SALINAS-VICTORIA | DIFERENTES USOS |  | 06NVL106678 | 26.3 mil m³/año | [13 empty] | Fuente: CartoCrítica / REPDA CONAGUA 2024 | {"type":"Feature","properties":{},"geometry":{"type":"Point","coordinates":[-100.304167,26.003889]}}
HOMERO MARTINEZ LANDA | Point | SALINAS VICTORIA | EL CARMEN-SALINAS-VICTORIA | DIFERENTES USOS |  | 06NVL110121 | 32.4 mil m³/año | [13 empty] | Fuente: CartoCrítica / REPDA CONAGUA 2024 | {"type":"Feature","properties":{},"geometry":{"type":"Point","coordinates":[-100.336667,26.063056]}}
HOMERO YESAKI CAVAZOS | Point | SALINAS VICTORIA | EL CARMEN-SALINAS-VICTORIA | DIFERENTES USOS |  | 06NVL110848 | 45.0 mil m³/año | [13 empty] | Fuente: CartoCrítica / REPDA CONAGUA 2024 | {"type":"Feature","properties":{},"geometry":{"type":"Point","coordinates":[-100.319445,26.088056]}}
COMPAÑIA EXPLOTADORA DE INMUEBLES MONTERRREY, SA D | Point | MONTERREY | ÁREA METROPOLITANA DE MONTERREY | SERVICIOS |  | NVL102178 | 58.8 mil m³/año | [13 empty] | Fuente: CartoCrítica / REPDA CONAGUA 2024 | {"type":"Feature","properties":{},"geometry":{"type":"Point","coordinates":[-100.316389,25.666667]}}
BEBIDAS MUNDIALES | Point | GUADALUPE | ÁREA METROPOLITANA DE MONTERREY | SERVICIOS |  | NVL102390 | 1.29 Mm³/año | [13 empty] | Fuente: CartoCrítica / REPDA CONAGUA 2024 | {"type":"Feature","properties":{},"geometry":{"type":"Point","coordinates":[-100.230443,25.680729]}}
BEBIDAS MUNDIALES | Point | MONTERREY | ÁREA METROPOLITANA DE MONTERREY | SERVICIOS |  | NVL102390 | 1.29 Mm³/año | [13 empty] | Fuente: CartoCrítica / REPDA CONAGUA 2024 | {"type":"Feature","properties":{},"geometry":{"type":"Point","coordinates":[-100.363889,25.675]}}
BEBIDAS MUNDIALES | Point | GUADALUPE | ÁREA METROPOLITANA DE MONTERREY | SERVICIOS |  | NVL102390 | 1.29 Mm³/año | [13 empty] | Fuente: CartoCrítica / REPDA CONAGUA 2024 | {"type":"Feature","properties":{},"geometry":{"type":"Point","coordinates":[-100.227222,25.674444]}}
BEBIDAS MUNDIALES | Point | MONTERREY | ÁREA METROPOLITANA DE MONTERREY | SERVICIOS |  | NVL102390 | 1.29 Mm³/año | [13 empty] | Fuente: CartoCrítica / REPDA CONAGUA 2024 | {"type":"Feature","properties":{},"geometry":{"type":"Point","coordinates":[-100.330278,25.708056]}}
BEBIDAS MUNDIALES | Point | GUADALUPE | ÁREA METROPOLITANA DE MONTERREY | SERVICIOS |  | NVL102390 | 1.29 Mm³/año | [13 empty] | Fuente: CartoCrítica / REPDA CONAGUA 2024 | {"type":"Feature","properties":{},"geometry":{"type":"Point","coordinates":[-100.227778,25.675]}}
BEBIDAS MUNDIALES | Point | GUADALUPE | ÁREA METROPOLITANA DE MONTERREY | SERVICIOS |  | NVL102390 | 1.29 Mm³/año | [13 empty] | Fuente: CartoCrítica / REPDA CONAGUA 2024 | {"type":"Feature","properties":{},"geometry":{"type":"Point","coordinates":[-100.228056,25.674722]}}
BEBIDAS MUNDIALES | Point | GUADALUPE | ÁREA METROPOLITANA DE MONTERREY | SERVICIOS |  | NVL102390 | 1.29 Mm³/año | [13 empty] | Fuente: CartoCrítica / REPDA CONAGUA 2024 | {"type":"Feature","properties":{},"geometry":{"type":"Point","coordinates":[-100.228333,25.675]}}
BEBIDAS MUNDIALES | Point | MONTERREY | ÁREA METROPOLITANA DE MONTERREY | SERVICIOS |  | NVL102390 | 1.29 Mm³/año | [13 empty] | Fuente: CartoCrítica / REPDA CONAGUA 2024 | {"type":"Feature","properties":{},"geometry":{"type":"Point","coordinates":[-100.363611,25.675278]}}
BEBIDAS MUNDIALES | Point | MONTERREY | ÁREA METROPOLITANA DE MONTERREY | SERVICIOS |  | NVL102390 | 1.29 Mm³/año | [13 empty] | Fuente: CartoCrítica / REPDA CONAGUA 2024 | {"type":"Feature","properties":{},"geometry":{"type":"Point","coordinates":[-100.363889,25.674722]}}
CEMEX SAB DE CV | Point | MONTERREY | CAÑÓN DEL HUAJUCO | SERVICIOS |  | NVL102950 | 13.5 mil m³/año | [13 empty] | Fuente: CartoCrítica / REPDA CONAGUA 2024 | {"type":"Feature","properties":{},"geometry":{"type":"Point","coordinates":[-100.200556,25.5175]}}
CEMEX SAB DE CV | Point | MONTERREY | CAÑÓN DEL HUAJUCO | SERVICIOS |  | NVL102950 | 13.5 mil m³/año | [13 empty] | Fuente: CartoCrítica / REPDA CONAGUA 2024 | {"type":"Feature","properties":{},"geometry":{"type":"Point","coordinates":[-100.200556,25.517778]}}
AEREOPUERTO DE MONTERREY, S.A. DE C.V. | Point | APODACA | ÁREA METROPOLITANA DE MONTERREY | SERVICIOS |  | NVL103161 | 160.0 mil m³/año | [13 empty] | Fuente: CartoCrítica / REPDA CONAGUA 2024 | {"type":"Feature","properties":{},"geometry":{"type":"Point","coordinates":[-100.126389,25.784723]}}
AEREOPUERTO DE MONTERREY, S.A. DE C.V. | Point | APODACA | ÁREA METROPOLITANA DE MONTERREY | SERVICIOS |  | NVL103161 | 160.0 mil m³/año | [13 empty] | Fuente: CartoCrítica / REPDA CONAGUA 2024 | {"type":"Feature","properties":{},"geometry":{"type":"Point","coordinates":[-100.125,25.786945]}}
SIGMA ALIMENTOS LACTEOS | Point | GENERAL ZUAZUA | EL CARMEN-SALINAS-VICTORIA | SERVICIOS |  | NVL103622 | 10.0 mil m³/año | [13 empty] | Fuente: CartoCrítica / REPDA CONAGUA 2024 | {"type":"Feature","properties":{},"geometry":{"type":"Point","coordinates":[-100.114725,25.885838]}}
FORTACERO, S.A. DE C.V. | Point | APODACA | ÁREA METROPOLITANA DE MONTERREY | SERVICIOS |  | NVL104022 | 5.9 mil m³/año | [13 empty] | Fuente: CartoCrítica / REPDA CONAGUA 2024 | {"type":"Feature","properties":{},"geometry":{"type":"Point","coordinates":[-100.201389,25.783334]}}
JORGE LUIS GARCIA MARTINEZ | Point | APODACA | EL CARMEN-SALINAS-VICTORIA | DIFERENTES USOS |  | NVL104312 | 86.0 mil m³/año | [13 empty] | Fuente: CartoCrítica / REPDA CONAGUA 2024 | {"type":"Feature","properties":{},"geometry":{"type":"Point","coordinates":[-100.159719,25.831998]}}
JORGE LUIS GARCIA MARTINEZ | Point | APODACA | EL CARMEN-SALINAS-VICTORIA | DIFERENTES USOS |  | NVL104312 | 86.0 mil m³/año | [13 empty] | Fuente: CartoCrítica / REPDA CONAGUA 2024 | {"type":"Feature","properties":{},"geometry":{"type":"Point","coordinates":[-100.159754,25.832]}}
JORGE LUIS GARCIA MARTINEZ | Point | APODACA | EL CARMEN-SALINAS-VICTORIA | DIFERENTES USOS |  | NVL104312 | 86.0 mil m³/año | [13 empty] | Fuente: CartoCrítica / REPDA CONAGUA 2024 | {"type":"Feature","properties":{},"geometry":{"type":"Point","coordinates":[-100.159749,25.831966]}}
CESAR SANTOS SANTOS | Point | SALINAS VICTORIA | EL CARMEN-SALINAS-VICTORIA | DIFERENTES USOS |  | NVL106676 | 26.3 mil m³/año | [13 empty] | Fuente: CartoCrítica / REPDA CONAGUA 2024 | {"type":"Feature","properties":{},"geometry":{"type":"Point","coordinates":[-100.31389,26.006111]}}
CESAR SANTOS SANTOS | Point | SALINAS VICTORIA | EL CARMEN-SALINAS-VICTORIA | DIFERENTES USOS |  | NVL106677 | 11.8 mil m³/año | [13 empty] | Fuente: CartoCrítica / REPDA CONAGUA 2024 | {"type":"Feature","properties":{},"geometry":{"type":"Point","coordinates":[-100.313056,26.003332]}}
CESAR SANTOS SANTOS | Point | SALINAS VICTORIA | EL CARMEN-SALINAS-VICTORIA | DIFERENTES USOS |  | NVL106680 | 26.3 mil m³/año | [13 empty] | Fuente: CartoCrítica / REPDA CONAGUA 2024 | {"type":"Feature","properties":{},"geometry":{"type":"Point","coordinates":[-100.313889,26.006112]}}
CESAR SANTOS SANTOS | Point | SALINAS VICTORIA | EL CARMEN-SALINAS-VICTORIA | DIFERENTES USOS |  | NVL106681 | 21.0 mil m³/año | [13 empty] | Fuente: CartoCrítica / REPDA CONAGUA 2024 | {"type":"Feature","properties":{},"geometry":{"type":"Point","coordinates":[-100.314723,26.004167]}}
RAUL TORRES GARZA | Point | SANTIAGO | CITRÍCOLA NORTE | DOMÉSTICO |  | NVL106703 | 350 m³/año | [13 empty] | Fuente: CartoCrítica / REPDA CONAGUA 2024 | {"type":"Feature","properties":{},"geometry":{"type":"Point","coordinates":[-100.0875,25.449722]}}
LUIS ROBERTO AYALA PEREZ | Point | SANTIAGO | CAÑÓN DEL HUAJUCO | DOMÉSTICO |  | NVL106743 | 350 m³/año | [13 empty] | Fuente: CartoCrítica / REPDA CONAGUA 2024 | {"type":"Feature","properties":{},"geometry":{"type":"Point","coordinates":[-100.098116,25.446768]}}
ALFONSO GARZA Y GARZA | Point | APODACA | ÁREA METROPOLITANA DE MONTERREY | DIFERENTES USOS |  | NVL106876 | 198.0 mil m³/año | [13 empty] | Fuente: CartoCrítica / REPDA CONAGUA 2024 | {"type":"Feature","properties":{},"geometry":{"type":"Point","coordinates":[-100.129723,25.748056]}}
SERGIO QUINTANILLA MARTINEZ, SERVANDO QUINTANILLA | Point | APODACA | ÁREA METROPOLITANA DE MONTERREY | DIFERENTES USOS |  | NVL107082 | 15.0 mil m³/año | [13 empty] | Fuente: CartoCrítica / REPDA CONAGUA 2024 | {"type":"Feature","properties":{},"geometry":{"type":"Point","coordinates":[-100.158889,25.750557]}}
JUAN ANTONIO VILLARREAL MARTINEZ | Point | GENERAL ZUAZUA | EL CARMEN-SALINAS-VICTORIA | DIFERENTES USOS |  | NVL107804 | 85.5 mil m³/año | [13 empty] | Fuente: CartoCrítica / REPDA CONAGUA 2024 | {"type":"Feature","properties":{},"geometry":{"type":"Point","coordinates":[-100.111111,25.886945]}}
INSTITUTO TECNOLOGICO Y DE ESTUDIOS SUPERIORES DE | Point | MONTERREY | ÁREA METROPOLITANA DE MONTERREY | SERVICIOS |  | NVL108500 | 281.1 mil m³/año | [13 empty] | Fuente: CartoCrítica / REPDA CONAGUA 2024 | {"type":"Feature","properties":{},"geometry":{"type":"Point","coordinates":[-100.279722,25.643612]}}
INSTITUTO TECNOLOGICO Y DE ESTUDIOS SUPERIORES DE | Point | MONTERREY | ÁREA METROPOLITANA DE MONTERREY | SERVICIOS |  | NVL108500 | 281.1 mil m³/año | [13 empty] | Fuente: CartoCrítica / REPDA CONAGUA 2024 | {"type":"Feature","properties":{},"geometry":{"type":"Point","coordinates":[-100.275834,25.643612]}}
RAMIRO VILLARREAL VILLARREAL | Point | GENERAL ZUAZUA | EL CARMEN-SALINAS-VICTORIA | DIFERENTES USOS |  | NVL108996 | 17.3 mil m³/año | [13 empty] | Fuente: CartoCrítica / REPDA CONAGUA 2024 | {"type":"Feature","properties":{},"geometry":{"type":"Point","coordinates":[-100.100834,25.879167]}}
HOMERO MARTINEZ LANDA | Point | SALINAS VICTORIA | EL CARMEN-SALINAS-VICTORIA | DIFERENTES USOS |  | NVL110119 | 102.2 mil m³/año | [13 empty] | Fuente: CartoCrítica / REPDA CONAGUA 2024 | {"type":"Feature","properties":{},"geometry":{"type":"Point","coordinates":[-100.302501,25.959445]}}
HOMERO MARTINEZ LANDA | Point | SALINAS VICTORIA | EL CARMEN-SALINAS-VICTORIA | DIFERENTES USOS |  | NVL110119 | 102.2 mil m³/año | [13 empty] | Fuente: CartoCrítica / REPDA CONAGUA 2024 | {"type":"Feature","properties":{},"geometry":{"type":"Point","coordinates":[-100.302223,25.959167]}}
HOMERO MARTINEZ LANDA | Point | SALINAS VICTORIA | EL CARMEN-SALINAS-VICTORIA | DIFERENTES USOS |  | NVL110119 | 102.2 mil m³/año | [13 empty] | Fuente: CartoCrítica / REPDA CONAGUA 2024 | {"type":"Feature","properties":{},"geometry":{"type":"Point","coordinates":[-100.301667,25.959445]}}
ADAN SERGIO GARCIA BENAVIDES | Point | SANTA CATARINA | CAMPO DURAZNO | DIFERENTES USOS |  | NVL110437 | 6.5 mil m³/año | [13 empty] | Fuente: CartoCrítica / REPDA CONAGUA 2024 | {"type":"Feature","properties":{},"geometry":{"type":"Point","coordinates":[-100.521889,25.701056]}}
VALDEMAR GONZALEZ LOZANO | Point | APODACA | ÁREA METROPOLITANA DE MONTERREY | DIFERENTES USOS |  | NVL110643 | 2.1 mil m³/año | [13 empty] | Fuente: CartoCrítica / REPDA CONAGUA 2024 | {"type":"Feature","properties":{},"geometry":{"type":"Point","coordinates":[-100.198056,25.787501]}}
JOSE ALEJANDRO MARTINEZ GOMEZ, HOMERO MARTINEZ GOM | Point | GENERAL ZUAZUA | EL CARMEN-SALINAS-VICTORIA | DIFERENTES USOS |  | NVL111832 | 40.0 mil m³/año | [13 empty] | Fuente: CartoCrítica / REPDA CONAGUA 2024 | {"type":"Feature","properties":{},"geometry":{"type":"Point","coordinates":[-100.163889,25.911112]}}
JOSE ALEJANDRO MARTINEZ GOMEZ, HOMERO MARTINEZ GOM | Point | GENERAL ZUAZUA | EL CARMEN-SALINAS-VICTORIA | DIFERENTES USOS |  | NVL112120 | 520.0 mil m³/año | [13 empty] | Fuente: CartoCrítica / REPDA CONAGUA 2024 | {"type":"Feature","properties":{},"geometry":{"type":"Point","coordinates":[-100.158889,25.892779]}}
JOSE ALEJANDRO MARTINEZ GOMEZ, HOMERO MARTINEZ GOM | Point | GENERAL ZUAZUA | EL CARMEN-SALINAS-VICTORIA | DIFERENTES USOS |  | NVL112120 | 520.0 mil m³/año | [13 empty] | Fuente: CartoCrítica / REPDA CONAGUA 2024 | {"type":"Feature","properties":{},"geometry":{"type":"Point","coordinates":[-100.152223,25.898613]}}
JOSE ALEJANDRO MARTINEZ GOMEZ, HOMERO MARTINEZ GOM | Point | GENERAL ZUAZUA | EL CARMEN-SALINAS-VICTORIA | DIFERENTES USOS |  | NVL112120 | 520.0 mil m³/año | [13 empty] | Fuente: CartoCrítica / REPDA CONAGUA 2024 | {"type":"Feature","properties":{},"geometry":{"type":"Point","coordinates":[-100.151111,25.896946]}}
JOSE ALEJANDRO MARTINEZ GOMEZ, HOMERO MARTINEZ GOM | Point | GENERAL ZUAZUA | EL CARMEN-SALINAS-VICTORIA | DIFERENTES USOS |  | NVL112120 | 520.0 mil m³/año | [13 empty] | Fuente: CartoCrítica / REPDA CONAGUA 2024 | {"type":"Feature","properties":{},"geometry":{"type":"Point","coordinates":[-100.152222,25.894724]}}
JOSE ALEJANDRO MARTINEZ GOMEZ, HOMERO MARTINEZ GOM | Point | GENERAL ZUAZUA | EL CARMEN-SALINAS-VICTORIA | DIFERENTES USOS |  | NVL112120 | 520.0 mil m³/año | [13 empty] | Fuente: CartoCrítica / REPDA CONAGUA 2024 | {"type":"Feature","properties":{},"geometry":{"type":"Point","coordinates":[-100.1425,25.890001]}}
JOSE ALEJANDRO MARTINEZ GOMEZ, HOMERO MARTINEZ GOM | Point | GENERAL ZUAZUA | EL CARMEN-SALINAS-VICTORIA | DIFERENTES USOS |  | NVL112120 | 520.0 mil m³/año | [13 empty] | Fuente: CartoCrítica / REPDA CONAGUA 2024 | {"type":"Feature","properties":{},"geometry":{"type":"Point","coordinates":[-100.164167,25.888612]}}
JOSE ALEJANDRO MARTINEZ GOMEZ, HOMERO MARTINEZ GOM | Point | GENERAL ZUAZUA | EL CARMEN-SALINAS-VICTORIA | DIFERENTES USOS |  | NVL112120 | 520.0 mil m³/año | [13 empty] | Fuente: CartoCrítica / REPDA CONAGUA 2024 | {"type":"Feature","properties":{},"geometry":{"type":"Point","coordinates":[-100.158333,25.893334]}}
AEROPUERTO DE MONTERREY, S.A. DE C.V. | Point | APODACA | ÁREA METROPOLITANA DE MONTERREY | SERVICIOS |  | NVL112907 | 265.0 mil m³/año | [13 empty] | Fuente: CartoCrítica / REPDA CONAGUA 2024 | {"type":"Feature","properties":{},"geometry":{"type":"Point","coordinates":[-100.11775,25.772139]}}
ALEN DEL NORTE | Point | SANTA CATARINA | ÁREA METROPOLITANA DE MONTERREY | DIFERENTES USOS |  | NVL113508 | 332.0 mil m³/año | [13 empty] | Fuente: CartoCrítica / REPDA CONAGUA 2024 | {"type":"Feature","properties":{},"geometry":{"type":"Point","coordinates":[-100.438306,25.671722]}}
ALEN DEL NORTE | Point | SANTA CATARINA | ÁREA METROPOLITANA DE MONTERREY | DIFERENTES USOS |  | NVL113814 | 333.0 mil m³/año | [13 empty] | Fuente: CartoCrítica / REPDA CONAGUA 2024 | {"type":"Feature","properties":{},"geometry":{"type":"Point","coordinates":[-100.439778,25.671611]}}
LAURA YOLANDA SALAZAR LOZANO | Point | SALINAS VICTORIA | EL CARMEN-SALINAS-VICTORIA | DIFERENTES USOS |  | NVL113849 | 60.0 mil m³/año | [13 empty] | Fuente: CartoCrítica / REPDA CONAGUA 2024 | {"type":"Feature","properties":{},"geometry":{"type":"Point","coordinates":[-100.274639,26.070694]}}
LAURA YOLANDA SALAZAR LOZANO | Point | SALINAS VICTORIA | EL CARMEN-SALINAS-VICTORIA | DIFERENTES USOS |  | NVL113849 | 60.0 mil m³/año | [13 empty] | Fuente: CartoCrítica / REPDA CONAGUA 2024 | {"type":"Feature","properties":{},"geometry":{"type":"Point","coordinates":[-100.274139,26.071667]}}
LAURA YOLANDA SALAZAR LOZANO | Point | SALINAS VICTORIA | EL CARMEN-SALINAS-VICTORIA | DIFERENTES USOS |  | NVL113849 | 60.0 mil m³/año | [13 empty] | Fuente: CartoCrítica / REPDA CONAGUA 2024 | {"type":"Feature","properties":{},"geometry":{"type":"Point","coordinates":[-100.305417,26.027944]}}
MIGUEL ANGEL VILLARREAL GARCIA | Point | SALINAS VICTORIA | EL CARMEN-SALINAS-VICTORIA | DIFERENTES USOS |  | NVL113873 | 265.9 mil m³/año | [13 empty] | Fuente: CartoCrítica / REPDA CONAGUA 2024 | {"type":"Feature","properties":{},"geometry":{"type":"Point","coordinates":[-100.319861,26.084334]}}
MIGUEL ANGEL VILLARREAL GARCIA | Point | SALINAS VICTORIA | EL CARMEN-SALINAS-VICTORIA | DIFERENTES USOS |  | NVL113873 | 265.9 mil m³/año | [13 empty] | Fuente: CartoCrítica / REPDA CONAGUA 2024 | {"type":"Feature","properties":{},"geometry":{"type":"Point","coordinates":[-100.319334,26.086]}}
MIGUEL ANGEL VILLARREAL GARCIA | Point | SALINAS VICTORIA | EL CARMEN-SALINAS-VICTORIA | DIFERENTES USOS |  | NVL113873 | 265.9 mil m³/año | [13 empty] | Fuente: CartoCrítica / REPDA CONAGUA 2024 | {"type":"Feature","properties":{},"geometry":{"type":"Point","coordinates":[-100.320778,26.086167]}}
MIGUEL ANGEL VILLARREAL GARCIA | Point | SALINAS VICTORIA | EL CARMEN-SALINAS-VICTORIA | DIFERENTES USOS |  | NVL113873 | 265.9 mil m³/año | [13 empty] | Fuente: CartoCrítica / REPDA CONAGUA 2024 | {"type":"Feature","properties":{},"geometry":{"type":"Point","coordinates":[-100.327334,26.082834]}}
MIGUEL ANGEL VILLARREAL GARCIA | Point | SALINAS VICTORIA | EL CARMEN-SALINAS-VICTORIA | DIFERENTES USOS |  | NVL113873 | 265.9 mil m³/año | [13 empty] | Fuente: CartoCrítica / REPDA CONAGUA 2024 | {"type":"Feature","properties":{},"geometry":{"type":"Point","coordinates":[-100.327278,26.082695]}}
MIGUEL ANGEL VILLARREAL GARCIA | Point | SALINAS VICTORIA | EL CARMEN-SALINAS-VICTORIA | DIFERENTES USOS |  | NVL113873 | 265.9 mil m³/año | [13 empty] | Fuente: CartoCrítica / REPDA CONAGUA 2024 | {"type":"Feature","properties":{},"geometry":{"type":"Point","coordinates":[-100.320695,26.085889]}}
MIGUEL ANGEL VILLARREAL GARCIA | Point | SALINAS VICTORIA | EL CARMEN-SALINAS-VICTORIA | DIFERENTES USOS |  | NVL113873 | 265.9 mil m³/año | [13 empty] | Fuente: CartoCrítica / REPDA CONAGUA 2024 | {"type":"Feature","properties":{},"geometry":{"type":"Point","coordinates":[-100.335834,26.077111]}}
MIGUEL ANGEL VILLARREAL GARCIA | Point | SALINAS VICTORIA | EL CARMEN-SALINAS-VICTORIA | DIFERENTES USOS |  | NVL113873 | 265.9 mil m³/año | [13 empty] | Fuente: CartoCrítica / REPDA CONAGUA 2024 | {"type":"Feature","properties":{},"geometry":{"type":"Point","coordinates":[-100.323945,26.082833]}}
DICONSA | Point | GENERAL ESCOBEDO | ÁREA METROPOLITANA DE MONTERREY | SERVICIOS |  | NVL113975 | 5.4 mil m³/año | [13 empty] | Fuente: CartoCrítica / REPDA CONAGUA 2024 | {"type":"Feature","properties":{},"geometry":{"type":"Point","coordinates":[-100.275556,25.8075]}}
DANIEL JOSE ZAMBRANO VILLARREAL | Point | SANTIAGO | CAÑÓN DEL HUAJUCO | DOMÉSTICO |  | NVL114728 | 400 m³/año | [13 empty] | Fuente: CartoCrítica / REPDA CONAGUA 2024 | {"type":"Feature","properties":{},"geometry":{"type":"Point","coordinates":[-100.209445,25.480611]}}
RAMIRO AURELIO MONTEMAYOR RODRIGUEZ | Point | GUADALUPE | ÁREA METROPOLITANA DE MONTERREY | DIFERENTES USOS |  | NVL115187 | 12.0 mil m³/año | [13 empty] | Fuente: CartoCrítica / REPDA CONAGUA 2024 | {"type":"Feature","properties":{},"geometry":{"type":"Point","coordinates":[-100.180556,25.706945]}}
J. JESUS CORDOVA VAZQUEZ | Point | SANTA CATARINA | ÁREA METROPOLITANA DE MONTERREY | SERVICIOS |  | NVL115210 | 20.0 mil m³/año | [13 empty] | Fuente: CartoCrítica / REPDA CONAGUA 2024 | {"type":"Feature","properties":{},"geometry":{"type":"Point","coordinates":[-100.45,25.650278]}}
ADMINISTRACION CONDOMINIO MONTERREY | Point | MONTERREY | ÁREA METROPOLITANA DE MONTERREY | SERVICIOS |  | NVL115222 | 17.0 mil m³/año | [13 empty] | Fuente: CartoCrítica / REPDA CONAGUA 2024 | {"type":"Feature","properties":{},"geometry":{"type":"Point","coordinates":[-100.315556,25.668056]}}
ALBERTO JORGE HAUSER ETERNOD, MARIA MIRTALA CANALE | Point | APODACA | ÁREA METROPOLITANA DE MONTERREY | SERVICIOS |  | NVL115267 | 3.6 mil m³/año | [13 empty] | Fuente: CartoCrítica / REPDA CONAGUA 2024 | {"type":"Feature","properties":{},"geometry":{"type":"Point","coordinates":[-100.156111,25.768611]}}
JUMBOCEL, S.A. DE C.V. | Point | APODACA | EL CARMEN-SALINAS-VICTORIA | SERVICIOS |  | NVL115411 | 4.0 mil m³/año | [13 empty] | Fuente: CartoCrítica / REPDA CONAGUA 2024 | {"type":"Feature","properties":{},"geometry":{"type":"Point","coordinates":[-100.252306,25.830472]}}
REGIO FRANCA, S.A. DE C.V. | Point | SANTA CATARINA | ÁREA METROPOLITANA DE MONTERREY | SERVICIOS |  | NVL115463 | 20.0 mil m³/año | [13 empty] | Fuente: CartoCrítica / REPDA CONAGUA 2024 | {"type":"Feature","properties":{},"geometry":{"type":"Point","coordinates":[-100.425278,25.653334]}}
CONSTRUCTORA RESIDENCIAL XXI | Point | MONTERREY | CAÑÓN DEL HUAJUCO | SERVICIOS |  | NVL115493 | 42.0 mil m³/año | [13 empty] | Fuente: CartoCrítica / REPDA CONAGUA 2024 | {"type":"Feature","properties":{},"geometry":{"type":"Point","coordinates":[-100.182694,25.438222]}}
SAMUEL AMARO TREVIÑO | Point | GENERAL ESCOBEDO | EL CARMEN-SALINAS-VICTORIA | SERVICIOS |  | NVL115517 | 8.0 mil m³/año | [13 empty] | Fuente: CartoCrítica / REPDA CONAGUA 2024 | {"type":"Feature","properties":{},"geometry":{"type":"Point","coordinates":[-100.402611,25.823473]}}
FRANCISCO SUSTAITA LUNA | Point | GENERAL ESCOBEDO | EL CARMEN-SALINAS-VICTORIA | SERVICIOS |  | NVL115521 | 19.7 mil m³/año | [13 empty] | Fuente: CartoCrítica / REPDA CONAGUA 2024 | {"type":"Feature","properties":{},"geometry":{"type":"Point","coordinates":[-100.401083,25.823306]}}
MARIA YOLANDA GUARDIOLA RODRIGUEZ | Point | APODACA | ÁREA METROPOLITANA DE MONTERREY | SERVICIOS |  | NVL115606 | 3.0 mil m³/año | [13 empty] | Fuente: CartoCrítica / REPDA CONAGUA 2024 | {"type":"Feature","properties":{},"geometry":{"type":"Point","coordinates":[-100.19,25.7475]}}
EMILIA GONZALEZ DE LA GARZA | Point | SALINAS VICTORIA | EL CARMEN-SALINAS-VICTORIA | SERVICIOS |  | NVL115640 | 5.0 mil m³/año | [13 empty] | Fuente: CartoCrítica / REPDA CONAGUA 2024 | {"type":"Feature","properties":{},"geometry":{"type":"Point","coordinates":[-100.329806,26.0575]}}
J& J INMOBILIARIA REGIOMONTANA, S.A. DE C.V. | Point | SALINAS VICTORIA | EL CARMEN-SALINAS-VICTORIA | SERVICIOS |  | NVL115758 | 7.0 mil m³/año | [13 empty] | Fuente: CartoCrítica / REPDA CONAGUA 2024 | {"type":"Feature","properties":{},"geometry":{"type":"Point","coordinates":[-100.262889,25.895889]}}
FORMACION INTEGRAL DE MONTERREY, A.B.P. | Point | MONTERREY | CAÑÓN DEL HUAJUCO | SERVICIOS |  | NVL150032 | 6.0 mil m³/año | [13 empty] | Fuente: CartoCrítica / REPDA CONAGUA 2024 | {"type":"Feature","properties":{},"geometry":{"type":"Point","coordinates":[-100.222334,25.553028]}}
ABELARDO MORALES PURON | Point | SANTIAGO | CAÑÓN DEL HUAJUCO | DIFERENTES USOS |  | NVL150084 | 100.1 mil m³/año | [13 empty] | Fuente: CartoCrítica / REPDA CONAGUA 2024 | {"type":"Feature","properties":{},"geometry":{"type":"Point","coordinates":[-100.182462,25.479981]}}
ABELARDO MORALES PURON | Point | SANTIAGO | CAÑÓN DEL HUAJUCO | DIFERENTES USOS |  | NVL150084 | 100.1 mil m³/año | [13 empty] | Fuente: CartoCrítica / REPDA CONAGUA 2024 | {"type":"Feature","properties":{},"geometry":{"type":"Point","coordinates":[-100.1834,25.480381]}}
ABELARDO MORALES PURON | Point | SANTIAGO | CAÑÓN DEL HUAJUCO | DIFERENTES USOS |  | NVL150084 | 100.1 mil m³/año | [13 empty] | Fuente: CartoCrítica / REPDA CONAGUA 2024 | {"type":"Feature","properties":{},"geometry":{"type":"Point","coordinates":[-100.18327,25.4802]}}
ABELARDO MORALES PURON | Point | SANTIAGO | CAÑÓN DEL HUAJUCO | DIFERENTES USOS |  | NVL150084 | 100.1 mil m³/año | [13 empty] | Fuente: CartoCrítica / REPDA CONAGUA 2024 | {"type":"Feature","properties":{},"geometry":{"type":"Point","coordinates":[-100.183461,25.4796]}}
ALIMENTOS CALIDAD OPTIMA, S.A. DE C.V. | Point | GENERAL ZUAZUA | EL CARMEN-SALINAS-VICTORIA | SERVICIOS |  | NVL150087 | 65.9 mil m³/año | [13 empty] | Fuente: CartoCrítica / REPDA CONAGUA 2024 | {"type":"Feature","properties":{},"geometry":{"type":"Point","coordinates":[-100.207778,25.897225]}}
ALIMENTOS CALIDAD OPTIMA, S.A. DE C.V. | Point | GENERAL ZUAZUA | EL CARMEN-SALINAS-VICTORIA | SERVICIOS |  | NVL150087 | 65.9 mil m³/año | [13 empty] | Fuente: CartoCrítica / REPDA CONAGUA 2024 | {"type":"Feature","properties":{},"geometry":{"type":"Point","coordinates":[-100.206945,25.896392]}}
ALIMENTOS CALIDAD OPTIMA, S.A. DE C.V. | Point | GENERAL ZUAZUA | EL CARMEN-SALINAS-VICTORIA | SERVICIOS |  | NVL150087 | 65.9 mil m³/año | [13 empty] | Fuente: CartoCrítica / REPDA CONAGUA 2024 | {"type":"Feature","properties":{},"geometry":{"type":"Point","coordinates":[-100.206667,25.896392]}}
CASAS JAVER S.A. DE C.V. | Point | APODACA | EL CARMEN-SALINAS-VICTORIA | SERVICIOS |  | NVL150154 | 10.0 mil m³/año | [13 empty] | Fuente: CartoCrítica / REPDA CONAGUA 2024 | {"type":"Feature","properties":{},"geometry":{"type":"Point","coordinates":[-100.263986,25.868061]}}
RUBEN ARTURO ELIZONDO RODRIGUEZ | Point | MONTERREY | CAÑÓN DEL HUAJUCO | DOMÉSTICO |  | NVL150215 | 1.5 mil m³/año | [13 empty] | Fuente: CartoCrítica / REPDA CONAGUA 2024 | {"type":"Feature","properties":{},"geometry":{"type":"Point","coordinates":[-100.202056,25.538389]}}
EDGAR IVAN MURGA HERNANDEZ | Point | MONTERREY | CAÑÓN DEL HUAJUCO | DOMÉSTICO |  | NVL150216 | 1.5 mil m³/año | [13 empty] | Fuente: CartoCrítica / REPDA CONAGUA 2024 | {"type":"Feature","properties":{},"geometry":{"type":"Point","coordinates":[-100.216861,25.541278]}}
HECTOR CORDOVA CERVANTES, JUAN RAMON CORDOVA CERVA | Point | GENERAL ESCOBEDO | ÁREA METROPOLITANA DE MONTERREY | SERVICIOS |  | NVL154141 | 8.0 mil m³/año | [13 empty] | Fuente: CartoCrítica / REPDA CONAGUA 2024 | {"type":"Feature","properties":{},"geometry":{"type":"Point","coordinates":[-100.275056,25.803083]}}
JESUS LOZANO MARTINEZ | Point | SALINAS VICTORIA | EL CARMEN-SALINAS-VICTORIA | DIFERENTES USOS |  | NVL155422 | 102.9 mil m³/año | [13 empty] | Fuente: CartoCrítica / REPDA CONAGUA 2024 | {"type":"Feature","properties":{},"geometry":{"type":"Point","coordinates":[-100.289139,26.072944]}}
JESUS LOZANO MARTINEZ | Point | SALINAS VICTORIA | EL CARMEN-SALINAS-VICTORIA | DIFERENTES USOS |  | NVL155422 | 102.9 mil m³/año | [13 empty] | Fuente: CartoCrítica / REPDA CONAGUA 2024 | {"type":"Feature","properties":{},"geometry":{"type":"Point","coordinates":[-100.288583,26.072361]}}
CSC DE PROTECCION PATRIMONIAL, SA DE CV | Point | SANTIAGO | CAÑÓN DEL HUAJUCO | SERVICIOS |  | NVL156237 | 65.0 mil m³/año | [13 empty] | Fuente: CartoCrítica / REPDA CONAGUA 2024 | {"type":"Feature","properties":{},"geometry":{"type":"Point","coordinates":[-100.182556,25.459556]}}
CSC DE PROTECCION PATRIMONIAL, SA DE CV | Point | SANTIAGO | CAÑÓN DEL HUAJUCO | SERVICIOS |  | NVL156237 | 65.0 mil m³/año | [13 empty] | Fuente: CartoCrítica / REPDA CONAGUA 2024 | {"type":"Feature","properties":{},"geometry":{"type":"Point","coordinates":[-100.179889,25.460139]}}
CSC DE PROTECCION PATRIMONIAL, SA DE CV | Point | SANTIAGO | CAÑÓN DEL HUAJUCO | SERVICIOS |  | NVL156237 | 65.0 mil m³/año | [13 empty] | Fuente: CartoCrítica / REPDA CONAGUA 2024 | {"type":"Feature","properties":{},"geometry":{"type":"Point","coordinates":[-100.180083,25.459278]}}
OSCAR OMAR MENA GARZA | Point | APODACA | ÁREA METROPOLITANA DE MONTERREY | SERVICIOS |  | NVL156253 | 5.0 mil m³/año | [13 empty] | Fuente: CartoCrítica / REPDA CONAGUA 2024 | {"type":"Feature","properties":{},"geometry":{"type":"Point","coordinates":[-100.237917,25.754583]}}
EDIFICACIONES MATZ S.A. DE C.V, | Point | SANTA CATARINA | CAMPO DURAZNO | SERVICIOS |  | NVL156696 | 5.0 mil m³/año | [13 empty] | Fuente: CartoCrítica / REPDA CONAGUA 2024 | {"type":"Feature","properties":{},"geometry":{"type":"Point","coordinates":[-100.517139,25.693473]}}
JOSE ROBERTO SANCHEZ SABELLA | Point | SANTA CATARINA | CAMPO DURAZNO | SERVICIOS |  | NVL156698 | 3.0 mil m³/año | [13 empty] | Fuente: CartoCrítica / REPDA CONAGUA 2024 | {"type":"Feature","properties":{},"geometry":{"type":"Point","coordinates":[-100.520361,25.692389]}}
INMOBILIARIA JARGEAU, S.A. DE C.V. | Point | MONTERREY | CAMPO DURAZNO | SERVICIOS |  | NVL160272 | 16.0 mil m³/año | [13 empty] | Fuente: CartoCrítica / REPDA CONAGUA 2024 | {"type":"Feature","properties":{},"geometry":{"type":"Point","coordinates":[-100.407056,25.763972]}}
PROYECTOS INMOBILIARIOS OLIMPIA | Point | SANTIAGO | CAÑÓN DEL HUAJUCO | SERVICIOS |  | NVL160342 | 15.0 mil m³/año | [13 empty] | Fuente: CartoCrítica / REPDA CONAGUA 2024 | {"type":"Feature","properties":{},"geometry":{"type":"Point","coordinates":[-100.143333,25.440278]}}
DIANA MARCELA PAEZ SERRATO | Point | MONTERREY | CAÑÓN DEL HUAJUCO | DOMÉSTICO |  | NVL113158 | 720 m³/año | [13 empty] | Fuente: CartoCrítica / REPDA CONAGUA 2024 | {"type":"Feature","properties":{},"geometry":{"type":"Point","coordinates":[-100.208334,25.531945]}}
SIGMA ALIMENTOS LACTEOS, S.A. DE C.V. | Point | SALINAS VICTORIA | EL CARMEN-SALINAS-VICTORIA | SERVICIOS |  | NVL103693 | 2.0 mil m³/año | [13 empty] | Fuente: CartoCrítica / REPDA CONAGUA 2024 | {"type":"Feature","properties":{},"geometry":{"type":"Point","coordinates":[-100.303056,26.059167]}}
PLDMX APODACA, S. DE R.L. DE C.V. | Point | APODACA | ÁREA METROPOLITANA DE MONTERREY | DIFERENTES USOS |  | NVL115169 | 258.0 mil m³/año | [13 empty] | Fuente: CartoCrítica / REPDA CONAGUA 2024 | {"type":"Feature","properties":{},"geometry":{"type":"Point","coordinates":[-100.174723,25.788891]}}
MARIA DE LA LUZ TREVIÑO QUIROGA | Point | SANTA CATARINA | ÁREA METROPOLITANA DE MONTERREY | DOMÉSTICO |  | NVL113298 | 370 m³/año | [13 empty] | Fuente: CartoCrítica / REPDA CONAGUA 2024 | {"type":"Feature","properties":{},"geometry":{"type":"Point","coordinates":[-100.432222,25.667224]}}
HILDA CATALINA CRUZ SOLIS | Point | SANTIAGO | CAÑÓN DEL HUAJUCO | DOMÉSTICO |  | 06NVL106760 | 350 m³/año | [13 empty] | Fuente: CartoCrítica / REPDA CONAGUA 2024 | {"type":"Feature","properties":{},"geometry":{"type":"Point","coordinates":[-100.098056,25.446112]}}
ADCONMONT, S.A. DE C.V. | Point | MONTERREY | ÁREA METROPOLITANA DE MONTERREY | SERVICIOS |  | 06NVL114984 | 150.0 mil m³/año | [13 empty] | Fuente: CartoCrítica / REPDA CONAGUA 2024 | {"type":"Feature","properties":{},"geometry":{"type":"Point","coordinates":[-100.353334,25.681111]}}
ARTURO VALDES VILLASEÑOR | Point | MONTERREY | ÁREA METROPOLITANA DE MONTERREY | DOMÉSTICO |  | 06NVL103877/24CMGR97 | 1.2 mil m³/año | [13 empty] | Fuente: CartoCrítica / REPDA CONAGUA 2024 | {"type":"Feature","properties":{},"geometry":{"type":"Point","coordinates":[-100.2125,25.53]}}
GILDARDO GUAJARDO GUAJARDO | Point | APODACA | ÁREA METROPOLITANA DE MONTERREY | DOMÉSTICO |  | 06NVL104261/24CMGR98 | 6.0 mil m³/año | [13 empty] | Fuente: CartoCrítica / REPDA CONAGUA 2024 | {"type":"Feature","properties":{},"geometry":{"type":"Point","coordinates":[-100.216667,25.830556]}}
CARLOS GONZALEZ DE LA GARZA | Point | GUADALUPE | ÁREA METROPOLITANA DE MONTERREY | DOMÉSTICO |  | 06NVL104265/24CPGR98 | 540 m³/año | [13 empty] | Fuente: CartoCrítica / REPDA CONAGUA 2024 | {"type":"Feature","properties":{},"geometry":{"type":"Point","coordinates":[-100.204167,25.645833]}}
GERARDO GALVAN RICO | Point | GENERAL ZUAZUA | EL CARMEN-SALINAS-VICTORIA | DIFERENTES USOS |  | 06NVL106592/24ILGR99 | 13.5 mil m³/año | [13 empty] | Fuente: CartoCrítica / REPDA CONAGUA 2024 | {"type":"Feature","properties":{},"geometry":{"type":"Point","coordinates":[-100.130556,25.928333]}}
JAIME GARZA LEAL | Point | APODACA | ÁREA METROPOLITANA DE MONTERREY | DIFERENTES USOS |  | 06NVL106651/24ILGR99 | 64.0 mil m³/año | [13 empty] | Fuente: CartoCrítica / REPDA CONAGUA 2024 | {"type":"Feature","properties":{},"geometry":{"type":"Point","coordinates":[-100.123611,25.7325]}}
ROCIO SALAZAR GORGON | Point | SANTIAGO | CAÑÓN DEL HUAJUCO | DOMÉSTICO |  | 06NVL106690/24CLGR99 | 350 m³/año | [13 empty] | Fuente: CartoCrítica / REPDA CONAGUA 2024 | {"type":"Feature","properties":{},"geometry":{"type":"Point","coordinates":[-100.094722,25.446667]}}
HECTOR HORACIO SEPULVEDA PRIETO | Point | SANTIAGO | CAÑÓN DEL HUAJUCO | DOMÉSTICO |  | 06NVL106691/24CLGR99 | 350 m³/año | [13 empty] | Fuente: CartoCrítica / REPDA CONAGUA 2024 | {"type":"Feature","properties":{},"geometry":{"type":"Point","coordinates":[-100.093611,25.447222]}}
JUAN ALFREDO MEDINA MENDEZ | Point | SANTIAGO | CAÑÓN DEL HUAJUCO | DOMÉSTICO |  | 06NVL106692/24CLGR99 | 350 m³/año | [13 empty] | Fuente: CartoCrítica / REPDA CONAGUA 2024 | {"type":"Feature","properties":{},"geometry":{"type":"Point","coordinates":[-100.098333,25.4475]}}
LOURDES IVONNE GONZALEZ GONZALEZ | Point | SANTIAGO | CAÑÓN DEL HUAJUCO | DOMÉSTICO |  | 06NVL106693/24CLGR99 | 350 m³/año | [13 empty] | Fuente: CartoCrítica / REPDA CONAGUA 2024 | {"type":"Feature","properties":{},"geometry":{"type":"Point","coordinates":[-100.098056,25.444722]}}
JESUS MARIA SALAZAR SALAZAR | Point | SANTIAGO | CAÑÓN DEL HUAJUCO | DOMÉSTICO |  | 06NVL106694/24CLGR99 | 350 m³/año | [13 empty] | Fuente: CartoCrítica / REPDA CONAGUA 2024 | {"type":"Feature","properties":{},"geometry":{"type":"Point","coordinates":[-100.095556,25.448056]}}
JAIME HINOJOSA SALDIVAR | Point | SANTIAGO | CAÑÓN DEL HUAJUCO | DOMÉSTICO |  | 06NVL106696/24CLGR99 | 350 m³/año | [13 empty] | Fuente: CartoCrítica / REPDA CONAGUA 2024 | {"type":"Feature","properties":{},"geometry":{"type":"Point","coordinates":[-100.098611,25.443333]}}
ANTONIO GERARDO SANTOS TOVAR | Point | SANTIAGO | CAÑÓN DEL HUAJUCO | DOMÉSTICO |  | 06NVL106697/24CLGR99 | 350 m³/año | [13 empty] | Fuente: CartoCrítica / REPDA CONAGUA 2024 | {"type":"Feature","properties":{},"geometry":{"type":"Point","coordinates":[-100.093056,25.445833]}}
SOCORRO GUADALUPE CALDERA GARZA | Point | SANTIAGO | CAÑÓN DEL HUAJUCO | DOMÉSTICO |  | 06NVL106698/24CLGR99 | 350 m³/año | [13 empty] | Fuente: CartoCrítica / REPDA CONAGUA 2024 | {"type":"Feature","properties":{},"geometry":{"type":"Point","coordinates":[-100.095,25.444722]}}
OSCAR CESAR PANTOJA PACHECO | Point | SANTIAGO | CAÑÓN DEL HUAJUCO | DOMÉSTICO |  | 06NVL106701/24CLGR99 | 350 m³/año | [13 empty] | Fuente: CartoCrítica / REPDA CONAGUA 2024 | {"type":"Feature","properties":{},"geometry":{"type":"Point","coordinates":[-100.093056,25.4475]}}
MARIA DEL ROBLE HERRERA DE MACIAS | Point | SANTIAGO | CAÑÓN DEL HUAJUCO | DOMÉSTICO |  | 06NVL106702/24CLGR99 | 350 m³/año | [13 empty] | Fuente: CartoCrítica / REPDA CONAGUA 2024 | {"type":"Feature","properties":{},"geometry":{"type":"Point","coordinates":[-100.093611,25.447778]}}
RODOLFO ALONSO CASTRO SOTO | Point | SANTIAGO | CAÑÓN DEL HUAJUCO | DOMÉSTICO |  | 06NVL106704/24CLGR99 | 350 m³/año | [13 empty] | Fuente: CartoCrítica / REPDA CONAGUA 2024 | {"type":"Feature","properties":{},"geometry":{"type":"Point","coordinates":[-100.091667,25.4475]}}
JOSE LUIS CEPEDA GONZALEZ | Point | SANTIAGO | CAÑÓN DEL HUAJUCO | DOMÉSTICO |  | 06NVL106705/24CLGR99 | 350 m³/año | [13 empty] | Fuente: CartoCrítica / REPDA CONAGUA 2024 | {"type":"Feature","properties":{},"geometry":{"type":"Point","coordinates":[-100.093056,25.445833]}}
LETICIA SALDAÑA FUENTES | Point | SANTIAGO | CAÑÓN DEL HUAJUCO | DOMÉSTICO |  | 06NVL106706/24CLGR99 | 350 m³/año | [13 empty] | Fuente: CartoCrítica / REPDA CONAGUA 2024 | {"type":"Feature","properties":{},"geometry":{"type":"Point","coordinates":[-100.092222,25.446944]}}
RODOLFO GERARDO DELGADO SALAZAR | Point | SANTIAGO | CAÑÓN DEL HUAJUCO | DOMÉSTICO |  | 06NVL106708/24CLGR99 | 350 m³/año | [13 empty] | Fuente: CartoCrítica / REPDA CONAGUA 2024 | {"type":"Feature","properties":{},"geometry":{"type":"Point","coordinates":[-100.099167,25.446944]}}
RODOLFO GERARDO DELGADO SALAZAR | Point | SANTIAGO | CAÑÓN DEL HUAJUCO | DOMÉSTICO |  | 06NVL106709/24CLGR99 | 350 m³/año | [13 empty] | Fuente: CartoCrítica / REPDA CONAGUA 2024 | {"type":"Feature","properties":{},"geometry":{"type":"Point","coordinates":[-100.096111,25.443611]}}
JOSE LUIS CEPEDA GONZALEZ | Point | SANTIAGO | CAÑÓN DEL HUAJUCO | DOMÉSTICO |  | 06NVL106711/24CLGR99 | 350 m³/año | [13 empty] | Fuente: CartoCrítica / REPDA CONAGUA 2024 | {"type":"Feature","properties":{},"geometry":{"type":"Point","coordinates":[-100.093333,25.445556]}}
RODOLFO GERARDO DELGADO SALAZAR | Point | SANTIAGO | CAÑÓN DEL HUAJUCO | DOMÉSTICO |  | 06NVL106712/24CLGR99 | 350 m³/año | [13 empty] | Fuente: CartoCrítica / REPDA CONAGUA 2024 | {"type":"Feature","properties":{},"geometry":{"type":"Point","coordinates":[-100.097222,25.448333]}}
EUGENIO JAVIER DE HOYOS DE LA GARZA | Point | SANTIAGO | CAÑÓN DEL HUAJUCO | DOMÉSTICO |  | 06NVL106713/24CLGR99 | 350 m³/año | [13 empty] | Fuente: CartoCrítica / REPDA CONAGUA 2024 | {"type":"Feature","properties":{},"geometry":{"type":"Point","coordinates":[-100.096944,25.443333]}}
JOSE MANUEL PEÑA LOPEZ | Point | SANTIAGO | CAÑÓN DEL HUAJUCO | DOMÉSTICO |  | 06NVL106714/24CLGR99 | 350 m³/año | [13 empty] | Fuente: CartoCrítica / REPDA CONAGUA 2024 | {"type":"Feature","properties":{},"geometry":{"type":"Point","coordinates":[-100.100556,25.441667]}}
NANCY ELIZABETH RIVERA DE HERNANDEZ | Point | SANTIAGO | CAÑÓN DEL HUAJUCO | DOMÉSTICO |  | 06NVL106716/24CLGR99 | 350 m³/año | [13 empty] | Fuente: CartoCrítica / REPDA CONAGUA 2024 | {"type":"Feature","properties":{},"geometry":{"type":"Point","coordinates":[-100.096389,25.448889]}}
JULIAN EDUARDO TIJERINA GARCIA | Point | SANTIAGO | CAÑÓN DEL HUAJUCO | DOMÉSTICO |  | 06NVL106717/24CLGR99 | 350 m³/año | [13 empty] | Fuente: CartoCrítica / REPDA CONAGUA 2024 | {"type":"Feature","properties":{},"geometry":{"type":"Point","coordinates":[-100.099444,25.443333]}}
BERTHA MARIA HINOJOSA DE CARDENAS | Point | SANTIAGO | CAÑÓN DEL HUAJUCO | DOMÉSTICO |  | 06NVL106718/24CLGR99 | 350 m³/año | [13 empty] | Fuente: CartoCrítica / REPDA CONAGUA 2024 | {"type":"Feature","properties":{},"geometry":{"type":"Point","coordinates":[-100.097222,25.444444]}}
SALVADOR VENTURA VILLASANA RODRIGUEZ | Point | SANTIAGO | CAÑÓN DEL HUAJUCO | DOMÉSTICO |  | 06NVL106719/24CLGR99 | 350 m³/año | [13 empty] | Fuente: CartoCrítica / REPDA CONAGUA 2024 | {"type":"Feature","properties":{},"geometry":{"type":"Point","coordinates":[-100.0875,25.448611]}}
JOSE ARNULFO HERNANDEZ RODRIGUEZ | Point | SANTIAGO | CAÑÓN DEL HUAJUCO | DOMÉSTICO |  | 06NVL106720/24CLGR99 | 350 m³/año | [13 empty] | Fuente: CartoCrítica / REPDA CONAGUA 2024 | {"type":"Feature","properties":{},"geometry":{"type":"Point","coordinates":[-100.089444,25.446389]}}
GLORIA ELENA PEÑA DE HINOJOSA | Point | SANTIAGO | CAÑÓN DEL HUAJUCO | DOMÉSTICO |  | 06NVL106721/24CLGR99 | 350 m³/año | [13 empty] | Fuente: CartoCrítica / REPDA CONAGUA 2024 | {"type":"Feature","properties":{},"geometry":{"type":"Point","coordinates":[-100.098056,25.444167]}}
EDUARDO BERUMEN VERDE | Point | SANTIAGO | CAÑÓN DEL HUAJUCO | DOMÉSTICO |  | 06NVL106722/24CLGR99 | 350 m³/año | [13 empty] | Fuente: CartoCrítica / REPDA CONAGUA 2024 | {"type":"Feature","properties":{},"geometry":{"type":"Point","coordinates":[-100.096667,25.448611]}}
JAIME HINOJOSA SALDIVAR | Point | SANTIAGO | CAÑÓN DEL HUAJUCO | DOMÉSTICO |  | 06NVL106723/24CLGR99 | 350 m³/año | [13 empty] | Fuente: CartoCrítica / REPDA CONAGUA 2024 | {"type":"Feature","properties":{},"geometry":{"type":"Point","coordinates":[-100.099722,25.442222]}}
JAIME HINOJOSA SALDIVAR | Point | SANTIAGO | CAÑÓN DEL HUAJUCO | DOMÉSTICO |  | 06NVL106724/24CLGR99 | 350 m³/año | [13 empty] | Fuente: CartoCrítica / REPDA CONAGUA 2024 | {"type":"Feature","properties":{},"geometry":{"type":"Point","coordinates":[-100.099167,25.4425]}}
MIGUEL ANGEL RODRIGUEZ GUTIERREZ | Point | SANTIAGO | CAÑÓN DEL HUAJUCO | DOMÉSTICO |  | 06NVL106725/24CLGR99 | 350 m³/año | [13 empty] | Fuente: CartoCrítica / REPDA CONAGUA 2024 | {"type":"Feature","properties":{},"geometry":{"type":"Point","coordinates":[-100.091111,25.441111]}}
ERNESTO RODRIGUEZ OLIVO | Point | SANTIAGO | CAÑÓN DEL HUAJUCO | DOMÉSTICO |  | 06NVL106727/24CLGR99 | 350 m³/año | [13 empty] | Fuente: CartoCrítica / REPDA CONAGUA 2024 | {"type":"Feature","properties":{},"geometry":{"type":"Point","coordinates":[-100.088611,25.448889]}}
JESUS NACIANCENO HERNANDEZ | Point | SANTIAGO | CAÑÓN DEL HUAJUCO | DOMÉSTICO |  | 06NVL106730/24CLGR99 | 350 m³/año | [13 empty] | Fuente: CartoCrítica / REPDA CONAGUA 2024 | {"type":"Feature","properties":{},"geometry":{"type":"Point","coordinates":[-100.093611,25.445]}}
ALMA DELIA ANGUIANO CARDENAS | Point | SANTIAGO | CAÑÓN DEL HUAJUCO | DOMÉSTICO |  | 06NVL106731/24CLGR99 | 350 m³/año | [13 empty] | Fuente: CartoCrítica / REPDA CONAGUA 2024 | {"type":"Feature","properties":{},"geometry":{"type":"Point","coordinates":[-100.096389,25.446111]}}
HECTOR HORACIO SEPULVEDA PRIETO | Point | SANTIAGO | CAÑÓN DEL HUAJUCO | DOMÉSTICO |  | 06NVL106732/24CLGR99 | 350 m³/año | [13 empty] | Fuente: CartoCrítica / REPDA CONAGUA 2024 | {"type":"Feature","properties":{},"geometry":{"type":"Point","coordinates":[-100.094167,25.446944]}}
EDWIN MASSA GONZALEZ | Point | SANTIAGO | CAÑÓN DEL HUAJUCO | DOMÉSTICO |  | 06NVL106736/24CLGR99 | 350 m³/año | [13 empty] | Fuente: CartoCrítica / REPDA CONAGUA 2024 | {"type":"Feature","properties":{},"geometry":{"type":"Point","coordinates":[-100.098889,25.444167]}}
JUAN VELAZQUEZ RODRIGUEZ | Point | SANTIAGO | CAÑÓN DEL HUAJUCO | DOMÉSTICO |  | 06NVL106737/24CLGR99 | 350 m³/año | [13 empty] | Fuente: CartoCrítica / REPDA CONAGUA 2024 | {"type":"Feature","properties":{},"geometry":{"type":"Point","coordinates":[-100.098056,25.439444]}}
JULIO DE LOS SANTOS GALVAN | Point | SANTIAGO | CAÑÓN DEL HUAJUCO | DOMÉSTICO |  | 06NVL106738/24CLGR99 | 350 m³/año | [13 empty] | Fuente: CartoCrítica / REPDA CONAGUA 2024 | {"type":"Feature","properties":{},"geometry":{"type":"Point","coordinates":[-100.095,25.447222]}}
GUILLERMO BOVIO CARRETE | Point | SANTIAGO | CAÑÓN DEL HUAJUCO | DOMÉSTICO |  | 06NVL106740/24CLGR99 | 350 m³/año | [13 empty] | Fuente: CartoCrítica / REPDA CONAGUA 2024 | {"type":"Feature","properties":{},"geometry":{"type":"Point","coordinates":[-100.094444,25.4475]}}
MIGUEL BAZAN MARROQUIN | Point | SANTIAGO | CAÑÓN DEL HUAJUCO | DOMÉSTICO |  | 06NVL106742/24CLGR99 | 350 m³/año | [13 empty] | Fuente: CartoCrítica / REPDA CONAGUA 2024 | {"type":"Feature","properties":{},"geometry":{"type":"Point","coordinates":[-100.097222,25.4425]}}
MARIA MAYELA NUÑEZ GALLARDO | Point | SANTIAGO | CAÑÓN DEL HUAJUCO | DOMÉSTICO |  | 06NVL106744/24CLGR99 | 350 m³/año | [13 empty] | Fuente: CartoCrítica / REPDA CONAGUA 2024 | {"type":"Feature","properties":{},"geometry":{"type":"Point","coordinates":[-100.094167,25.449722]}}
RICARDO PACHECO MONCADA | Point | SANTIAGO | CAÑÓN DEL HUAJUCO | DOMÉSTICO |  | 06NVL106746/24CLGR99 | 350 m³/año | [13 empty] | Fuente: CartoCrítica / REPDA CONAGUA 2024 | {"type":"Feature","properties":{},"geometry":{"type":"Point","coordinates":[-100.096111,25.4475]}}
LILIA RAMIREZ DE SANCHEZ | Point | SANTIAGO | CAÑÓN DEL HUAJUCO | DOMÉSTICO |  | 06NVL106748/24CLGR99 | 350 m³/año | [13 empty] | Fuente: CartoCrítica / REPDA CONAGUA 2024 | {"type":"Feature","properties":{},"geometry":{"type":"Point","coordinates":[-100.088056,25.449722]}}
JUAN JOSE MENDEZ FERNANDEZ | Point | SANTIAGO | CAÑÓN DEL HUAJUCO | DOMÉSTICO |  | 06NVL106750/24CLGR99 | 350 m³/año | [13 empty] | Fuente: CartoCrítica / REPDA CONAGUA 2024 | {"type":"Feature","properties":{},"geometry":{"type":"Point","coordinates":[-100.088611,25.445]}}
AURELIO RODOLFO CAVAZOS GONZALEZ | Point | SANTIAGO | CAÑÓN DEL HUAJUCO | DOMÉSTICO |  | 06NVL106752/24CLGR99 | 350 m³/año | [13 empty] | Fuente: CartoCrítica / REPDA CONAGUA 2024 | {"type":"Feature","properties":{},"geometry":{"type":"Point","coordinates":[-100.097778,25.441944]}}
ROBERTO JAVIER RUIZ GARCIA | Point | SANTIAGO | CAÑÓN DEL HUAJUCO | DOMÉSTICO |  | 06NVL106753/24CLGR99 | 350 m³/año | [13 empty] | Fuente: CartoCrítica / REPDA CONAGUA 2024 | {"type":"Feature","properties":{},"geometry":{"type":"Point","coordinates":[-100.090278,25.445833]}}
RUBEN GONZALEZ GONZALEZ | Point | SANTIAGO | CAÑÓN DEL HUAJUCO | DOMÉSTICO |  | 06NVL106754/24CLGR99 | 350 m³/año | [13 empty] | Fuente: CartoCrítica / REPDA CONAGUA 2024 | {"type":"Feature","properties":{},"geometry":{"type":"Point","coordinates":[-100.0975,25.445]}}
BLAS MONTEMAYOR GALLEGOS | Point | SANTIAGO | CAÑÓN DEL HUAJUCO | DOMÉSTICO |  | 06NVL106755/24CLGR99 | 350 m³/año | [13 empty] | Fuente: CartoCrítica / REPDA CONAGUA 2024 | {"type":"Feature","properties":{},"geometry":{"type":"Point","coordinates":[-100.098889,25.441389]}}
OLGA HORTENCIA DE LA GARZA TOLENTINO | Point | SANTIAGO | CAÑÓN DEL HUAJUCO | DOMÉSTICO |  | 06NVL106756/24CLGR99 | 350 m³/año | [13 empty] | Fuente: CartoCrítica / REPDA CONAGUA 2024 | {"type":"Feature","properties":{},"geometry":{"type":"Point","coordinates":[-100.097778,25.447778]}}
JOSE LUIS LEAL GONZALEZ | Point | SANTIAGO | CAÑÓN DEL HUAJUCO | DOMÉSTICO |  | 06NVL106757/24CLGR99 | 350 m³/año | [13 empty] | Fuente: CartoCrítica / REPDA CONAGUA 2024 | {"type":"Feature","properties":{},"geometry":{"type":"Point","coordinates":[-100.093889,25.45]}}
MARIA TERESA GUERRERO DE VEGA | Point | SANTIAGO | CAÑÓN DEL HUAJUCO | DOMÉSTICO |  | 06NVL106758/24CLGR99 | 350 m³/año | [13 empty] | Fuente: CartoCrítica / REPDA CONAGUA 2024 | {"type":"Feature","properties":{},"geometry":{"type":"Point","coordinates":[-100.099444,25.445]}}
JAVIER ELIZONDO RODRIGUEZ | Point | SANTIAGO | CAÑÓN DEL HUAJUCO | DOMÉSTICO |  | 06NVL106759/24CLGR99 | 350 m³/año | [13 empty] | Fuente: CartoCrítica / REPDA CONAGUA 2024 | {"type":"Feature","properties":{},"geometry":{"type":"Point","coordinates":[-100.096667,25.445278]}}
MARIA DE LOS ANGELES FLORES ORTA | Point | SANTIAGO | CAÑÓN DEL HUAJUCO | DOMÉSTICO |  | 06NVL106761/24CLGR99 | 350 m³/año | [13 empty] | Fuente: CartoCrítica / REPDA CONAGUA 2024 | {"type":"Feature","properties":{},"geometry":{"type":"Point","coordinates":[-100.094444,25.449167]}}
ERIKA EDITH GARZA DE GUERRA | Point | SANTIAGO | CAÑÓN DEL HUAJUCO | DOMÉSTICO |  | 06NVL106763/24CLGR99 | 350 m³/año | [13 empty] | Fuente: CartoCrítica / REPDA CONAGUA 2024 | {"type":"Feature","properties":{},"geometry":{"type":"Point","coordinates":[-100.085556,25.448333]}}
IRASEMA LETICIA TORRES GARZA | Point | SANTIAGO | CAÑÓN DEL HUAJUCO | DOMÉSTICO |  | 06NVL106765/24CLGR99 | 350 m³/año | [13 empty] | Fuente: CartoCrítica / REPDA CONAGUA 2024 | {"type":"Feature","properties":{},"geometry":{"type":"Point","coordinates":[-100.088889,25.446944]}}
JUAN ANTONIO VILLARREAL MARTINEZ | Point | GENERAL ZUAZUA | EL CARMEN-SALINAS-VICTORIA | DIFERENTES USOS |  | 06NVL107655/24ILGR99 | 85.5 mil m³/año | [13 empty] | Fuente: CartoCrítica / REPDA CONAGUA 2024 | {"type":"Feature","properties":{},"geometry":{"type":"Point","coordinates":[-100.111111,25.886944]}}
GERARDO SERNA CANTU | Point | APODACA | ÁREA METROPOLITANA DE MONTERREY | DIFERENTES USOS |  | 06NVL107744/24IMGR99 | 192.9 mil m³/año | [13 empty] | Fuente: CartoCrítica / REPDA CONAGUA 2024 | {"type":"Feature","properties":{},"geometry":{"type":"Point","coordinates":[-100.147778,25.716389]}}
GERARDO SERNA CANTU | Point | APODACA | ÁREA METROPOLITANA DE MONTERREY | DIFERENTES USOS |  | 06NVL107744/24IMGR99 | 192.9 mil m³/año | [13 empty] | Fuente: CartoCrítica / REPDA CONAGUA 2024 | {"type":"Feature","properties":{},"geometry":{"type":"Point","coordinates":[-100.149444,25.713889]}}
VIDAL ORTI GARCIA | Point | GENERAL ZUAZUA | EL CARMEN-SALINAS-VICTORIA | DIFERENTES USOS |  | 06NVL107959/24ILGR99 | 4.0 mil m³/año | [13 empty] | Fuente: CartoCrítica / REPDA CONAGUA 2024 | {"type":"Feature","properties":{},"geometry":{"type":"Point","coordinates":[-100.15,25.851389]}}
ELISA GARZA ALCALDE DE GUZMAN | Point | SANTIAGO | CAÑÓN DEL HUAJUCO | DOMÉSTICO |  | 06NVL108178/24CMGR99 | 440 m³/año | [13 empty] | Fuente: CartoCrítica / REPDA CONAGUA 2024 | {"type":"Feature","properties":{},"geometry":{"type":"Point","coordinates":[-100.165556,25.441111]}}
JESUS GREGORIO VILLARREAL GUAJARDO | Point | GENERAL ZUAZUA | EL CARMEN-SALINAS-VICTORIA | DIFERENTES USOS |  | 06NVL108962/24IMGR99 | 54.9 mil m³/año | [13 empty] | Fuente: CartoCrítica / REPDA CONAGUA 2024 | {"type":"Feature","properties":{},"geometry":{"type":"Point","coordinates":[-100.095833,25.852778]}}
MA. CONCEPCION MENDEZ ZORRILLA DE MEDINA Y/O PATRI | Point | SALINAS VICTORIA | EL CARMEN-SALINAS-VICTORIA | DIFERENTES USOS |  | 06NVL109163/24ILGR99 | 12.6 mil m³/año | [13 empty] | Fuente: CartoCrítica / REPDA CONAGUA 2024 | {"type":"Feature","properties":{},"geometry":{"type":"Point","coordinates":[-100.051389,26.202222]}}
MA. CONCEPCION MENDEZ ZORRILLA DE MEDINA Y/O PATRI | Point | SALINAS VICTORIA | EL CARMEN-SALINAS-VICTORIA | DIFERENTES USOS |  | 06NVL109163/24ILGR99 | 12.6 mil m³/año | [13 empty] | Fuente: CartoCrítica / REPDA CONAGUA 2024 | {"type":"Feature","properties":{},"geometry":{"type":"Point","coordinates":[-100.050833,26.200833]}}
GILBERTO ROMERO CLOUD | Point | APODACA | ÁREA METROPOLITANA DE MONTERREY | DIFERENTES USOS |  | 06NVL110314/24ILGR00 | 16.0 mil m³/año | [13 empty] | Fuente: CartoCrítica / REPDA CONAGUA 2024 | {"type":"Feature","properties":{},"geometry":{"type":"Point","coordinates":[-100.217222,25.829167]}}
GILBERTO ROMERO CLOUD | Point | APODACA | ÁREA METROPOLITANA DE MONTERREY | DIFERENTES USOS |  | 06NVL110315/24ILGR00 | 16.0 mil m³/año | [13 empty] | Fuente: CartoCrítica / REPDA CONAGUA 2024 | {"type":"Feature","properties":{},"geometry":{"type":"Point","coordinates":[-100.216944,25.829167]}}
HOMERO MARTINEZ LANDA | Point | GENERAL ZUAZUA | EL CARMEN-SALINAS-VICTORIA | DIFERENTES USOS |  | 06NVL110342/24ILGR00 | 80.0 mil m³/año | [13 empty] | Fuente: CartoCrítica / REPDA CONAGUA 2024 | {"type":"Feature","properties":{},"geometry":{"type":"Point","coordinates":[-100.164167,25.8875]}}
HOMERO MARTINEZ LANDA | Point | GENERAL ZUAZUA | EL CARMEN-SALINAS-VICTORIA | DIFERENTES USOS |  | 06NVL110342/24ILGR00 | 80.0 mil m³/año | [13 empty] | Fuente: CartoCrítica / REPDA CONAGUA 2024 | {"type":"Feature","properties":{},"geometry":{"type":"Point","coordinates":[-100.161944,25.889167]}}
SONIA MARLENE ELIZONDO DE GUAJARDO | Point | GENERAL ZUAZUA | EL CARMEN-SALINAS-VICTORIA | DIFERENTES USOS |  | 06NVL110365/24IMGR00 | 23.5 mil m³/año | [13 empty] | Fuente: CartoCrítica / REPDA CONAGUA 2024 | {"type":"Feature","properties":{},"geometry":{"type":"Point","coordinates":[-100.117778,25.891111]}}
MARTIN GARCIA ORNELAS | Point | SANTA CATARINA | ÁREA METROPOLITANA DE MONTERREY | DOMÉSTICO |  | 06NVL110448/24CMGR00 | 383 m³/año | [13 empty] | Fuente: CartoCrítica / REPDA CONAGUA 2024 | {"type":"Feature","properties":{},"geometry":{"type":"Point","coordinates":[-100.455556,25.609444]}}
MARIA DEL CARMEN MARTINEZ VIUDA DE SEPULVEDA | Point | GUADALUPE | ÁREA METROPOLITANA DE MONTERREY | DIFERENTES USOS |  | 06NVL110500/24IPGR00 | 378 m³/año | [13 empty] | Fuente: CartoCrítica / REPDA CONAGUA 2024 | {"type":"Feature","properties":{},"geometry":{"type":"Point","coordinates":[-100.1225,25.663611]}}
ABELARDO MORALES PURON | Point | MONTERREY | ÁREA METROPOLITANA DE MONTERREY | DIFERENTES USOS |  | 06NVL110512/24IMGR00 | 437 m³/año | [13 empty] | Fuente: CartoCrítica / REPDA CONAGUA 2024 | {"type":"Feature","properties":{},"geometry":{"type":"Point","coordinates":[-100.228611,25.559444]}}
MIGUEL MARIO GARCIA GONZALEZ | Point | SALINAS VICTORIA | EL CARMEN-SALINAS-VICTORIA | DIFERENTES USOS |  | 06NVL110528/24ILGR00 | 10.4 mil m³/año | [13 empty] | Fuente: CartoCrítica / REPDA CONAGUA 2024 | {"type":"Feature","properties":{},"geometry":{"type":"Point","coordinates":[-100.367778,26.1025]}}
JUSTINO GUTIERREZ ZUÑIGA Y AURELIO DIAZ TURRUBIATE | Point | APODACA | ÁREA METROPOLITANA DE MONTERREY | DOMÉSTICO |  | 06NVL110611/24CLGR00 | 275 m³/año | [13 empty] | Fuente: CartoCrítica / REPDA CONAGUA 2024 | {"type":"Feature","properties":{},"geometry":{"type":"Point","coordinates":[-100.157778,25.743611]}}
SALOME AGUILAR HERNANDEZ | Point | SALINAS VICTORIA | EL CARMEN-SALINAS-VICTORIA | DIFERENTES USOS |  | 06NVL110631/24ILGR00 | 18.8 mil m³/año | [13 empty] | Fuente: CartoCrítica / REPDA CONAGUA 2024 | {"type":"Feature","properties":{},"geometry":{"type":"Point","coordinates":[-100.256111,25.914167]}}
SANTIAGO SILVA TAMEZ | Point | SANTIAGO | CAÑÓN DEL HUAJUCO | DIFERENTES USOS |  | 06NVL110653/24IPGR00 | 600 m³/año | [13 empty] | Fuente: CartoCrítica / REPDA CONAGUA 2024 | {"type":"Feature","properties":{},"geometry":{"type":"Point","coordinates":[-100.170556,25.413333]}}
RAFAEL LOZANO CABALLERO | Point | APODACA | ÁREA METROPOLITANA DE MONTERREY | DIFERENTES USOS |  | 06NVL110654/24ILGR00 | 10.8 mil m³/año | [13 empty] | Fuente: CartoCrítica / REPDA CONAGUA 2024 | {"type":"Feature","properties":{},"geometry":{"type":"Point","coordinates":[-100.2075,25.821389]}}
ALEJANDRO ERHARD LOZANO | Point | MONTERREY | CAÑÓN DEL HUAJUCO | DIFERENTES USOS |  | 06NVL110657/24IMGR00 | 550 m³/año | [13 empty] | Fuente: CartoCrítica / REPDA CONAGUA 2024 | {"type":"Feature","properties":{},"geometry":{"type":"Point","coordinates":[-100.221667,25.55]}}
ERIC WILLIAM GUSTAFSON CEDER | Point | SANTIAGO | CAÑÓN DEL HUAJUCO | DIFERENTES USOS |  | 06NVL110750/24ILGR00 | 15.1 mil m³/año | [13 empty] | Fuente: CartoCrítica / REPDA CONAGUA 2024 | {"type":"Feature","properties":{},"geometry":{"type":"Point","coordinates":[-100.088611,25.453611]}}
IRMINA VILLARREAL MARTINEZ | Point | SANTIAGO | CITRÍCOLA NORTE | DIFERENTES USOS |  | 06NVL110799/24ILGR00 | 15.5 mil m³/año | [13 empty] | Fuente: CartoCrítica / REPDA CONAGUA 2024 | {"type":"Feature","properties":{},"geometry":{"type":"Point","coordinates":[-100.0875,25.453333]}}
LEONET PEREZ GUTIERREZ | Point | GUADALUPE | ÁREA METROPOLITANA DE MONTERREY | DIFERENTES USOS |  | 06NVL110802/24IPGR00 | 410 m³/año | [13 empty] | Fuente: CartoCrítica / REPDA CONAGUA 2024 | {"type":"Feature","properties":{},"geometry":{"type":"Point","coordinates":[-100.169722,25.626667]}}
LEONET PEREZ GUTIERREZ | Point | GUADALUPE | ÁREA METROPOLITANA DE MONTERREY | DIFERENTES USOS |  | 06NVL110802/24IPGR00 | 410 m³/año | [13 empty] | Fuente: CartoCrítica / REPDA CONAGUA 2024 | {"type":"Feature","properties":{},"geometry":{"type":"Point","coordinates":[-100.169167,25.626667]}}
GENARO GUADALUPE CANTU LOZANO | Point | APODACA | CITRÍCOLA NORTE | DIFERENTES USOS |  | 06NVL110899/24ILGR00 | 7.6 mil m³/año | [13 empty] | Fuente: CartoCrítica / REPDA CONAGUA 2024 | {"type":"Feature","properties":{},"geometry":{"type":"Point","coordinates":[-100.225833,25.822222]}}
ELENO AGUILAR HERNANDEZ | Point | GENERAL ZUAZUA | EL CARMEN-SALINAS-VICTORIA | DIFERENTES USOS |  | 06NVL110926/24ILGR00 | 3.9 mil m³/año | [13 empty] | Fuente: CartoCrítica / REPDA CONAGUA 2024 | {"type":"Feature","properties":{},"geometry":{"type":"Point","coordinates":[-100.077778,25.856944]}}
SALOME AGUILAR HERNANDEZ | Point | SALINAS VICTORIA | EL CARMEN-SALINAS-VICTORIA | DIFERENTES USOS |  | 06NVL110932/24ILGR00 | 18.8 mil m³/año | [13 empty] | Fuente: CartoCrítica / REPDA CONAGUA 2024 | {"type":"Feature","properties":{},"geometry":{"type":"Point","coordinates":[-100.256111,25.914167]}}
PABLO VILLAREAL GARZA | Point | APODACA | ÁREA METROPOLITANA DE MONTERREY | DOMÉSTICO |  | 06NVL111367/24CPGR00 | 821 m³/año | [13 empty] | Fuente: CartoCrítica / REPDA CONAGUA 2024 | {"type":"Feature","properties":{},"geometry":{"type":"Point","coordinates":[-100.257333,25.827917]}}
REYNOL TREVIÑO ELIZONDO | Point | APODACA | EL CARMEN-SALINAS-VICTORIA | DIFERENTES USOS |  | 06NVL111793/24ILGR00 | 6.3 mil m³/año | [13 empty] | Fuente: CartoCrítica / REPDA CONAGUA 2024 | {"type":"Feature","properties":{},"geometry":{"type":"Point","coordinates":[-100.137778,25.718889]}}
MANUEL OZIEL MEDRANO GARCIA Y/O OLIVIA ISABEL RODR | Point | SANTIAGO | CAÑÓN DEL HUAJUCO | DOMÉSTICO |  | 06NVL111913/24CLGR00 | 250 m³/año | [13 empty] | Fuente: CartoCrítica / REPDA CONAGUA 2024 | {"type":"Feature","properties":{},"geometry":{"type":"Point","coordinates":[-100.198611,25.393333]}}
GABRIEL ODRIOZOLA MYERS | Point | SALINAS VICTORIA | EL CARMEN-SALINAS-VICTORIA | DIFERENTES USOS |  | 06NVL112304/24IMGR01 | 206.7 mil m³/año | [13 empty] | Fuente: CartoCrítica / REPDA CONAGUA 2024 | {"type":"Feature","properties":{},"geometry":{"type":"Point","coordinates":[-100.080556,26.147222]}}
GABRIEL ODRIOZOLA MYERS | Point | SALINAS VICTORIA | EL CARMEN-SALINAS-VICTORIA | DIFERENTES USOS |  | 06NVL112304/24IMGR01 | 206.7 mil m³/año | [13 empty] | Fuente: CartoCrítica / REPDA CONAGUA 2024 | {"type":"Feature","properties":{},"geometry":{"type":"Point","coordinates":[-100.079167,26.144444]}}
GABRIEL ODRIOZOLA MYERS | Point | SALINAS VICTORIA | EL CARMEN-SALINAS-VICTORIA | DIFERENTES USOS |  | 06NVL112304/24IMGR01 | 206.7 mil m³/año | [13 empty] | Fuente: CartoCrítica / REPDA CONAGUA 2024 | {"type":"Feature","properties":{},"geometry":{"type":"Point","coordinates":[-100.069444,26.144444]}}
GABRIEL ODRIOZOLA MYERS | Point | SALINAS VICTORIA | EL CARMEN-SALINAS-VICTORIA | DIFERENTES USOS |  | 06NVL112304/24IMGR01 | 206.7 mil m³/año | [13 empty] | Fuente: CartoCrítica / REPDA CONAGUA 2024 | {"type":"Feature","properties":{},"geometry":{"type":"Point","coordinates":[-100.084722,26.145833]}}
GABRIEL ODRIOZOLA MYERS | Point | SALINAS VICTORIA | EL CARMEN-SALINAS-VICTORIA | DIFERENTES USOS |  | 06NVL112304/24IMGR01 | 206.7 mil m³/año | [13 empty] | Fuente: CartoCrítica / REPDA CONAGUA 2024 | {"type":"Feature","properties":{},"geometry":{"type":"Point","coordinates":[-100.088333,26.151111]}}
GABRIEL ODRIOZOLA MYERS | Point | SALINAS VICTORIA | EL CARMEN-SALINAS-VICTORIA | DIFERENTES USOS |  | 06NVL112304/24IMGR01 | 206.7 mil m³/año | [13 empty] | Fuente: CartoCrítica / REPDA CONAGUA 2024 | {"type":"Feature","properties":{},"geometry":{"type":"Point","coordinates":[-100.076389,26.133333]}}
GABRIEL ODRIOZOLA MYERS | Point | SALINAS VICTORIA | EL CARMEN-SALINAS-VICTORIA | DIFERENTES USOS |  | 06NVL112304/24IMGR01 | 206.7 mil m³/año | [13 empty] | Fuente: CartoCrítica / REPDA CONAGUA 2024 | {"type":"Feature","properties":{},"geometry":{"type":"Point","coordinates":[-100.096667,26.157778]}}
GABRIEL ODRIOZOLA MYERS | Point | SALINAS VICTORIA | EL CARMEN-SALINAS-VICTORIA | DIFERENTES USOS |  | 06NVL112304/24IMGR01 | 206.7 mil m³/año | [13 empty] | Fuente: CartoCrítica / REPDA CONAGUA 2024 | {"type":"Feature","properties":{},"geometry":{"type":"Point","coordinates":[-100.097222,26.158889]}}
GABRIEL ODRIOZOLA MYERS | Point | SALINAS VICTORIA | EL CARMEN-SALINAS-VICTORIA | DIFERENTES USOS |  | 06NVL112304/24IMGR01 | 206.7 mil m³/año | [13 empty] | Fuente: CartoCrítica / REPDA CONAGUA 2024 | {"type":"Feature","properties":{},"geometry":{"type":"Point","coordinates":[-100.1,26.166667]}}
AURORA ALEJANDRO MARTINEZ | Point | SANTIAGO | CAÑÓN DEL HUAJUCO | DOMÉSTICO |  | 06NVL112405/24CLGR01 | 500 m³/año | [13 empty] | Fuente: CartoCrítica / REPDA CONAGUA 2024 | {"type":"Feature","properties":{},"geometry":{"type":"Point","coordinates":[-100.152917,25.425278]}}
ALFONSO FERNANDEZ CANTU | Point | APODACA | ÁREA METROPOLITANA DE MONTERREY | DOMÉSTICO |  | 06NVL112698/24CPGR01 | 1.1 mil m³/año | [13 empty] | Fuente: CartoCrítica / REPDA CONAGUA 2024 | {"type":"Feature","properties":{},"geometry":{"type":"Point","coordinates":[-100.198056,25.75]}}
JOSE GUADALUPE GARZA SEPULVEDA | Point | MONTERREY | CAÑÓN DEL HUAJUCO | DOMÉSTICO |  | 2NVL100013/24CMGE94 | 660 m³/año | [13 empty] | Fuente: CartoCrítica / REPDA CONAGUA 2024 | {"type":"Feature","properties":{},"geometry":{"type":"Point","coordinates":[-100.233333,25.5]}}
MISAEL VALDEZ LLANAS | Point | SANTIAGO | CITRÍCOLA NORTE | DOMÉSTICO |  | 2NVL100934/24CLGR94 | 1.6 mil m³/año | [13 empty] | Fuente: CartoCrítica / REPDA CONAGUA 2024 | {"type":"Feature","properties":{},"geometry":{"type":"Point","coordinates":[-100.116667,25.383333]}}
VIADUCTOS DE PEAJE, S.A. DE C.V. | Point | APODACA | CHINA-GENERAL BRAVO | SERVICIOS |  | 2NVL101821/24EMGR94 | 2.5 mil m³/año | [13 empty] | Fuente: CartoCrítica / REPDA CONAGUA 2024 | {"type":"Feature","properties":{},"geometry":{"type":"Point","coordinates":[-100.161111,25.7875]}}
IGLESIA BAUTISTA BEREA DE MONTERREY, A.R. | Point | MONTERREY | CAÑÓN DEL HUAJUCO | DOMÉSTICO |  | 2NVL101944/24CMGR94 | 1.1 mil m³/año | [13 empty] | Fuente: CartoCrítica / REPDA CONAGUA 2024 | {"type":"Feature","properties":{},"geometry":{"type":"Point","coordinates":[-100.216667,25.541667]}}
TRANSPORTES CUAUHTEMOC, S. DE R.L. DE C.V. | Point | APODACA | ÁREA METROPOLITANA DE MONTERREY | SERVICIOS |  | 2NVL102188/24EMGE95 | 8.0 mil m³/año | [13 empty] | Fuente: CartoCrítica / REPDA CONAGUA 2024 | {"type":"Feature","properties":{},"geometry":{"type":"Point","coordinates":[-100.143611,25.784722]}}
OPERADORA SANTIAGO, S.A. DE C.V. | Point | SANTIAGO | CAÑÓN DEL HUAJUCO | SERVICIOS |  | 2NVL102189/24EMGE95 | 4.1 mil m³/año | [13 empty] | Fuente: CartoCrítica / REPDA CONAGUA 2024 | {"type":"Feature","properties":{},"geometry":{"type":"Point","coordinates":[-100.129167,25.402778]}}
JESUS CEPEDA COVARRUBIAS | Point | MONTERREY | CAÑÓN DEL HUAJUCO | DOMÉSTICO |  | 2NVL102514/24CLGE95 | 330 m³/año | [13 empty] | Fuente: CartoCrítica / REPDA CONAGUA 2024 | {"type":"Feature","properties":{},"geometry":{"type":"Point","coordinates":[-100.229444,25.547222]}}
ASOCIACION DE AVICULTORES DE GUADALUPE | Point | GUADALUPE | ÁREA METROPOLITANA DE MONTERREY | SERVICIOS |  | 2NVL102680/24ELGE96 | 160 m³/año | [13 empty] | Fuente: CartoCrítica / REPDA CONAGUA 2024 | {"type":"Feature","properties":{},"geometry":{"type":"Point","coordinates":[-100.170833,25.665278]}}
JESUS ANGEL ALATORRE GONZALEZ | Point | SANTA CATARINA | ÁREA METROPOLITANA DE MONTERREY | DIFERENTES USOS |  | 2NVL102716/24IMGR95 | 4.0 mil m³/año | [13 empty] | Fuente: CartoCrítica / REPDA CONAGUA 2024 | {"type":"Feature","properties":{},"geometry":{"type":"Point","coordinates":[-100.448056,25.685556]}}
JULIO CESAR VILLARREAL GUAJARDO | Point | MONTERREY | ÁREA METROPOLITANA DE MONTERREY | DOMÉSTICO |  | 2NVL102847/24CMGE95 | 365 m³/año | [13 empty] | Fuente: CartoCrítica / REPDA CONAGUA 2024 | {"type":"Feature","properties":{},"geometry":{"type":"Point","coordinates":[-100.235,25.55]}}
FRANCISCO SALDAÑA DE LA ROSA | Point | SANTIAGO | CAÑÓN DEL HUAJUCO | DOMÉSTICO |  | 2NVL102871/24CMGE95 | 1.8 mil m³/año | [13 empty] | Fuente: CartoCrítica / REPDA CONAGUA 2024 | {"type":"Feature","properties":{},"geometry":{"type":"Point","coordinates":[-100.166667,25.469444]}}
GUILLERMO RODRIGUEZ CHAVARRIA | Point | SANTIAGO | CAÑÓN DEL HUAJUCO | DOMÉSTICO |  | 2NVL102915/24CLGE96 | 60 m³/año | [13 empty] | Fuente: CartoCrítica / REPDA CONAGUA 2024 | {"type":"Feature","properties":{},"geometry":{"type":"Point","coordinates":[-100.180556,25.496111]}}
I.M.S.S. HOSPITAL GENERAL DE ZONA N 17 | Point | MONTERREY | ÁREA METROPOLITANA DE MONTERREY | SERVICIOS |  | 2NVL102938/24EMGE96 | 6.0 mil m³/año | [13 empty] | Fuente: CartoCrítica / REPDA CONAGUA 2024 | {"type":"Feature","properties":{},"geometry":{"type":"Point","coordinates":[-100.331111,25.7]}}
I.M.S.S. HOSPITAL REGIONAL DE PSIQUIATRIA N 22 | Point | MONTERREY | ÁREA METROPOLITANA DE MONTERREY | SERVICIOS |  | 2NVL102941/24ELGE96 | 180 m³/año | [13 empty] | Fuente: CartoCrítica / REPDA CONAGUA 2024 | {"type":"Feature","properties":{},"geometry":{"type":"Point","coordinates":[-100.330556,25.736389]}}
INVERSIONES ECA, S.A DE C.V. | Point | MONTERREY | ÁREA METROPOLITANA DE MONTERREY | SERVICIOS |  | 2NVL102949/24ELGE96 | 65.0 mil m³/año | [13 empty] | Fuente: CartoCrítica / REPDA CONAGUA 2024 | {"type":"Feature","properties":{},"geometry":{"type":"Point","coordinates":[-100.313333,25.665833]}}
INVERSIONES ECA, S.A DE C.V. | Point | MONTERREY | ÁREA METROPOLITANA DE MONTERREY | SERVICIOS |  | 2NVL102949/24ELGE96 | 65.0 mil m³/año | [13 empty] | Fuente: CartoCrítica / REPDA CONAGUA 2024 | {"type":"Feature","properties":{},"geometry":{"type":"Point","coordinates":[-100.313333,25.665278]}}
PEMEX GAS Y PETROQUIMICA BASICA | Point | MONTERREY | ÁREA METROPOLITANA DE MONTERREY | SERVICIOS |  | 2NVL102952/24EMGE96 | 8.0 mil m³/año | [13 empty] | Fuente: CartoCrítica / REPDA CONAGUA 2024 | {"type":"Feature","properties":{},"geometry":{"type":"Point","coordinates":[-100.276667,25.702222]}}
JOSE SERGIO SALDIVAR HERNANDEZ | Point | MONTERREY | ÁREA METROPOLITANA DE MONTERREY | DOMÉSTICO |  | 2NVL102977/24CLGE96 | 230 m³/año | [13 empty] | Fuente: CartoCrítica / REPDA CONAGUA 2024 | {"type":"Feature","properties":{},"geometry":{"type":"Point","coordinates":[-100.205556,25.530556]}}
JOSE SERNA SALINAS Y JACOBO AYALA VILLARREAL | Point | SANTIAGO | CAÑÓN DEL HUAJUCO | SERVICIOS |  | 2NVL102978/24ELGE96 | 20.0 mil m³/año | [13 empty] | Fuente: CartoCrítica / REPDA CONAGUA 2024 | {"type":"Feature","properties":{},"geometry":{"type":"Point","coordinates":[-100.191667,25.501389]}}
ALFREDO DAVILA DAVILA | Point | SANTIAGO | CAÑÓN DEL HUAJUCO | DOMÉSTICO |  | 2NVL103228/24CMGE96 | 200 m³/año | [13 empty] | Fuente: CartoCrítica / REPDA CONAGUA 2024 | {"type":"Feature","properties":{},"geometry":{"type":"Point","coordinates":[-100.405556,25.363611]}}
SERVICIOS INDUSTRIALES PEÑOLES, S.A. DE C.V. | Point | MONTERREY | ÁREA METROPOLITANA DE MONTERREY | SERVICIOS |  | 2NVL103361/24ELGE96 | 3.5 mil m³/año | [13 empty] | Fuente: CartoCrítica / REPDA CONAGUA 2024 | {"type":"Feature","properties":{},"geometry":{"type":"Point","coordinates":[-100.292222,25.671667]}}
JOSE SERNA SALINAS | Point | MONTERREY | ÁREA METROPOLITANA DE MONTERREY | DOMÉSTICO |  | 2NVL103367/24CMGE96 | 300 m³/año | [13 empty] | Fuente: CartoCrítica / REPDA CONAGUA 2024 | {"type":"Feature","properties":{},"geometry":{"type":"Point","coordinates":[-100.186111,25.505]}}
JOSE SERGIO SALDIVAR HERNANDEZ | Point | SANTA CATARINA | ÁREA METROPOLITANA DE MONTERREY | SERVICIOS |  | 2NVL103372/24ELGE96 | 680 m³/año | [13 empty] | Fuente: CartoCrítica / REPDA CONAGUA 2024 | {"type":"Feature","properties":{},"geometry":{"type":"Point","coordinates":[-100.45,25.666667]}}
RAMON CORTINA ESPINOZA | Point | MONTERREY | CAÑÓN DEL HUAJUCO | DOMÉSTICO |  | 2NVL103417/24CMGE97 | 657 m³/año | [13 empty] | Fuente: CartoCrítica / REPDA CONAGUA 2024 | {"type":"Feature","properties":{},"geometry":{"type":"Point","coordinates":[-100.231944,25.575]}}
CARLOS VILLARREAL FERNANDEZ Y/O NORA PEREZ DE VILL | Point | MONTERREY | CAÑÓN DEL HUAJUCO | DOMÉSTICO |  | 2NVL103418/24CPGE97 | 288 m³/año | [13 empty] | Fuente: CartoCrítica / REPDA CONAGUA 2024 | {"type":"Feature","properties":{},"geometry":{"type":"Point","coordinates":[-100.204722,25.490278]}}
ASOCIACION DE TRABAJADORES Y FAMILIARES DE L A S. | Point | GUADALUPE | ÁREA METROPOLITANA DE MONTERREY | SERVICIOS |  | 2NVL103509/24EMGE97 | 1.5 mil m³/año | [13 empty] | Fuente: CartoCrítica / REPDA CONAGUA 2024 | {"type":"Feature","properties":{},"geometry":{"type":"Point","coordinates":[-100.173611,25.647778]}}
QUIMODINAMICA, S. A. DE C. V. | Point | APODACA | ÁREA METROPOLITANA DE MONTERREY | SERVICIOS |  | 2NVL103687/24ELGE97 | 240 m³/año | [13 empty] | Fuente: CartoCrítica / REPDA CONAGUA 2024 | {"type":"Feature","properties":{},"geometry":{"type":"Point","coordinates":[-100.218889,25.815278]}}
GERARDO GALVAN AYALA | Point | SANTIAGO | CAÑÓN DEL HUAJUCO | DOMÉSTICO |  | 2NVL103775/24CLGE97 | 1.2 mil m³/año | [13 empty] | Fuente: CartoCrítica / REPDA CONAGUA 2024 | {"type":"Feature","properties":{},"geometry":{"type":"Point","coordinates":[-100.199167,25.474167]}}
ROGELIO MALDONADO GONZALEZ | Point | SANTIAGO | CAÑÓN DEL HUAJUCO | DOMÉSTICO |  | 2NVL103861/24CLGE97 | 500 m³/año | [13 empty] | Fuente: CartoCrítica / REPDA CONAGUA 2024 | {"type":"Feature","properties":{},"geometry":{"type":"Point","coordinates":[-100.165278,25.525]}}
RAMON VILLARREAL BENAVIDES | Point | MONTERREY | CAÑÓN DEL HUAJUCO | SERVICIOS |  | 2NVL104000/24ELGE97 | 500 m³/año | [13 empty] | Fuente: CartoCrítica / REPDA CONAGUA 2024 | {"type":"Feature","properties":{},"geometry":{"type":"Point","coordinates":[-100.208333,25.527778]}}
ALICIA VILLARREAL MARTINEZ | Point | MONTERREY | CAÑÓN DEL HUAJUCO | DIFERENTES USOS |  | 2NVL104006/24IMGE97 | 1.5 mil m³/año | [13 empty] | Fuente: CartoCrítica / REPDA CONAGUA 2024 | {"type":"Feature","properties":{},"geometry":{"type":"Point","coordinates":[-100.226389,25.545833]}}
HECTOR GERARDO GONZALEZ GARCIA | Point | GUADALUPE | ÁREA METROPOLITANA DE MONTERREY | SERVICIOS |  | 2NVL104082/24ELGE97 | 1.5 mil m³/año | [13 empty] | Fuente: CartoCrítica / REPDA CONAGUA 2024 | {"type":"Feature","properties":{},"geometry":{"type":"Point","coordinates":[-100.202778,25.678611]}}
ASOCIACION DE CHARROS DE MONTERREY, A. C. | Point | GUADALUPE | ÁREA METROPOLITANA DE MONTERREY | SERVICIOS |  | 2NVL104096/24ELGE97 | 365 m³/año | [13 empty] | Fuente: CartoCrítica / REPDA CONAGUA 2024 | {"type":"Feature","properties":{},"geometry":{"type":"Point","coordinates":[-100.2,25.645833]}}
I. S. S. S. T. E. (HOSPITAL REGIONAL) | Point | MONTERREY | ÁREA METROPOLITANA DE MONTERREY | SERVICIOS |  | 2NVL104097/24EMGE97 | 412 m³/año | [13 empty] | Fuente: CartoCrítica / REPDA CONAGUA 2024 | {"type":"Feature","properties":{},"geometry":{"type":"Point","coordinates":[-100.3625,25.704167]}}
PROPIE, S. A. DE C. V. | Point | SALINAS VICTORIA | EL CARMEN-SALINAS-VICTORIA | SERVICIOS |  | 2NVL104151/24EMGE97 | 350 m³/año | [13 empty] | Fuente: CartoCrítica / REPDA CONAGUA 2024 | {"type":"Feature","properties":{},"geometry":{"type":"Point","coordinates":[-100.289167,25.969444]}}
REFRACTARIOS H. W. FLIR, S. A. DE C. V. | Point | MONTERREY | ÁREA METROPOLITANA DE MONTERREY | SERVICIOS |  | 2NVL104184/24EMGE97 | 1.6 mil m³/año | [13 empty] | Fuente: CartoCrítica / REPDA CONAGUA 2024 | {"type":"Feature","properties":{},"geometry":{"type":"Point","coordinates":[-100.286111,25.694444]}}
REFRACTARIOS H. W. FLIR, S. A. DE C. V. | Point | MONTERREY | ÁREA METROPOLITANA DE MONTERREY | SERVICIOS |  | 2NVL104184/24EMGE97 | 1.6 mil m³/año | [13 empty] | Fuente: CartoCrítica / REPDA CONAGUA 2024 | {"type":"Feature","properties":{},"geometry":{"type":"Point","coordinates":[-100.284167,25.699444]}}
IDALIA LEAL DE FLORES | Point | SANTIAGO | CAÑÓN DEL HUAJUCO | DOMÉSTICO |  | 2NVL104185/24CPGE97 | 78 m³/año | [13 empty] | Fuente: CartoCrítica / REPDA CONAGUA 2024 | {"type":"Feature","properties":{},"geometry":{"type":"Point","coordinates":[-100.208333,25.522222]}}
ALEJANDRO RUIZ VELASCO DE LA GARZA | Point | MONTERREY | ÁREA METROPOLITANA DE MONTERREY | DOMÉSTICO |  | 2NVL104197/24CLGE98 | 273 m³/año | [13 empty] | Fuente: CartoCrítica / REPDA CONAGUA 2024 | {"type":"Feature","properties":{},"geometry":{"type":"Point","coordinates":[-100.275556,25.584444]}}
RICARDO SANTIAGO DE LOS SANTOS GONZALEZ, MATILDE G | Point | GUADALUPE | ÁREA METROPOLITANA DE MONTERREY | DOMÉSTICO |  | 2NVL104245/24CMGE98 | 300 m³/año | [13 empty] | Fuente: CartoCrítica / REPDA CONAGUA 2024 | {"type":"Feature","properties":{},"geometry":{"type":"Point","coordinates":[-100.238889,25.688333]}}
TERESO ROQUE AGUILAR | Point | GENERAL ZUAZUA | EL CARMEN-SALINAS-VICTORIA | DIFERENTES USOS |  | 2NVL104439/24IMGR97 | 600 m³/año | [13 empty] | Fuente: CartoCrítica / REPDA CONAGUA 2024 | {"type":"Feature","properties":{},"geometry":{"type":"Point","coordinates":[-100.140278,25.886111]}}
VIDAL ORTI GARCIA | Point | GENERAL ZUAZUA | ÁREA METROPOLITANA DE MONTERREY | DIFERENTES USOS |  | 2NVL104460/24IMGR97 | 4.0 mil m³/año | [13 empty] | Fuente: CartoCrítica / REPDA CONAGUA 2024 | {"type":"Feature","properties":{},"geometry":{"type":"Point","coordinates":[-100.15,25.851389]}}
JOSE DAVID GONZALEZ GONZALEZ, OLINDA GUTIERREZ LOZ | Point | GENERAL ZUAZUA | EL CARMEN-SALINAS-VICTORIA | DIFERENTES USOS |  | 06NVL113052/24ILGR01 | 25.0 mil m³/año | [13 empty] | Fuente: CartoCrítica / REPDA CONAGUA 2024 | {"type":"Feature","properties":{},"geometry":{"type":"Point","coordinates":[-100.083611,25.868889]}}
JAIME HUMBERTO TAMEZ FIDALGO | Point | MONTERREY | ÁREA METROPOLITANA DE MONTERREY | SERVICIOS |  | 06NVL113148/24ELGR01 | 390 m³/año | [13 empty] | Fuente: CartoCrítica / REPDA CONAGUA 2024 | {"type":"Feature","properties":{},"geometry":{"type":"Point","coordinates":[-100.281667,25.706389]}}
JOSE SANTOS MARTINEZ VILLAREAL | Point | SANTIAGO | CAÑÓN DEL HUAJUCO | DIFERENTES USOS |  | 06NVL110661/24ILGR00 | 12.6 mil m³/año | [13 empty] | Fuente: CartoCrítica / REPDA CONAGUA 2024 | {"type":"Feature","properties":{},"geometry":{"type":"Point","coordinates":[-100.138333,25.422222]}}
JOSE SANTOS MARTINEZ VILLAREAL | Point | SANTIAGO | CAÑÓN DEL HUAJUCO | DIFERENTES USOS |  | 06NVL110661/24ILGR00 | 12.6 mil m³/año | [13 empty] | Fuente: CartoCrítica / REPDA CONAGUA 2024 | {"type":"Feature","properties":{},"geometry":{"type":"Point","coordinates":[-100.138611,25.4225]}}
MARIO JAVIER MORENO GUTIERREZ | Point | SANTIAGO | CAÑÓN DEL HUAJUCO | DOMÉSTICO |  | 2NVL100001/24CMGE94 | 438 m³/año | [13 empty] | Fuente: CartoCrítica / REPDA CONAGUA 2024 | {"type":"Feature","properties":{},"geometry":{"type":"Point","coordinates":[-100.214722,25.4725]}}
MARCELINO VILLARREAL LOZANO | Point | SANTIAGO | CAÑÓN DEL HUAJUCO | DOMÉSTICO |  | 2NVL100805/24CLGR94 | 548 m³/año | [13 empty] | Fuente: CartoCrítica / REPDA CONAGUA 2024 | {"type":"Feature","properties":{},"geometry":{"type":"Point","coordinates":[-100.192222,25.471667]}}
TIBURCIO PEREZ GONZALEZ | Point | GUADALUPE | ÁREA METROPOLITANA DE MONTERREY | DOMÉSTICO |  | 06NVL105982/24CLGR01 | 540 m³/año | [13 empty] | Fuente: CartoCrítica / REPDA CONAGUA 2024 | {"type":"Feature","properties":{},"geometry":{"type":"Point","coordinates":[-100.195556,25.636667]}}
BERNARDO BICHARA KAWAS | Point | GUADALUPE | ÁREA METROPOLITANA DE MONTERREY | SERVICIOS |  | 2NVL100810/24EMGR94 | 1.8 mil m³/año | [13 empty] | Fuente: CartoCrítica / REPDA CONAGUA 2024 | {"type":"Feature","properties":{},"geometry":{"type":"Point","coordinates":[-100.1125,25.676389]}}
VALLE ALTO, A.C. | Point | MONTERREY | ÁREA METROPOLITANA DE MONTERREY | SERVICIOS |  | 2NVL102144/24EMGE95 | 160.0 mil m³/año | [13 empty] | Fuente: CartoCrítica / REPDA CONAGUA 2024 | {"type":"Feature","properties":{},"geometry":{"type":"Point","coordinates":[-100.263056,25.567222]}}
VALLE ALTO, A.C. | Point | MONTERREY | ÁREA METROPOLITANA DE MONTERREY | SERVICIOS |  | 2NVL102144/24EMGE95 | 160.0 mil m³/año | [13 empty] | Fuente: CartoCrítica / REPDA CONAGUA 2024 | {"type":"Feature","properties":{},"geometry":{"type":"Point","coordinates":[-100.268889,25.578333]}}
VALLE ALTO, A.C. | Point | MONTERREY | ÁREA METROPOLITANA DE MONTERREY | SERVICIOS |  | 2NVL102144/24EMGE95 | 160.0 mil m³/año | [13 empty] | Fuente: CartoCrítica / REPDA CONAGUA 2024 | {"type":"Feature","properties":{},"geometry":{"type":"Point","coordinates":[-100.270833,25.569444]}}
VALLE ALTO, A.C. | Point | MONTERREY | ÁREA METROPOLITANA DE MONTERREY | SERVICIOS |  | 2NVL102144/24EMGE95 | 160.0 mil m³/año | [13 empty] | Fuente: CartoCrítica / REPDA CONAGUA 2024 | {"type":"Feature","properties":{},"geometry":{"type":"Point","coordinates":[-100.266111,25.578333]}}
VALLE ALTO, A.C. | Point | MONTERREY | ÁREA METROPOLITANA DE MONTERREY | SERVICIOS |  | 2NVL102144/24EMGE95 | 160.0 mil m³/año | [13 empty] | Fuente: CartoCrítica / REPDA CONAGUA 2024 | {"type":"Feature","properties":{},"geometry":{"type":"Point","coordinates":[-100.263333,25.570278]}}
VALLE ALTO, A.C. | Point | MONTERREY | ÁREA METROPOLITANA DE MONTERREY | SERVICIOS |  | 2NVL102144/24EMGE95 | 160.0 mil m³/año | [13 empty] | Fuente: CartoCrítica / REPDA CONAGUA 2024 | {"type":"Feature","properties":{},"geometry":{"type":"Point","coordinates":[-100.283056,25.565278]}}
VALLE ALTO, A.C. | Point | MONTERREY | ÁREA METROPOLITANA DE MONTERREY | SERVICIOS |  | 2NVL102144/24EMGE95 | 160.0 mil m³/año | [13 empty] | Fuente: CartoCrítica / REPDA CONAGUA 2024 | {"type":"Feature","properties":{},"geometry":{"type":"Point","coordinates":[-100.269167,25.566944]}}
TORIBIO ALFARO GONZALEZ | Point | SALINAS VICTORIA | EL CARMEN-SALINAS-VICTORIA | DIFERENTES USOS |  | 06NVL112677/24ILGR02 | 21.0 mil m³/año | [13 empty] | Fuente: CartoCrítica / REPDA CONAGUA 2024 | {"type":"Feature","properties":{},"geometry":{"type":"Point","coordinates":[-100.221944,26.107778]}}
TORIBIO ALFARO GONZALEZ | Point | SALINAS VICTORIA | EL CARMEN-SALINAS-VICTORIA | DIFERENTES USOS |  | 06NVL112677/24ILGR02 | 21.0 mil m³/año | [13 empty] | Fuente: CartoCrítica / REPDA CONAGUA 2024 | {"type":"Feature","properties":{},"geometry":{"type":"Point","coordinates":[-100.2225,26.108611]}}
GUILLERMO GUADALUPE TREVIÑO BALLESTEROS | Point | SANTIAGO | CAÑÓN DEL HUAJUCO | DOMÉSTICO |  | 06NVL113225/24CLGR02 | 1.0 mil m³/año | [13 empty] | Fuente: CartoCrítica / REPDA CONAGUA 2024 | {"type":"Feature","properties":{},"geometry":{"type":"Point","coordinates":[-100.115833,25.372778]}}
GRUPO RUCA, S.A. DE C.V. | Point | GUADALUPE | ÁREA METROPOLITANA DE MONTERREY | SERVICIOS |  | 06NVL113481/24EMGR02 | 2.0 mil m³/año | [13 empty] | Fuente: CartoCrítica / REPDA CONAGUA 2024 | {"type":"Feature","properties":{},"geometry":{"type":"Point","coordinates":[-100.169444,25.691111]}}
ANA MARIA GUTIERREZ CANTU | Point | GENERAL ZUAZUA | EL CARMEN-SALINAS-VICTORIA | DIFERENTES USOS |  | 06NVL111698/24IMGR02 | 70.0 mil m³/año | [13 empty] | Fuente: CartoCrítica / REPDA CONAGUA 2024 | {"type":"Feature","properties":{},"geometry":{"type":"Point","coordinates":[-100.168056,25.910833]}}
HECTOR ISAO HONGO TSUJI | Point | MONTERREY | CAÑÓN DEL HUAJUCO | DOMÉSTICO |  | 06NVL112397/24CLGR02 | 1.1 mil m³/año | [13 empty] | Fuente: CartoCrítica / REPDA CONAGUA 2024 | {"type":"Feature","properties":{},"geometry":{"type":"Point","coordinates":[-100.208889,25.539167]}}
JAIME HUMBERTO GARZA ALVAREZ | Point | MONTERREY | CAÑÓN DEL HUAJUCO | DOMÉSTICO |  | 06NVL102934/24CMGE03 | 547 m³/año | [13 empty] | Fuente: CartoCrítica / REPDA CONAGUA 2024 | {"type":"Feature","properties":{},"geometry":{"type":"Point","coordinates":[-100.238333,25.563056]}}
YOLANDA CHAPA GARZA, IRMA CHAPA GARZA, HERMILA CHA | Point | MONTERREY | ÁREA METROPOLITANA DE MONTERREY | DOMÉSTICO |  | 06NVL113210/24CMGR02 | 274 m³/año | [13 empty] | Fuente: CartoCrítica / REPDA CONAGUA 2024 | {"type":"Feature","properties":{},"geometry":{"type":"Point","coordinates":[-100.710278,25.527222]}}
FERNANDO TURNER DAVILA | Point | SANTIAGO | CAÑÓN DEL HUAJUCO | DOMÉSTICO |  | 06NVL113791/24CMGR03 | 1.5 mil m³/año | [13 empty] | Fuente: CartoCrítica / REPDA CONAGUA 2024 | {"type":"Feature","properties":{},"geometry":{"type":"Point","coordinates":[-100.173611,25.4075]}}
JESUS CAMACHO GARZA | Point | MONTERREY | CAÑÓN DEL HUAJUCO | DOMÉSTICO |  | 06NVL113848/24CLGR03 | 160 m³/año | [13 empty] | Fuente: CartoCrítica / REPDA CONAGUA 2024 | {"type":"Feature","properties":{},"geometry":{"type":"Point","coordinates":[-100.207306,25.532861]}}
PATRICIA DENISSE PALACIOS ROBLEDO | Point | SANTIAGO | CAÑÓN DEL HUAJUCO | DOMÉSTICO |  | 2NVL104198/24CPGR98 | 100 m³/año | [13 empty] | Fuente: CartoCrítica / REPDA CONAGUA 2024 | {"type":"Feature","properties":{},"geometry":{"type":"Point","coordinates":[-100.168056,25.465278]}}
JUAN FRANCISCO RIVERA BEDOYA Y NORCEDALIA TREVIÑO | Point | MONTERREY | CAÑÓN DEL HUAJUCO | DOMÉSTICO |  | 06NVL113763/24CLGR03 | 550 m³/año | [13 empty] | Fuente: CartoCrítica / REPDA CONAGUA 2024 | {"type":"Feature","properties":{},"geometry":{"type":"Point","coordinates":[-100.216111,25.529167]}}
ANGELICA SEIFERT ORTIZ | Point | SALINAS VICTORIA | EL CARMEN-SALINAS-VICTORIA | DIFERENTES USOS |  | 06NVL113910/24ILGR03 | 4.6 mil m³/año | [13 empty] | Fuente: CartoCrítica / REPDA CONAGUA 2024 | {"type":"Feature","properties":{},"geometry":{"type":"Point","coordinates":[-100.2925,25.955361]}}
ANGELICA SEIFERT ORTIZ | Point | SALINAS VICTORIA | EL CARMEN-SALINAS-VICTORIA | DIFERENTES USOS |  | 06NVL113910/24ILGR03 | 4.6 mil m³/año | [13 empty] | Fuente: CartoCrítica / REPDA CONAGUA 2024 | {"type":"Feature","properties":{},"geometry":{"type":"Point","coordinates":[-100.291917,25.954639]}}
RODOLFO CANTU AYALA | Point | SALINAS VICTORIA | EL CARMEN-SALINAS-VICTORIA | DOMÉSTICO |  | 06NVL113914/24CLGR03 | 150 m³/año | [13 empty] | Fuente: CartoCrítica / REPDA CONAGUA 2024 | {"type":"Feature","properties":{},"geometry":{"type":"Point","coordinates":[-100.325611,26.105417]}}
RODOLFO CANTU AYALA | Point | SALINAS VICTORIA | EL CARMEN-SALINAS-VICTORIA | DOMÉSTICO |  | 06NVL113915/24CLGR03 | 150 m³/año | [13 empty] | Fuente: CartoCrítica / REPDA CONAGUA 2024 | {"type":"Feature","properties":{},"geometry":{"type":"Point","coordinates":[-100.317722,26.05]}}
EDUARDO VAZQUEZ ALARCON | Point | SANTIAGO | CAÑÓN DEL HUAJUCO | DOMÉSTICO |  | 2NVL102848/24CMGE95 | 200 m³/año | [13 empty] | Fuente: CartoCrítica / REPDA CONAGUA 2024 | {"type":"Feature","properties":{},"geometry":{"type":"Point","coordinates":[-100.100833,25.4425]}}
ONIX FUTURA, S. A. DE C. V. | Point | APODACA | ÁREA METROPOLITANA DE MONTERREY | SERVICIOS |  | 2NVL102869/24EMGE95 | 1.3 mil m³/año | [13 empty] | Fuente: CartoCrítica / REPDA CONAGUA 2024 | {"type":"Feature","properties":{},"geometry":{"type":"Point","coordinates":[-98.230556,25.799444]}}
EPIFANIO SALAZAR REYES | Point | SANTIAGO | ÁREA METROPOLITANA DE MONTERREY | DOMÉSTICO |  | 2NVL102872/24CMGE95 | 360 m³/año | [13 empty] | Fuente: CartoCrítica / REPDA CONAGUA 2024 | {"type":"Feature","properties":{},"geometry":{"type":"Point","coordinates":[-100.165278,25.486111]}}
ERIC WILLIAM GUSTAFSON CEDER | Point | MONTERREY | CAÑÓN DEL HUAJUCO | DOMÉSTICO |  | 06NVL112736/24CMGR03 | 438 m³/año | [13 empty] | Fuente: CartoCrítica / REPDA CONAGUA 2024 | {"type":"Feature","properties":{},"geometry":{"type":"Point","coordinates":[-100.275556,25.569444]}}
FILIBERTO DE JESUS VALDES LANKENAU | Point | MONTERREY | CAÑÓN DEL HUAJUCO | DOMÉSTICO |  | 06NVL114032/24CLGR04 | 200 m³/año | [13 empty] | Fuente: CartoCrítica / REPDA CONAGUA 2024 | {"type":"Feature","properties":{},"geometry":{"type":"Point","coordinates":[-100.210194,25.529722]}}
CARLOS WALTERIO ESCAMILLA QUIÑONES | Point | GENERAL ZUAZUA | EL CARMEN-SALINAS-VICTORIA | DIFERENTES USOS |  | 06NVL114033/24ILGR04 | 42.0 mil m³/año | [13 empty] | Fuente: CartoCrítica / REPDA CONAGUA 2024 | {"type":"Feature","properties":{},"geometry":{"type":"Point","coordinates":[-100.121639,25.873861]}}
CARLOS WALTERIO ESCAMILLA QUIÑONES | Point | GENERAL ZUAZUA | EL CARMEN-SALINAS-VICTORIA | DIFERENTES USOS |  | 06NVL114033/24ILGR04 | 42.0 mil m³/año | [13 empty] | Fuente: CartoCrítica / REPDA CONAGUA 2024 | {"type":"Feature","properties":{},"geometry":{"type":"Point","coordinates":[-100.122139,25.875]}}
CARLOS WALTERIO ESCAMILLA QUIÑONES | Point | GENERAL ZUAZUA | EL CARMEN-SALINAS-VICTORIA | DIFERENTES USOS |  | 06NVL114033/24ILGR04 | 42.0 mil m³/año | [13 empty] | Fuente: CartoCrítica / REPDA CONAGUA 2024 | {"type":"Feature","properties":{},"geometry":{"type":"Point","coordinates":[-100.119417,25.876806]}}
JESUS DIMAS VEGA GARCIA | Point | SANTIAGO | CAÑÓN DEL HUAJUCO | DOMÉSTICO |  | 06NVL114057/24CLGR04 | 3.6 mil m³/año | [13 empty] | Fuente: CartoCrítica / REPDA CONAGUA 2024 | {"type":"Feature","properties":{},"geometry":{"type":"Point","coordinates":[-100.194056,25.490083]}}
RUBEN CARLOS AYALA LEDEZMA | Point | GENERAL ESCOBEDO | EL CARMEN-SALINAS-VICTORIA | DOMÉSTICO |  | 06NVL113874/24CLGR04 | 1.0 mil m³/año | [13 empty] | Fuente: CartoCrítica / REPDA CONAGUA 2024 | {"type":"Feature","properties":{},"geometry":{"type":"Point","coordinates":[-100.339083,25.839417]}}
JAIME RENATO VILLARREAL SANTOS | Point | GENERAL ESCOBEDO | ÁREA METROPOLITANA DE MONTERREY | SERVICIOS |  | 2NVL102111/24ELGE94 | 2.1 mil m³/año | [13 empty] | Fuente: CartoCrítica / REPDA CONAGUA 2024 | {"type":"Feature","properties":{},"geometry":{"type":"Point","coordinates":[-100.268889,25.815278]}}
I.M.S.S. UNIDAD DE MEDICINA FAMILIAR N 32 | Point | GUADALUPE | ÁREA METROPOLITANA DE MONTERREY | SERVICIOS |  | 2NVL102944/24EMGE96 | 10.0 mil m³/año | [13 empty] | Fuente: CartoCrítica / REPDA CONAGUA 2024 | {"type":"Feature","properties":{},"geometry":{"type":"Point","coordinates":[-100.261667,25.676944]}}
HERNAN LOZANO GARZA | Point | SANTIAGO | CAÑÓN DEL HUAJUCO | DOMÉSTICO |  | 2NVL103521/24CLGE97 | 548 m³/año | [13 empty] | Fuente: CartoCrítica / REPDA CONAGUA 2024 | {"type":"Feature","properties":{},"geometry":{"type":"Point","coordinates":[-100.177222,25.455556]}}
VICTOR HUGO MARTINEZ GONZALEZ | Point | APODACA | ÁREA METROPOLITANA DE MONTERREY | SERVICIOS |  | 2NVL104150/24EPGE97 | 370 m³/año | [13 empty] | Fuente: CartoCrítica / REPDA CONAGUA 2024 | {"type":"Feature","properties":{},"geometry":{"type":"Point","coordinates":[-100.2375,25.758889]}}
LUIS CARLOS GONZALEZ GARCIA | Point | MONTERREY | CAÑÓN DEL HUAJUCO | DOMÉSTICO |  | 06NVL111560/24CMGR00 | 1.4 mil m³/año | [13 empty] | Fuente: CartoCrítica / REPDA CONAGUA 2024 | {"type":"Feature","properties":{},"geometry":{"type":"Point","coordinates":[-100.226389,25.545278]}}
COMERCIAL CHEVROLET, S.A. DE C.V. | Point | MONTERREY | ÁREA METROPOLITANA DE MONTERREY | SERVICIOS |  | 2NVL102119/24EMGE95 | 4.0 mil m³/año | [13 empty] | Fuente: CartoCrítica / REPDA CONAGUA 2024 | {"type":"Feature","properties":{},"geometry":{"type":"Point","coordinates":[-100.298056,25.626389]}}
MARIA EUGENIA CARDENAS REYES | Point | MONTERREY | CAÑÓN DEL HUAJUCO | DOMÉSTICO |  | 2NVL100011/24CMGE94 | 550 m³/año | [13 empty] | Fuente: CartoCrítica / REPDA CONAGUA 2024 | {"type":"Feature","properties":{},"geometry":{"type":"Point","coordinates":[-100.213333,25.537222]}}
CAMPOS Y HOTELES DE APARTAMENTOS, S. A. | Point | MONTERREY | ÁREA METROPOLITANA DE MONTERREY | SERVICIOS |  | 2NVL104001/24ELGE97 | 20.0 mil m³/año | [13 empty] | Fuente: CartoCrítica / REPDA CONAGUA 2024 | {"type":"Feature","properties":{},"geometry":{"type":"Point","coordinates":[-100.316667,25.704167]}}
ANDRES TREVIÑO TREVIÑO | Point | SALINAS VICTORIA | EL CARMEN-SALINAS-VICTORIA | DOMÉSTICO |  | 06NVL114301/24CLGR05 | 500 m³/año | [13 empty] | Fuente: CartoCrítica / REPDA CONAGUA 2024 | {"type":"Feature","properties":{},"geometry":{"type":"Point","coordinates":[-100.293833,25.9525]}}
PATRICIO GARCIA GONZALEZ | Point | GENERAL ESCOBEDO | EL CARMEN-SALINAS-VICTORIA | DOMÉSTICO |  | 06NVL114315/24CLGR05 | 385 m³/año | [13 empty] | Fuente: CartoCrítica / REPDA CONAGUA 2024 | {"type":"Feature","properties":{},"geometry":{"type":"Point","coordinates":[-100.275,25.815278]}}
GRUPO INMOBILIARIO CAMA, S. A. DE C. V. | Point | APODACA | ÁREA METROPOLITANA DE MONTERREY | SERVICIOS |  | 2NVL103508/24ELGE97 | 4.6 mil m³/año | [13 empty] | Fuente: CartoCrítica / REPDA CONAGUA 2024 | {"type":"Feature","properties":{},"geometry":{"type":"Point","coordinates":[-100.248611,25.828333]}}
CRISTINA MORENO PEREZ | Point | SANTIAGO | CAÑÓN DEL HUAJUCO | DOMÉSTICO |  | 06NVL111373/24CMGR00 | 273 m³/año | [13 empty] | Fuente: CartoCrítica / REPDA CONAGUA 2024 | {"type":"Feature","properties":{},"geometry":{"type":"Point","coordinates":[-100.1,25.435556]}}
HERIBERTO GONZALEZ CANTU | Point | SALINAS VICTORIA | EL CARMEN-SALINAS-VICTORIA | DOMÉSTICO |  | 06NVL114561/24CMGR05 | 1.0 mil m³/año | [13 empty] | Fuente: CartoCrítica / REPDA CONAGUA 2024 | {"type":"Feature","properties":{},"geometry":{"type":"Point","coordinates":[-100.277583,26.067972]}}
LETICIA VILLARREAL GARZA | Point | MONTERREY | CAÑÓN DEL HUAJUCO | DOMÉSTICO |  | 06NVL114620/24CMGR05 | 880 m³/año | [13 empty] | Fuente: CartoCrítica / REPDA CONAGUA 2024 | {"type":"Feature","properties":{},"geometry":{"type":"Point","coordinates":[-100.226667,25.360833]}}
RODOLFO MANUEL SALAZAR VILLAGOMEZ | Point | SANTIAGO | CAÑÓN DEL HUAJUCO | DOMÉSTICO |  | 06NVL114595/24CMGR06 | 300 m³/año | [13 empty] | Fuente: CartoCrítica / REPDA CONAGUA 2024 | {"type":"Feature","properties":{},"geometry":{"type":"Point","coordinates":[-100.167222,25.484444]}}
ARTURO VILLARREAL FLORES | Point | GUADALUPE | ÁREA METROPOLITANA DE MONTERREY | DOMÉSTICO |  | 06NVL114501/24CMGR06 | 450 m³/año | [13 empty] | Fuente: CartoCrítica / REPDA CONAGUA 2024 | {"type":"Feature","properties":{},"geometry":{"type":"Point","coordinates":[-100.176389,25.710556]}}
RICARDO JOSE MANLLO KURI | Point | SANTIAGO | CAÑÓN DEL HUAJUCO | DOMÉSTICO |  | 06NVL114694/24CMGR06 | 1.1 mil m³/año | [13 empty] | Fuente: CartoCrítica / REPDA CONAGUA 2024 | {"type":"Feature","properties":{},"geometry":{"type":"Point","coordinates":[-100.123611,25.416389]}}
RAMONA ESPINOZA NUNCIO | Point | SALINAS VICTORIA | EL CARMEN-SALINAS-VICTORIA | DOMÉSTICO |  | 06NVL114732/24CLGR06 | 390 m³/año | [13 empty] | Fuente: CartoCrítica / REPDA CONAGUA 2024 | {"type":"Feature","properties":{},"geometry":{"type":"Point","coordinates":[-100.289556,25.856556]}}
JUAN ENRIQUE LECHUGA PRIEGO Y SANDRA PATRICIA MORE | Point | MONTERREY | CAÑÓN DEL HUAJUCO | DOMÉSTICO |  | 06NVL114777/24CMGR06 | 990 m³/año | [13 empty] | Fuente: CartoCrítica / REPDA CONAGUA 2024 | {"type":"Feature","properties":{},"geometry":{"type":"Point","coordinates":[-100.228056,25.573889]}}
PABLO ARRIAGA BERNAL | Point | SALINAS VICTORIA | EL CARMEN-SALINAS-VICTORIA | DOMÉSTICO |  | 06NVL114740/24CLGR06 | 150 m³/año | [13 empty] | Fuente: CartoCrítica / REPDA CONAGUA 2024 | {"type":"Feature","properties":{},"geometry":{"type":"Point","coordinates":[-100.301389,26.058889]}}
VIADUCTOS DE PEAJE, S.A. DE C.V. | Point | SANTA CATARINA | EL CARMEN-SALINAS-VICTORIA | SERVICIOS |  | 06NVL114808/24EMGR06 | 4.0 mil m³/año | [13 empty] | Fuente: CartoCrítica / REPDA CONAGUA 2024 | {"type":"Feature","properties":{},"geometry":{"type":"Point","coordinates":[-100.430778,25.795139]}}
JOSE DE JESUS OCHOA CUEVAS | Point | APODACA | EL CARMEN-SALINAS-VICTORIA | DOMÉSTICO |  | 06NVL114577/24CMGR06 | 500 m³/año | [13 empty] | Fuente: CartoCrítica / REPDA CONAGUA 2024 | {"type":"Feature","properties":{},"geometry":{"type":"Point","coordinates":[-100.238028,25.850278]}}
JOSE DE JESUS OCHOA CUEVAS | Point | APODACA | EL CARMEN-SALINAS-VICTORIA | DOMÉSTICO |  | 06NVL114578/24CMGR06 | 500 m³/año | [13 empty] | Fuente: CartoCrítica / REPDA CONAGUA 2024 | {"type":"Feature","properties":{},"geometry":{"type":"Point","coordinates":[-100.238056,25.847556]}}
ABRAHAM MARTINEZ TAVITAS | Point | SALINAS VICTORIA | EL CARMEN-SALINAS-VICTORIA | DOMÉSTICO |  | 06NVL114562/24CMOC07 | 328 m³/año | [13 empty] | Fuente: CartoCrítica / REPDA CONAGUA 2024 | {"type":"Feature","properties":{},"geometry":{"type":"Point","coordinates":[-100.290194,25.85975]}}
NANCY DONAHUE FIELDS | Point | SANTIAGO | CAÑÓN DEL HUAJUCO | DOMÉSTICO |  | 06NVL114810/24CLOC07 | 720 m³/año | [13 empty] | Fuente: CartoCrítica / REPDA CONAGUA 2024 | {"type":"Feature","properties":{},"geometry":{"type":"Point","coordinates":[-100.214722,25.4725]}}
ANTONIO JAVIER AGUILLON DE LA ROSA | Point | GENERAL ESCOBEDO | EL CARMEN-SALINAS-VICTORIA | DOMÉSTICO |  | 06NVL114822/24CPOC07 | 712 m³/año | [13 empty] | Fuente: CartoCrítica / REPDA CONAGUA 2024 | {"type":"Feature","properties":{},"geometry":{"type":"Point","coordinates":[-100.314167,25.818889]}}
SAMUEL JAIME ELIZONDO GARCIA | Point | SANTIAGO | CAÑÓN DEL HUAJUCO | DOMÉSTICO |  | 06NVL114871/24CLOC07 | 825 m³/año | [13 empty] | Fuente: CartoCrítica / REPDA CONAGUA 2024 | {"type":"Feature","properties":{},"geometry":{"type":"Point","coordinates":[-100.137694,25.432111]}}
BENITA MIRANDA RODRIGUEZ | Point | SALINAS VICTORIA | EL CARMEN-SALINAS-VICTORIA | DOMÉSTICO |  | 06NVL114882/24CLOC07 | 1.0 mil m³/año | [13 empty] | Fuente: CartoCrítica / REPDA CONAGUA 2024 | {"type":"Feature","properties":{},"geometry":{"type":"Point","coordinates":[-100.367778,26.085]}}
ERIKA MONROY FONSECA | Point | MONTERREY | CAÑÓN DEL HUAJUCO | DOMÉSTICO |  | 06NVL114881/24CLOC07 | 820 m³/año | [13 empty] | Fuente: CartoCrítica / REPDA CONAGUA 2024 | {"type":"Feature","properties":{},"geometry":{"type":"Point","coordinates":[-100.211667,25.526389]}}
JESUS MARIA CANTU GARZA | Point | SALINAS VICTORIA | EL CARMEN-SALINAS-VICTORIA | DOMÉSTICO |  | 06NVL114911/24CLOC07 | 1.1 mil m³/año | [13 empty] | Fuente: CartoCrítica / REPDA CONAGUA 2024 | {"type":"Feature","properties":{},"geometry":{"type":"Point","coordinates":[-100.282222,25.945833]}}
JAVIER VALDEZ COBARRUBIAS | Point | SANTA CATARINA | CAMPO BUENOS AIRES | DOMÉSTICO |  | 06NVL114912/24CMOC07 | 864 m³/año | [13 empty] | Fuente: CartoCrítica / REPDA CONAGUA 2024 | {"type":"Feature","properties":{},"geometry":{"type":"Point","coordinates":[-100.525556,25.4925]}}
ALAN ESCOBEDO LOPEZ | Point | SANTIAGO | CAÑÓN DEL HUAJUCO | DOMÉSTICO |  | 06NVL114928/24CLOC07 | 972 m³/año | [13 empty] | Fuente: CartoCrítica / REPDA CONAGUA 2024 | {"type":"Feature","properties":{},"geometry":{"type":"Point","coordinates":[-100.191111,25.472778]}}
SOCIEDAD COPERATIVA DE CONSUMO DE SERVICIOS AEREOS | Point | APODACA | EL CARMEN-SALINAS-VICTORIA | SERVICIOS |  | 06NVL114933/24ELOC07 | 80.0 mil m³/año | [13 empty] | Fuente: CartoCrítica / REPDA CONAGUA 2024 | {"type":"Feature","properties":{},"geometry":{"type":"Point","coordinates":[-100.237306,25.860111]}}
ANA MARIA MONTEMAYOR HERNANDEZ | Point | MONTERREY | CAÑÓN DEL HUAJUCO | DOMÉSTICO |  | 06NVL114935/24CLOC07 | 864 m³/año | [13 empty] | Fuente: CartoCrítica / REPDA CONAGUA 2024 | {"type":"Feature","properties":{},"geometry":{"type":"Point","coordinates":[-100.222222,25.546667]}}
CLUB DEL LAGO, A.C. | Point | MONTERREY | ÁREA METROPOLITANA DE MONTERREY | SERVICIOS |  | 2NVL102113/24EMGE95 | 5.3 mil m³/año | [13 empty] | Fuente: CartoCrítica / REPDA CONAGUA 2024 | {"type":"Feature","properties":{},"geometry":{"type":"Point","coordinates":[-100.294722,25.620278]}}
ASOCIACION REGIOMONTANA DE CAZA Y TIRO, A.C. | Point | SANTA CATARINA | ÁREA METROPOLITANA DE MONTERREY | SERVICIOS |  | 06NVL110947/24EMGR00 | 706 m³/año | [13 empty] | Fuente: CartoCrítica / REPDA CONAGUA 2024 | {"type":"Feature","properties":{},"geometry":{"type":"Point","coordinates":[-100.543333,25.6825]}}
REBECA RODRIGUEZ ARIZPE | Point | SANTIAGO | CAÑÓN DEL HUAJUCO | DOMÉSTICO |  | 06NVL114832/24CLOC07 | 52 m³/año | [13 empty] | Fuente: CartoCrítica / REPDA CONAGUA 2024 | {"type":"Feature","properties":{},"geometry":{"type":"Point","coordinates":[-100.19525,25.474472]}}
INSTITUTO MEXICANO DEL SEGURO SOCIAL, CENTRAL DE S | Point | MONTERREY | ÁREA METROPOLITANA DE MONTERREY | SERVICIOS |  | 06NVL103139/24ELOC07 | 100.0 mil m³/año | [13 empty] | Fuente: CartoCrítica / REPDA CONAGUA 2024 | {"type":"Feature","properties":{},"geometry":{"type":"Point","coordinates":[-100.369444,25.724722]}}
JARDINES DEL SANTO CRISTO DE SALTILLO, S. A. DE C. | Point | GUADALUPE | ÁREA METROPOLITANA DE MONTERREY | SERVICIOS |  | 06NVL103363/24EMOC07 | 1.2 mil m³/año | [13 empty] | Fuente: CartoCrítica / REPDA CONAGUA 2024 | {"type":"Feature","properties":{},"geometry":{"type":"Point","coordinates":[-100.201667,25.681111]}}
DAVID EMIGDIO CHAPA GUTIERREZ | Point | GENERAL ZUAZUA | EL CARMEN-SALINAS-VICTORIA | DIFERENTES USOS |  | 06NVL103793/24ILOC07 | 21.0 mil m³/año | [13 empty] | Fuente: CartoCrítica / REPDA CONAGUA 2024 | {"type":"Feature","properties":{},"geometry":{"type":"Point","coordinates":[-100.105556,25.861667]}}
JULIANA MORALES CISNEROS | Point | SALINAS VICTORIA | EL CARMEN-SALINAS-VICTORIA | DOMÉSTICO |  | 06NVL114962/24CMOC07 | 1.1 mil m³/año | [13 empty] | Fuente: CartoCrítica / REPDA CONAGUA 2024 | {"type":"Feature","properties":{},"geometry":{"type":"Point","coordinates":[-100.283611,26.076389]}}
JUAN MORALES CISNEROS | Point | SALINAS VICTORIA | EL CARMEN-SALINAS-VICTORIA | DOMÉSTICO |  | 06NVL114964/24CLOC07 | 1.1 mil m³/año | [13 empty] | Fuente: CartoCrítica / REPDA CONAGUA 2024 | {"type":"Feature","properties":{},"geometry":{"type":"Point","coordinates":[-100.261389,26.045833]}}
JUAN MORALES CISNEROS | Point | SALINAS VICTORIA | EL CARMEN-SALINAS-VICTORIA | DOMÉSTICO |  | 06NVL114965/24CMOC07 | 1.1 mil m³/año | [13 empty] | Fuente: CartoCrítica / REPDA CONAGUA 2024 | {"type":"Feature","properties":{},"geometry":{"type":"Point","coordinates":[-100.283056,26.083889]}}
JUAN MORALES CISNEROS | Point | SALINAS VICTORIA | EL CARMEN-SALINAS-VICTORIA | DOMÉSTICO |  | 06NVL114966/24CLOC07 | 1.1 mil m³/año | [13 empty] | Fuente: CartoCrítica / REPDA CONAGUA 2024 | {"type":"Feature","properties":{},"geometry":{"type":"Point","coordinates":[-100.265556,26.044722]}}
JESUS ARMANDO VALLE FABELA | Point | SANTIAGO | CAÑÓN DEL HUAJUCO | DOMÉSTICO |  | 06NVL114990/24CMOC07 | 3.0 mil m³/año | [13 empty] | Fuente: CartoCrítica / REPDA CONAGUA 2024 | {"type":"Feature","properties":{},"geometry":{"type":"Point","coordinates":[-100.193056,25.475278]}}
AGUSTIN JAIME MOLINA GARCIA | Point | SANTIAGO | CAÑÓN DEL HUAJUCO | DOMÉSTICO |  | 06NVL104102/24CMOC07 | 262 m³/año | [13 empty] | Fuente: CartoCrítica / REPDA CONAGUA 2024 | {"type":"Feature","properties":{},"geometry":{"type":"Point","coordinates":[-100.274444,25.583889]}}
MARIMAGA, S.A. DE C.V. | Point | APODACA | EL CARMEN-SALINAS-VICTORIA | SERVICIOS |  | 06NVL115034/24ELOC07 | 41.0 mil m³/año | [13 empty] | Fuente: CartoCrítica / REPDA CONAGUA 2024 | {"type":"Feature","properties":{},"geometry":{"type":"Point","coordinates":[-100.155556,25.816667]}}
URBANIZACIONES GAMMA, S.A. DE C.V. | Point | GUADALUPE | ÁREA METROPOLITANA DE MONTERREY | SERVICIOS |  | 06NVL115036/24EMOC07 | 23.6 mil m³/año | [13 empty] | Fuente: CartoCrítica / REPDA CONAGUA 2024 | {"type":"Feature","properties":{},"geometry":{"type":"Point","coordinates":[-100.1495,25.668778]}}
MARGIL GARZA GARZA | Point | SANTIAGO | CAÑÓN DEL HUAJUCO | DOMÉSTICO |  | 06NVL114999/24CLOC07 | 765 m³/año | [13 empty] | Fuente: CartoCrítica / REPDA CONAGUA 2024 | {"type":"Feature","properties":{},"geometry":{"type":"Point","coordinates":[-100.184444,25.438056]}}
HERMAN FRIEDRICH RUTHER JACOBS | Point | MONTERREY | CAÑÓN DEL HUAJUCO | DOMÉSTICO |  | 06NVL115061/24CLOC07 | 972 m³/año | [13 empty] | Fuente: CartoCrítica / REPDA CONAGUA 2024 | {"type":"Feature","properties":{},"geometry":{"type":"Point","coordinates":[-100.226667,25.562278]}}
ALBERTO PEREZ MARTINEZ | Point | GENERAL ZUAZUA | EL CARMEN-SALINAS-VICTORIA | DIFERENTES USOS |  | 06NVL103790/24ILOC07 | 41.5 mil m³/año | [13 empty] | Fuente: CartoCrítica / REPDA CONAGUA 2024 | {"type":"Feature","properties":{},"geometry":{"type":"Point","coordinates":[-100.111111,25.923056]}}
INED, S.A. DE C.V. | Point | SALINAS VICTORIA | EL CARMEN-SALINAS-VICTORIA | SERVICIOS |  | 06NVL115088/24EMOC08 | 5.0 mil m³/año | [13 empty] | Fuente: CartoCrítica / REPDA CONAGUA 2024 | {"type":"Feature","properties":{},"geometry":{"type":"Point","coordinates":[-100.270556,25.886944]}}
PATRICIA, ALEJANDRA, NORMA ESPERANZA, LETICIA, CAR | Point | MONTERREY | CAÑÓN DEL HUAJUCO | DOMÉSTICO |  | 06NVL115090/24CMOC08 | 2.5 mil m³/año | [13 empty] | Fuente: CartoCrítica / REPDA CONAGUA 2024 | {"type":"Feature","properties":{},"geometry":{"type":"Point","coordinates":[-100.215889,25.547694]}}
CARLOS ENRIQUE DELGADO NAVARRO | Point | MONTERREY | CAÑÓN DEL HUAJUCO | DOMÉSTICO |  | 06NVL115092/24CMOC08 | 1.1 mil m³/año | [13 empty] | Fuente: CartoCrítica / REPDA CONAGUA 2024 | {"type":"Feature","properties":{},"geometry":{"type":"Point","coordinates":[-100.232222,24.548333]}}
ROBERTO LEAL TRIANA | Point | MONTERREY | ÁREA METROPOLITANA DE MONTERREY | DOMÉSTICO |  | 2NVL103337/24CLGE96 | 80 m³/año | [13 empty] | Fuente: CartoCrítica / REPDA CONAGUA 2024 | {"type":"Feature","properties":{},"geometry":{"type":"Point","coordinates":[-100.188889,25.508889]}}
NORBERTO JASSO SILVA | Point | GUADALUPE | ÁREA METROPOLITANA DE MONTERREY | DOMÉSTICO |  | 06NVL104092/24CLOC08 | 300 m³/año | [13 empty] | Fuente: CartoCrítica / REPDA CONAGUA 2024 | {"type":"Feature","properties":{},"geometry":{"type":"Point","coordinates":[-100.2,25.645833]}}
ADRIAN MARTINEZ MARTINEZ | Point | SANTIAGO | CAÑÓN DEL HUAJUCO | DOMÉSTICO |  | 06NVL115110/24CLOC08 | 1.1 mil m³/año | [13 empty] | Fuente: CartoCrítica / REPDA CONAGUA 2024 | {"type":"Feature","properties":{},"geometry":{"type":"Point","coordinates":[-100.176472,25.479167]}}
DAVID MANUEL AYALA FLORES | Point | SALINAS VICTORIA | EL CARMEN-SALINAS-VICTORIA | DOMÉSTICO |  | 06NVL115111/24CLOC08 | 1.1 mil m³/año | [13 empty] | Fuente: CartoCrítica / REPDA CONAGUA 2024 | {"type":"Feature","properties":{},"geometry":{"type":"Point","coordinates":[-100.296389,25.947222]}}
REYNALDO GARZA DEL POZO | Point | MONTERREY | CAÑÓN DEL HUAJUCO | DOMÉSTICO |  | 06NVL115113/24CLOC08 | 1.1 mil m³/año | [13 empty] | Fuente: CartoCrítica / REPDA CONAGUA 2024 | {"type":"Feature","properties":{},"geometry":{"type":"Point","coordinates":[-100.259361,25.573167]}}
PATRICIA JUNCO MENDEZ | Point | SANTIAGO | CAÑÓN DEL HUAJUCO | DOMÉSTICO |  | 06NVL115114/24CPOC08 | 1.0 mil m³/año | [13 empty] | Fuente: CartoCrítica / REPDA CONAGUA 2024 | {"type":"Feature","properties":{},"geometry":{"type":"Point","coordinates":[-100.14325,25.439667]}}
CARLOS GONZALEZ GARZA | Point | SALINAS VICTORIA | EL CARMEN-SALINAS-VICTORIA | DIFERENTES USOS |  | 06NVL115101/24ILOC08 | 158.9 mil m³/año | [13 empty] | Fuente: CartoCrítica / REPDA CONAGUA 2024 | {"type":"Feature","properties":{},"geometry":{"type":"Point","coordinates":[-100.113333,26.161944]}}
CARLOS GONZALEZ GARZA | Point | SALINAS VICTORIA | EL CARMEN-SALINAS-VICTORIA | DIFERENTES USOS |  | 06NVL115101/24ILOC08 | 158.9 mil m³/año | [13 empty] | Fuente: CartoCrítica / REPDA CONAGUA 2024 | {"type":"Feature","properties":{},"geometry":{"type":"Point","coordinates":[-100.116944,26.164444]}}
CARLOS GONZALEZ GARZA | Point | SALINAS VICTORIA | EL CARMEN-SALINAS-VICTORIA | DIFERENTES USOS |  | 06NVL115101/24ILOC08 | 158.9 mil m³/año | [13 empty] | Fuente: CartoCrítica / REPDA CONAGUA 2024 | {"type":"Feature","properties":{},"geometry":{"type":"Point","coordinates":[-100.121111,26.160833]}}
PEMEX GAS Y PETROQUIMICA BASICA | Point | GENERAL ESCOBEDO | ÁREA METROPOLITANA DE MONTERREY | SERVICIOS |  | 06NVL102924/24EMOC08 | 2.9 mil m³/año | [13 empty] | Fuente: CartoCrítica / REPDA CONAGUA 2024 | {"type":"Feature","properties":{},"geometry":{"type":"Point","coordinates":[-100.336667,25.815278]}}
ELISA ELIZONDO GONZALEZ | Point | APODACA | ÁREA METROPOLITANA DE MONTERREY | DOMÉSTICO |  | 06NVL104260/24CLOC08 | 262 m³/año | [13 empty] | Fuente: CartoCrítica / REPDA CONAGUA 2024 | {"type":"Feature","properties":{},"geometry":{"type":"Point","coordinates":[-100.141667,25.718056]}}
SALIM NICOLAS MAYSEN GARZA | Point | MONTERREY | CAÑÓN DEL HUAJUCO | DOMÉSTICO |  | 06NVL115026/24CLOC07 | 1.0 mil m³/año | [13 empty] | Fuente: CartoCrítica / REPDA CONAGUA 2024 | {"type":"Feature","properties":{},"geometry":{"type":"Point","coordinates":[-100.22,25.546944]}}
OSCAR RAFAEL RODRIGUEZ CAVAZOS | Point | SANTIAGO | CAÑÓN DEL HUAJUCO | DOMÉSTICO |  | 06NVL115116/24CLOC08 | 1.2 mil m³/año | [13 empty] | Fuente: CartoCrítica / REPDA CONAGUA 2024 | {"type":"Feature","properties":{},"geometry":{"type":"Point","coordinates":[-100.159611,25.470944]}}
HECTOR RENE GONZALEZ GONZALEZ | Point | MONTERREY | CAÑÓN DEL HUAJUCO | DOMÉSTICO |  | 06NVL115129/24CLOC08 | 1.1 mil m³/año | [13 empty] | Fuente: CartoCrítica / REPDA CONAGUA 2024 | {"type":"Feature","properties":{},"geometry":{"type":"Point","coordinates":[-100.194417,25.524694]}}
HECTOR MARIO FERNANDEZ PARRA | Point | MONTERREY | CAÑÓN DEL HUAJUCO | DOMÉSTICO |  | 06NVL115130/24CLOC08 | 936 m³/año | [13 empty] | Fuente: CartoCrítica / REPDA CONAGUA 2024 | {"type":"Feature","properties":{},"geometry":{"type":"Point","coordinates":[-100.213222,25.546222]}}
CONRADO VILLARREAL GUAJARDO | Point | APODACA | EL CARMEN-SALINAS-VICTORIA | DIFERENTES USOS |  | 06NVL115138/24IPOC08 | 13.2 mil m³/año | [13 empty] | Fuente: CartoCrítica / REPDA CONAGUA 2024 | {"type":"Feature","properties":{},"geometry":{"type":"Point","coordinates":[-100.218583,25.818361]}}
ORSAN DEL NORTE, S.A. DE C.V. | Point | SANTA CATARINA | ÁREA METROPOLITANA DE MONTERREY | SERVICIOS |  | 06NVL104039/24ELGR05 | 5.5 mil m³/año | [13 empty] | Fuente: CartoCrítica / REPDA CONAGUA 2024 | {"type":"Feature","properties":{},"geometry":{"type":"Point","coordinates":[-100.472778,24.686111]}}
LINEAS URBANAS DEL NORESTE, S. A. DE C. V. | Point | MONTERREY | ÁREA METROPOLITANA DE MONTERREY | SERVICIOS |  | 06NVL104249/24ELOC08 | 1.4 mil m³/año | [13 empty] | Fuente: CartoCrítica / REPDA CONAGUA 2024 | {"type":"Feature","properties":{},"geometry":{"type":"Point","coordinates":[-100.331944,25.728056]}}
RUTA 35, S. A. DE C. V. | Point | MONTERREY | ÁREA METROPOLITANA DE MONTERREY | SERVICIOS |  | 06NVL104250/24ELOC08 | 2.7 mil m³/año | [13 empty] | Fuente: CartoCrítica / REPDA CONAGUA 2024 | {"type":"Feature","properties":{},"geometry":{"type":"Point","coordinates":[-100.360833,25.723333]}}
GRACIELA MARIA DE LOS DOLORES, MARIA CRISTINA, MAR | Point | APODACA | ÁREA METROPOLITANA DE MONTERREY | DIFERENTES USOS |  | 06NVL114628/24ILOC08 | 118.0 mil m³/año | [13 empty] | Fuente: CartoCrítica / REPDA CONAGUA 2024 | {"type":"Feature","properties":{},"geometry":{"type":"Point","coordinates":[-100.101389,25.730833]}}
GRACIELA MARIA DE LOS DOLORES, MARIA CRISTINA, MAR | Point | APODACA | ÁREA METROPOLITANA DE MONTERREY | DIFERENTES USOS |  | 06NVL114628/24ILOC08 | 118.0 mil m³/año | [13 empty] | Fuente: CartoCrítica / REPDA CONAGUA 2024 | {"type":"Feature","properties":{},"geometry":{"type":"Point","coordinates":[-100.103333,25.718611]}}
GRACIELA MARIA DE LOS DOLORES, MARIA CRISTINA, MAR | Point | APODACA | ÁREA METROPOLITANA DE MONTERREY | DIFERENTES USOS |  | 06NVL114628/24ILOC08 | 118.0 mil m³/año | [13 empty] | Fuente: CartoCrítica / REPDA CONAGUA 2024 | {"type":"Feature","properties":{},"geometry":{"type":"Point","coordinates":[-100.105833,25.72]}}
GRACIELA MARIA DE LOS DOLORES, MARIA CRISTINA, MAR | Point | APODACA | ÁREA METROPOLITANA DE MONTERREY | DIFERENTES USOS |  | 06NVL114628/24ILOC08 | 118.0 mil m³/año | [13 empty] | Fuente: CartoCrítica / REPDA CONAGUA 2024 | {"type":"Feature","properties":{},"geometry":{"type":"Point","coordinates":[-100.102778,25.727778]}}
GRACIELA MARIA DE LOS DOLORES, MARIA CRISTINA, MAR | Point | APODACA | ÁREA METROPOLITANA DE MONTERREY | DIFERENTES USOS |  | 06NVL114628/24ILOC08 | 118.0 mil m³/año | [13 empty] | Fuente: CartoCrítica / REPDA CONAGUA 2024 | {"type":"Feature","properties":{},"geometry":{"type":"Point","coordinates":[-100.113056,25.722778]}}
GRACIELA MARIA DE LOS DOLORES, MARIA CRISTINA, MAR | Point | APODACA | ÁREA METROPOLITANA DE MONTERREY | DIFERENTES USOS |  | 06NVL114628/24ILOC08 | 118.0 mil m³/año | [13 empty] | Fuente: CartoCrítica / REPDA CONAGUA 2024 | {"type":"Feature","properties":{},"geometry":{"type":"Point","coordinates":[-100.104722,25.725]}}
GRACIELA MARIA DE LOS DOLORES, MARIA CRISTINA, MAR | Point | APODACA | ÁREA METROPOLITANA DE MONTERREY | DIFERENTES USOS |  | 06NVL114628/24ILOC08 | 118.0 mil m³/año | [13 empty] | Fuente: CartoCrítica / REPDA CONAGUA 2024 | {"type":"Feature","properties":{},"geometry":{"type":"Point","coordinates":[-100.100833,25.720833]}}
GRACIELA MARIA DE LOS DOLORES, MARIA CRISTINA, MAR | Point | APODACA | ÁREA METROPOLITANA DE MONTERREY | DIFERENTES USOS |  | 06NVL114628/24ILOC08 | 118.0 mil m³/año | [13 empty] | Fuente: CartoCrítica / REPDA CONAGUA 2024 | {"type":"Feature","properties":{},"geometry":{"type":"Point","coordinates":[-100.111389,25.719444]}}
AEROPUERTO DE MONTERREY, S.A. DE C.V. | Point | APODACA | ÁREA METROPOLITANA DE MONTERREY | SERVICIOS |  | 06NVL115080/24EMOC08 | 50.0 mil m³/año | [13 empty] | Fuente: CartoCrítica / REPDA CONAGUA 2024 | {"type":"Feature","properties":{},"geometry":{"type":"Point","coordinates":[-100.113611,25.776389]}}
VICTOR MANUEL TREVIÑO VARGAS Y MARIA LAURA STILLE | Point | MONTERREY | CAÑÓN DEL HUAJUCO | DOMÉSTICO |  | 06NVL115120/24CLOC08 | 1.2 mil m³/año | [13 empty] | Fuente: CartoCrítica / REPDA CONAGUA 2024 | {"type":"Feature","properties":{},"geometry":{"type":"Point","coordinates":[-100.2165,25.543333]}}
FERNANDO GARZA BALBOA Y/O SILVIA TAMEZ GARZA | Point | MONTERREY | CAÑÓN DEL HUAJUCO | DOMÉSTICO |  | 06NVL115159/24CLOC08 | 1.1 mil m³/año | [13 empty] | Fuente: CartoCrítica / REPDA CONAGUA 2024 | {"type":"Feature","properties":{},"geometry":{"type":"Point","coordinates":[-100.243333,25.573889]}}
FERNANDO GARZA BALBOA | Point | MONTERREY | CAÑÓN DEL HUAJUCO | DOMÉSTICO |  | 06NVL115160/24CLOC08 | 1.1 mil m³/año | [13 empty] | Fuente: CartoCrítica / REPDA CONAGUA 2024 | {"type":"Feature","properties":{},"geometry":{"type":"Point","coordinates":[-100.2425,25.5725]}}
TRANSPORTACION URBANA DE MONTERREY, S. A. DE C. V. | Point | MONTERREY | ÁREA METROPOLITANA DE MONTERREY | SERVICIOS |  | 06NVL104247/24ELOC08 | 1.1 mil m³/año | [13 empty] | Fuente: CartoCrítica / REPDA CONAGUA 2024 | {"type":"Feature","properties":{},"geometry":{"type":"Point","coordinates":[-100.3775,25.765556]}}
ALFONSO SALAZAR TAMEZ Y AMPARO ERNESTINA SALAZAR T | Point | SANTIAGO | CAÑÓN DEL HUAJUCO | DOMÉSTICO |  | 06NVL104269/24CLOC08 | 700 m³/año | [13 empty] | Fuente: CartoCrítica / REPDA CONAGUA 2024 | {"type":"Feature","properties":{},"geometry":{"type":"Point","coordinates":[-100.116667,25.370833]}}
JOSE ALBERTO VILLARREAL VILLARREAL Y ROSA VALDES S | Point | MONTERREY | CAÑÓN DEL HUAJUCO | DOMÉSTICO |  | 06NVL104290/24CMOC08 | 943 m³/año | [13 empty] | Fuente: CartoCrítica / REPDA CONAGUA 2024 | {"type":"Feature","properties":{},"geometry":{"type":"Point","coordinates":[-100.234444,25.578333]}}
LUIS ALBERTO VILLARREAL CABRERA | Point | SANTIAGO | CAÑÓN DEL HUAJUCO | DOMÉSTICO |  | 06NVL106726/24CLOC08 | 350 m³/año | [13 empty] | Fuente: CartoCrítica / REPDA CONAGUA 2024 | {"type":"Feature","properties":{},"geometry":{"type":"Point","coordinates":[-100.096944,25.441111]}}
IRMA LUCINA BENAVIDES GARCIA | Point | SANTIAGO | CAÑÓN DEL HUAJUCO | DOMÉSTICO |  | 06NVL106745/24CLGR99 | 350 m³/año | [13 empty] | Fuente: CartoCrítica / REPDA CONAGUA 2024 | {"type":"Feature","properties":{},"geometry":{"type":"Point","coordinates":[-100.087778,25.447222]}}
MARIA XIMENA PEREZ PRIA MARTINEZ, MARIA FERNANDA P | Point | MONTERREY | CAÑÓN DEL HUAJUCO | DOMÉSTICO |  | 06NVL115202/24CLOC08 | 1.5 mil m³/año | [13 empty] | Fuente: CartoCrítica / REPDA CONAGUA 2024 | {"type":"Feature","properties":{},"geometry":{"type":"Point","coordinates":[-100.223056,25.546944]}}
COMISION FEDERAL DE ELECTRICIDAD, CENTRALTERMOELEC | Point | MONTERREY | ÁREA METROPOLITANA DE MONTERREY | DIFERENTES USOS |  | 06NVL100309/24IMOC08 | 2.36 Mm³/año | [13 empty] | Fuente: CartoCrítica / REPDA CONAGUA 2024 | {"type":"Feature","properties":{},"geometry":{"type":"Point","coordinates":[-100.360556,25.677222]}}
COMISION FEDERAL DE ELECTRICIDAD, CENTRALTERMOELEC | Point | MONTERREY | ÁREA METROPOLITANA DE MONTERREY | DIFERENTES USOS |  | 06NVL100309/24IMOC08 | 2.36 Mm³/año | [13 empty] | Fuente: CartoCrítica / REPDA CONAGUA 2024 | {"type":"Feature","properties":{},"geometry":{"type":"Point","coordinates":[-100.36,25.677222]}}
COMISION FEDERAL DE ELECTRICIDAD, CENTRALTERMOELEC | Point | MONTERREY | ÁREA METROPOLITANA DE MONTERREY | DIFERENTES USOS |  | 06NVL100309/24IMOC08 | 2.36 Mm³/año | [13 empty] | Fuente: CartoCrítica / REPDA CONAGUA 2024 | {"type":"Feature","properties":{},"geometry":{"type":"Point","coordinates":[-100.359444,25.6775]}}
COMISION FEDERAL DE ELECTRICIDAD, CENTRALTERMOELEC | Point | MONTERREY | ÁREA METROPOLITANA DE MONTERREY | DIFERENTES USOS |  | 06NVL100309/24IMOC08 | 2.36 Mm³/año | [13 empty] | Fuente: CartoCrítica / REPDA CONAGUA 2024 | {"type":"Feature","properties":{},"geometry":{"type":"Point","coordinates":[-100.357778,25.678056]}}
CONDOMINIO DEL NORTE, S. A. DE C. V. | Point | MONTERREY | ÁREA METROPOLITANA DE MONTERREY | SERVICIOS |  | 06NVL103779/24ELOC08 | 6.0 mil m³/año | [13 empty] | Fuente: CartoCrítica / REPDA CONAGUA 2024 | {"type":"Feature","properties":{},"geometry":{"type":"Point","coordinates":[-100.313889,25.670833]}}
MARIO ALBERTO MARTINEZ DAVILA Y MARTHA ADRIANA QUE | Point | SANTIAGO | CAÑÓN DEL HUAJUCO | DOMÉSTICO |  | 06NVL104149/24CLOC08 | 985 m³/año | [13 empty] | Fuente: CartoCrítica / REPDA CONAGUA 2024 | {"type":"Feature","properties":{},"geometry":{"type":"Point","coordinates":[-100.166667,25.447222]}}
EDUARDO OCTAVIO RODRIGUEZ HERNANDEZ | Point | SANTIAGO | CAÑÓN DEL HUAJUCO | DOMÉSTICO |  | 06NVL106741/24CLOC08 | 350 m³/año | [13 empty] | Fuente: CartoCrítica / REPDA CONAGUA 2024 | {"type":"Feature","properties":{},"geometry":{"type":"Point","coordinates":[-100.096944,25.447222]}}
JORGE ALBERTO MORALES MORENO | Point | SALINAS VICTORIA | EL CARMEN-SALINAS-VICTORIA | DOMÉSTICO |  | 06NVL114963/24CMOC08 | 1.1 mil m³/año | [13 empty] | Fuente: CartoCrítica / REPDA CONAGUA 2024 | {"type":"Feature","properties":{},"geometry":{"type":"Point","coordinates":[-100.285278,26.093056]}}
INMOBILIARIA COSMOPLUS, S.A. DE C.V. | Point | APODACA | ÁREA METROPOLITANA DE MONTERREY | SERVICIOS |  | 06NVL115211/24EMOC08 | 40.0 mil m³/año | [13 empty] | Fuente: CartoCrítica / REPDA CONAGUA 2024 | {"type":"Feature","properties":{},"geometry":{"type":"Point","coordinates":[-100.146417,25.784028]}}
ARTEMIO JESUS GARZA RODRIGUEZ, RAMIRO AURELIO MONT | Point | MONTERREY | CAÑÓN DEL HUAJUCO | DOMÉSTICO |  | 06NVL114132/24CMOC08 | 1.0 mil m³/año | [13 empty] | Fuente: CartoCrítica / REPDA CONAGUA 2024 | {"type":"Feature","properties":{},"geometry":{"type":"Point","coordinates":[-100.249917,25.576194]}}
JOSEFA TREVIÑO TREVIÑO | Point | SALINAS VICTORIA | EL CARMEN-SALINAS-VICTORIA | DOMÉSTICO |  | 06NVL114302/24CLOC08 | 650 m³/año | [13 empty] | Fuente: CartoCrítica / REPDA CONAGUA 2024 | {"type":"Feature","properties":{},"geometry":{"type":"Point","coordinates":[-100.294056,25.953111]}}
MARIO ALEJANDRO CHAPA JULIEN | Point | SANTIAGO | CAÑÓN DEL HUAJUCO | DOMÉSTICO |  | 06NVL115233/24CMOC08 | 1.5 mil m³/año | [13 empty] | Fuente: CartoCrítica / REPDA CONAGUA 2024 | {"type":"Feature","properties":{},"geometry":{"type":"Point","coordinates":[-100.188833,25.445389]}}
JOSE CARLOS MUÑOZ VILLANEDA | Point | SANTIAGO | CAÑÓN DEL HUAJUCO | DOMÉSTICO |  | 06NVL115234/24CLOC08 | 1.1 mil m³/año | [13 empty] | Fuente: CartoCrítica / REPDA CONAGUA 2024 | {"type":"Feature","properties":{},"geometry":{"type":"Point","coordinates":[-100.191194,25.499806]}}
SALVADOR CASTELAN SAAVEDRA | Point | MONTERREY | CAÑÓN DEL HUAJUCO | SERVICIOS |  | 2NVL103416/24ELGE97 | 3.9 mil m³/año | [13 empty] | Fuente: CartoCrítica / REPDA CONAGUA 2024 | {"type":"Feature","properties":{},"geometry":{"type":"Point","coordinates":[-100.252222,25.560556]}}
FERNANDO CAVAZOS RODRIGUEZ Y/O MARICELA IVONE DE L | Point | MONTERREY | CAÑÓN DEL HUAJUCO | DOMÉSTICO |  | 06NVL115451/24CLOC09 | 360 m³/año | [13 empty] | Fuente: CartoCrítica / REPDA CONAGUA 2024 | {"type":"Feature","properties":{},"geometry":{"type":"Point","coordinates":[-100.214667,25.543111]}}
OSCAR CANALES ELIZONDO | Point | SANTIAGO | CAÑÓN DEL HUAJUCO | DOMÉSTICO |  | 2NVL102109/24CMGE94 | 912 m³/año | [13 empty] | Fuente: CartoCrítica / REPDA CONAGUA 2024 | {"type":"Feature","properties":{},"geometry":{"type":"Point","coordinates":[-100.174444,25.468056]}}
ROGELIO BERMUDEZ GONZALEZ | Point | SANTIAGO | CAÑÓN DEL HUAJUCO | DOMÉSTICO |  | 06NVL106689/24CLGR99 | 350 m³/año | [13 empty] | Fuente: CartoCrítica / REPDA CONAGUA 2024 | {"type":"Feature","properties":{},"geometry":{"type":"Point","coordinates":[-100.086389,25.4475]}}
RAMIRO CABRERA GARCIA | Point | SANTIAGO | CAÑÓN DEL HUAJUCO | DOMÉSTICO |  | 06NVL106695/24CLOC08 | 350 m³/año | [13 empty] | Fuente: CartoCrítica / REPDA CONAGUA 2024 | {"type":"Feature","properties":{},"geometry":{"type":"Point","coordinates":[-100.095278,25.442222]}}
JOSE DE LA GARZA TREVIÑO | Point | SANTIAGO | CAÑÓN DEL HUAJUCO | DOMÉSTICO |  | 06NVL106728/24CLGR99 | 350 m³/año | [13 empty] | Fuente: CartoCrítica / REPDA CONAGUA 2024 | {"type":"Feature","properties":{},"geometry":{"type":"Point","coordinates":[-100.086111,25.449444]}}
JOSE GERARDO TREVIÑO PALAFOX | Point | SANTIAGO | CAÑÓN DEL HUAJUCO | DOMÉSTICO |  | 06NVL106735/24CLGR99 | 700 m³/año | [13 empty] | Fuente: CartoCrítica / REPDA CONAGUA 2024 | {"type":"Feature","properties":{},"geometry":{"type":"Point","coordinates":[-100.085278,25.448889]}}
JOSE GERARDO TREVIÑO PALAFOX | Point | SANTIAGO | CAÑÓN DEL HUAJUCO | DOMÉSTICO |  | 06NVL106735/24CLGR99 | 700 m³/año | [13 empty] | Fuente: CartoCrítica / REPDA CONAGUA 2024 | {"type":"Feature","properties":{},"geometry":{"type":"Point","coordinates":[-100.085278,25.448889]}}
JOSE ALEJANDRO MARTINEZ GOMEZ | Point | GUADALUPE | ÁREA METROPOLITANA DE MONTERREY | DIFERENTES USOS |  | 06NVL110749/24IMGR00 | 20.0 mil m³/año | [13 empty] | Fuente: CartoCrítica / REPDA CONAGUA 2024 | {"type":"Feature","properties":{},"geometry":{"type":"Point","coordinates":[-100.196111,15.675556]}}
ARNOLDO CASTILLO GONZALEZ | Point | APODACA | ÁREA METROPOLITANA DE MONTERREY | SERVICIOS |  | 06NVL115250/24ELOC09 | 5.0 mil m³/año | [13 empty] | Fuente: CartoCrítica / REPDA CONAGUA 2024 | {"type":"Feature","properties":{},"geometry":{"type":"Point","coordinates":[-100.236778,25.762417]}}
CELIA FRANCISCA SANCHEZ FLORES | Point | SANTIAGO | CAÑÓN DEL HUAJUCO | DOMÉSTICO |  | 06NVL115408/24CLOC09 | 1.1 mil m³/año | [13 empty] | Fuente: CartoCrítica / REPDA CONAGUA 2024 | {"type":"Feature","properties":{},"geometry":{"type":"Point","coordinates":[-100.184583,25.940917]}}
JOSE HUMBERTO HUMBERTO TREVIÑO ELIZONDO | Point | APODACA | ÁREA METROPOLITANA DE MONTERREY | DIFERENTES USOS |  | 06NVL104296/24ILGR98 | 22.4 mil m³/año | [13 empty] | Fuente: CartoCrítica / REPDA CONAGUA 2024 | {"type":"Feature","properties":{},"geometry":{"type":"Point","coordinates":[-100.156667,25.74]}}
JUAN MANUEL GARZA GUAJARDO | Point | APODACA | ÁREA METROPOLITANA DE MONTERREY | DIFERENTES USOS |  | 06NVL106878/24ILGR99 | 42.6 mil m³/año | [13 empty] | Fuente: CartoCrítica / REPDA CONAGUA 2024 | {"type":"Feature","properties":{},"geometry":{"type":"Point","coordinates":[-100.152778,25.852778]}}
MARIA DE LOS ANGELES VILLARREAL GARCIA | Point | GENERAL ZUAZUA | EL CARMEN-SALINAS-VICTORIA | DIFERENTES USOS |  | 06NVL107632/24ILGR99 | 273 m³/año | [13 empty] | Fuente: CartoCrítica / REPDA CONAGUA 2024 | {"type":"Feature","properties":{},"geometry":{"type":"Point","coordinates":[-100.106944,25.891944]}}
FELIPE BENAVIDES GARZA | Point | SANTIAGO | CAÑÓN DEL HUAJUCO | DOMÉSTICO |  | 06NVL115500/24CMOC09 | 864 m³/año | [13 empty] | Fuente: CartoCrítica / REPDA CONAGUA 2024 | {"type":"Feature","properties":{},"geometry":{"type":"Point","coordinates":[-100.231667,25.465]}}
PEMEX GAS Y PETROQUIMICA BASICA | Point | SANTA CATARINA | ÁREA METROPOLITANA DE MONTERREY | SERVICIOS |  | 06NVL115254/24EMOC09 | 3.2 mil m³/año | [13 empty] | Fuente: CartoCrítica / REPDA CONAGUA 2024 | {"type":"Feature","properties":{},"geometry":{"type":"Point","coordinates":[-100.547222,26.698333]}}
SILVIA OSUNA VALDEZ | Point | MONTERREY | CAÑÓN DEL HUAJUCO | DOMÉSTICO |  | 06NVL115132/24CLOC08 | 1.1 mil m³/año | [13 empty] | Fuente: CartoCrítica / REPDA CONAGUA 2024 | {"type":"Feature","properties":{},"geometry":{"type":"Point","coordinates":[-100.213611,25.532222]}}
GERARDO ELIZONDO DAVILA, JESUS ELIZONDO DAVILA, JA | Point | MONTERREY | CAÑÓN DEL HUAJUCO | DOMÉSTICO |  | 06NVL115453/24CLOC09 | 1.2 mil m³/año | [13 empty] | Fuente: CartoCrítica / REPDA CONAGUA 2024 | {"type":"Feature","properties":{},"geometry":{"type":"Point","coordinates":[-100.222222,25.559778]}}
FRANCISCO GERARDO SALAZAR GUERRA | Point | SANTIAGO | CAÑÓN DEL HUAJUCO | DOMÉSTICO |  | 06NVL115562/24CLOC10 | 1.3 mil m³/año | [13 empty] | Fuente: CartoCrítica / REPDA CONAGUA 2024 | {"type":"Feature","properties":{},"geometry":{"type":"Point","coordinates":[-100.175556,25.463333]}}
JARDIN DE LAS MITRAS, S. A. | Point | MONTERREY | ÁREA METROPOLITANA DE MONTERREY | SERVICIOS |  | 06NVL109617/24ELGR99 | 2.0 mil m³/año | [13 empty] | Fuente: CartoCrítica / REPDA CONAGUA 2024 | {"type":"Feature","properties":{},"geometry":{"type":"Point","coordinates":[-100.240278,25.575]}}
JAIME RENE QUINTANILLA MARTINEZ | Point | GENERAL ZUAZUA | EL CARMEN-SALINAS-VICTORIA | DIFERENTES USOS |  | 06NVL109904/24ILGR99 | 35.8 mil m³/año | [13 empty] | Fuente: CartoCrítica / REPDA CONAGUA 2024 | {"type":"Feature","properties":{},"geometry":{"type":"Point","coordinates":[-100.097778,25.874444]}}
JAIME RENE QUINTANILLA MARTINEZ | Point | GENERAL ZUAZUA | EL CARMEN-SALINAS-VICTORIA | DIFERENTES USOS |  | 06NVL109904/24ILGR99 | 35.8 mil m³/año | [13 empty] | Fuente: CartoCrítica / REPDA CONAGUA 2024 | {"type":"Feature","properties":{},"geometry":{"type":"Point","coordinates":[-100.098333,25.875278]}}
JAIME RENE QUINTANILLA MARTINEZ | Point | GENERAL ZUAZUA | EL CARMEN-SALINAS-VICTORIA | DIFERENTES USOS |  | 06NVL109904/24ILGR99 | 35.8 mil m³/año | [13 empty] | Fuente: CartoCrítica / REPDA CONAGUA 2024 | {"type":"Feature","properties":{},"geometry":{"type":"Point","coordinates":[-100.098889,25.876389]}}
ADALIA ELIZONDO GONZALEZ | Point | APODACA | CITRÍCOLA NORTE | DIFERENTES USOS |  | 06NVL110830/24ILGR00 | 17.5 mil m³/año | [13 empty] | Fuente: CartoCrítica / REPDA CONAGUA 2024 | {"type":"Feature","properties":{},"geometry":{"type":"Point","coordinates":[-100.1625,25.751389]}}
PABLO DE LA CRUZ ACEVES VILLAVICENCIO | Point | MONTERREY | ÁREA METROPOLITANA DE MONTERREY | DOMÉSTICO |  | 2NVL104042/24CMGE97 | 122 m³/año | [13 empty] | Fuente: CartoCrítica / REPDA CONAGUA 2024 | {"type":"Feature","properties":{},"geometry":{"type":"Point","coordinates":[-100.166667,25.498611]}}
REYNALDA SALAZAR DE MORALES | Point | MONTERREY | ÁREA METROPOLITANA DE MONTERREY | DOMÉSTICO |  | 2NVL104075/24CMGE97 | 208 m³/año | [13 empty] | Fuente: CartoCrítica / REPDA CONAGUA 2024 | {"type":"Feature","properties":{},"geometry":{"type":"Point","coordinates":[-100.305556,25.586111]}}
FORZA STEEL, S. A. DE C. V. | Point | SALINAS VICTORIA | EL CARMEN-SALINAS-VICTORIA | SERVICIOS |  | 06NVL115515/24EMDA09 | 48.9 mil m³/año | [13 empty] | Fuente: CartoCrítica / REPDA CONAGUA 2024 | {"type":"Feature","properties":{},"geometry":{"type":"Point","coordinates":[-100.286361,25.942]}}
CONCRETOS TECNICOS DE MEXICO, S. A. DE C. V. | Point | GENERAL ESCOBEDO | EL CARMEN-SALINAS-VICTORIA | SERVICIOS |  | 06NVL115519/24EMDA09 | 31.0 mil m³/año | [13 empty] | Fuente: CartoCrítica / REPDA CONAGUA 2024 | {"type":"Feature","properties":{},"geometry":{"type":"Point","coordinates":[-100.397833,25.813611]}}
MANUEL, LAURA, LETICIA. CECILIA, FRANCISCO, JAVIER | Point | MONTERREY | CAÑÓN DEL HUAJUCO | DOMÉSTICO |  | 06NVL115615/24CMDA11 | 1.7 mil m³/año | [13 empty] | Fuente: CartoCrítica / REPDA CONAGUA 2024 | {"type":"Feature","properties":{},"geometry":{"type":"Point","coordinates":[-100.218722,25.536056]}}
PATRICIA JOSEFINA RANGEL WOODYARD | Point | MONTERREY | CAÑÓN DEL HUAJUCO | DOMÉSTICO |  | 06NVL115628/24CMDA11 | 2.5 mil m³/año | [13 empty] | Fuente: CartoCrítica / REPDA CONAGUA 2024 | {"type":"Feature","properties":{},"geometry":{"type":"Point","coordinates":[-100.203694,25.536722]}}
CERRO URBANO, S .A. DE C. V. | Point | SANTA CATARINA | ÁREA METROPOLITANA DE MONTERREY | PÚBLICO URBANO |  | 2NVL102105/24HMGE95 | 10.0 mil m³/año | [13 empty] | Fuente: CartoCrítica / REPDA CONAGUA 2024 | {"type":"Feature","properties":{},"geometry":{"type":"Point","coordinates":[-100.631944,25.65]}}
CERRO URBANO, S. A. DE C .V. | Point | SANTA CATARINA | ÁREA METROPOLITANA DE MONTERREY | PÚBLICO URBANO |  | 2NVL102106/24HNGE95 | 25.0 mil m³/año | [13 empty] | Fuente: CartoCrítica / REPDA CONAGUA 2024 | {"type":"Feature","properties":{},"geometry":{"type":"Point","coordinates":[-100.638889,25.646667]}}
ALEJANDRO MARIO GALVAN MARTINEZ | Point | GENERAL ZUAZUA | EL CARMEN-SALINAS-VICTORIA | DIFERENTES USOS |  | 06NVL109729/24ILGR99 | 9.8 mil m³/año | [13 empty] | Fuente: CartoCrítica / REPDA CONAGUA 2024 | {"type":"Feature","properties":{},"geometry":{"type":"Point","coordinates":[-100.116111,25.880556]}}
ALEJANDRO MARIO GALVAN MARTINEZ | Point | GENERAL ZUAZUA | EL CARMEN-SALINAS-VICTORIA | DIFERENTES USOS |  | 06NVL109729/24ILGR99 | 9.8 mil m³/año | [13 empty] | Fuente: CartoCrítica / REPDA CONAGUA 2024 | {"type":"Feature","properties":{},"geometry":{"type":"Point","coordinates":[-100.115556,25.880556]}}
MARIA DEL CARMEN GUADALUPE MARTINEZ DE PADILLA Y C | Point | SANTIAGO | CAÑÓN DEL HUAJUCO | DIFERENTES USOS |  | 06NVL110337/24ILGR00 | 37.3 mil m³/año | [13 empty] | Fuente: CartoCrítica / REPDA CONAGUA 2024 | {"type":"Feature","properties":{},"geometry":{"type":"Point","coordinates":[-100.115833,25.434167]}}
MARIA DEL CARMEN GUADALUPE MARTINEZ DE PADILLA Y C | Point | SANTIAGO | CAÑÓN DEL HUAJUCO | DIFERENTES USOS |  | 06NVL110337/24ILGR00 | 37.3 mil m³/año | [13 empty] | Fuente: CartoCrítica / REPDA CONAGUA 2024 | {"type":"Feature","properties":{},"geometry":{"type":"Point","coordinates":[-100.116111,25.434444]}}
CARLOS GONZALEZ GARZA | Point | APODACA | ÁREA METROPOLITANA DE MONTERREY | DIFERENTES USOS |  | 06NVL110604/24IMGR00 | 31.1 mil m³/año | [13 empty] | Fuente: CartoCrítica / REPDA CONAGUA 2024 | {"type":"Feature","properties":{},"geometry":{"type":"Point","coordinates":[-100.256389,25.831389]}}
CARLOS GONZALEZ GARZA | Point | APODACA | ÁREA METROPOLITANA DE MONTERREY | DIFERENTES USOS |  | 06NVL110604/24IMGR00 | 31.1 mil m³/año | [13 empty] | Fuente: CartoCrítica / REPDA CONAGUA 2024 | {"type":"Feature","properties":{},"geometry":{"type":"Point","coordinates":[-100.255556,25.832222]}}
CARLOS GONZALEZ GARZA | Point | APODACA | ÁREA METROPOLITANA DE MONTERREY | DIFERENTES USOS |  | 06NVL110604/24IMGR00 | 31.1 mil m³/año | [13 empty] | Fuente: CartoCrítica / REPDA CONAGUA 2024 | {"type":"Feature","properties":{},"geometry":{"type":"Point","coordinates":[-100.255,25.833056]}}
MIGUEL ANGEL VILLARREAL GARCIA Y CLARA IRMA ALONSO | Point | SALINAS VICTORIA | EL CARMEN-SALINAS-VICTORIA | DIFERENTES USOS |  | 06NVL110829/24ILGR00 | 10.1 mil m³/año | [13 empty] | Fuente: CartoCrítica / REPDA CONAGUA 2024 | {"type":"Feature","properties":{},"geometry":{"type":"Point","coordinates":[-100.31,26.03]}}
MIGUEL ANGEL VILLARREAL GARCIA Y CLARA IRMA ALONSO | Point | SALINAS VICTORIA | EL CARMEN-SALINAS-VICTORIA | DIFERENTES USOS |  | 06NVL110829/24ILGR00 | 10.1 mil m³/año | [13 empty] | Fuente: CartoCrítica / REPDA CONAGUA 2024 | {"type":"Feature","properties":{},"geometry":{"type":"Point","coordinates":[-100.310111,26.030083]}}
CERRO URBANO, S. A. DE C .V. | Point | SANTA CATARINA | ÁREA METROPOLITANA DE MONTERREY | PÚBLICO URBANO |  | 2NVL102107/24HNGE95 | 16.7 mil m³/año | [13 empty] | Fuente: CartoCrítica / REPDA CONAGUA 2024 | {"type":"Feature","properties":{},"geometry":{"type":"Point","coordinates":[-100.629722,25.648056]}}
ANA MARIA CHAVARRIA DE ALMANZA | Point | SANTIAGO | CAÑÓN DEL HUAJUCO | DOMÉSTICO |  | 06NVL106710/24CLGR99 | 350 m³/año | [13 empty] | Fuente: CartoCrítica / REPDA CONAGUA 2024 | {"type":"Feature","properties":{},"geometry":{"type":"Point","coordinates":[-100.090556,25.448889]}}
JUANA GARZA CANTU | Point | SALINAS VICTORIA | EL CARMEN-SALINAS-VICTORIA | DOMÉSTICO |  | 06NVL110965/24CLGR00 | 547 m³/año | [13 empty] | Fuente: CartoCrítica / REPDA CONAGUA 2024 | {"type":"Feature","properties":{},"geometry":{"type":"Point","coordinates":[-100.318611,25.948056]}}
DOLORES MORALES MORALES | Point | MONTERREY | ÁREA METROPOLITANA DE MONTERREY | DOMÉSTICO |  | 06NVL111368/24CLGR00 | 540 m³/año | [13 empty] | Fuente: CartoCrítica / REPDA CONAGUA 2024 | {"type":"Feature","properties":{},"geometry":{"type":"Point","coordinates":[-100.204889,25.528806]}}
SERGIO VELA TERAN | Point | GUADALUPE | ÁREA METROPOLITANA DE MONTERREY | DOMÉSTICO |  | 06NVL111369/24CPGR00 | 1.0 mil m³/año | [13 empty] | Fuente: CartoCrítica / REPDA CONAGUA 2024 | {"type":"Feature","properties":{},"geometry":{"type":"Point","coordinates":[-100.129389,25.66175]}}
CONCRETOS TECNICOS DE MEXICO, S. A. DE C. V. | Point | GENERAL ESCOBEDO | EL CARMEN-SALINAS-VICTORIA | SERVICIOS |  | 06NVL115522/24EMDA10 | 27.2 mil m³/año | [13 empty] | Fuente: CartoCrítica / REPDA CONAGUA 2024 | {"type":"Feature","properties":{},"geometry":{"type":"Point","coordinates":[-100.385139,25.804]}}
ALMACENES Y BODEGAS, S.A. | Point | SANTA CATARINA | ÁREA METROPOLITANA DE MONTERREY | SERVICIOS |  | 06NVL102187/24EMOC10 | 8.1 mil m³/año | [13 empty] | Fuente: CartoCrítica / REPDA CONAGUA 2024 | {"type":"Feature","properties":{},"geometry":{"type":"Point","coordinates":[-100.443333,25.677222]}}
INSTITUTO MEXICANO DEL SEGURO SOCIAL HOSPITAL REGI | Point | MONTERREY | ÁREA METROPOLITANA DE MONTERREY | SERVICIOS |  | 2NVL103137/24EMGR96 | 190.0 mil m³/año | [13 empty] | Fuente: CartoCrítica / REPDA CONAGUA 2024 | {"type":"Feature","properties":{},"geometry":{"type":"Point","coordinates":[-100.35,25.716111]}}
CAMIONES URBANOS DE MONTERREY, S. A. DE C. V. | Point | GUADALUPE | ÁREA METROPOLITANA DE MONTERREY | SERVICIOS |  | 06NVL104248/24EMOC08 | 1.0 mil m³/año | [13 empty] | Fuente: CartoCrítica / REPDA CONAGUA 2024 | {"type":"Feature","properties":{},"geometry":{"type":"Point","coordinates":[-100.211111,25.684444]}}
GERARDO ENRIQUE MUÑOZ MALDONADO | Point | SANTIAGO | CAÑÓN DEL HUAJUCO | DOMÉSTICO |  | 06NVL106751/24CLOC10 | 350 m³/año | [13 empty] | Fuente: CartoCrítica / REPDA CONAGUA 2024 | {"type":"Feature","properties":{},"geometry":{"type":"Point","coordinates":[-100.0875,25.448056]}}
MAXIMILIANA ROCHA RIVERA | Point | GENERAL ESCOBEDO | ÁREA METROPOLITANA DE MONTERREY | DOMÉSTICO |  | 06NVL110179/24CPGR00 | 547 m³/año | [13 empty] | Fuente: CartoCrítica / REPDA CONAGUA 2024 | {"type":"Feature","properties":{},"geometry":{"type":"Point","coordinates":[-100.317778,25.764167]}}
MA. LAURA REYES LOPEZ | Point | GUADALUPE | ÁREA METROPOLITANA DE MONTERREY | DIFERENTES USOS |  | 06NVL110400/24ILOC10 | 300 m³/año | [13 empty] | Fuente: CartoCrítica / REPDA CONAGUA 2024 | {"type":"Feature","properties":{},"geometry":{"type":"Point","coordinates":[-100.205556,25.619444]}}
JAVIER GUERRERO RAMIREZ | Point | APODACA | ÁREA METROPOLITANA DE MONTERREY | SERVICIOS |  | 06NVL110508/24EMDA11 | 12.0 mil m³/año | [13 empty] | Fuente: CartoCrítica / REPDA CONAGUA 2024 | {"type":"Feature","properties":{},"geometry":{"type":"Point","coordinates":[-100.206694,25.735444]}}
MIGUEL ANGEL GONZALEZ GARZA | Point | GENERAL ESCOBEDO | ÁREA METROPOLITANA DE MONTERREY | DIFERENTES USOS |  | 06NVL110527/24ILGR00 | 15.1 mil m³/año | [13 empty] | Fuente: CartoCrítica / REPDA CONAGUA 2024 | {"type":"Feature","properties":{},"geometry":{"type":"Point","coordinates":[-100.271944,25.808611]}}
CONNIE MALDONADO SADA | Point | SANTA CATARINA | ÁREA METROPOLITANA DE MONTERREY | DIFERENTES USOS |  | 06NVL110596/24IMGR00 | 2.0 mil m³/año | [13 empty] | Fuente: CartoCrítica / REPDA CONAGUA 2024 | {"type":"Feature","properties":{},"geometry":{"type":"Point","coordinates":[-100.465556,25.673611]}}
RUTAS PERIFERICAS, S. A. DE C. V. | Point | MONTERREY | ÁREA METROPOLITANA DE MONTERREY | SERVICIOS |  | 06NVL104251/24EMOC10 | 1.9 mil m³/año | [13 empty] | Fuente: CartoCrítica / REPDA CONAGUA 2024 | {"type":"Feature","properties":{},"geometry":{"type":"Point","coordinates":[-100.379722,25.791389]}}
EVERARDO GARZA CABALLERO | Point | SANTIAGO | CAÑÓN DEL HUAJUCO | DOMÉSTICO |  | 06NVL110791/24CLGR00 | 280 m³/año | [13 empty] | Fuente: CartoCrítica / REPDA CONAGUA 2024 | {"type":"Feature","properties":{},"geometry":{"type":"Point","coordinates":[-100.195556,25.481389]}}
MARIA YOLANDA GUARDIOLA RODRIGUEZ | Point | APODACA | ÁREA METROPOLITANA DE MONTERREY | DOMÉSTICO |  | 06NVL111371/24CLOC10 | 433 m³/año | [13 empty] | Fuente: CartoCrítica / REPDA CONAGUA 2024 | {"type":"Feature","properties":{},"geometry":{"type":"Point","coordinates":[-100.19,25.7475]}}
INMOBILIARIA DINLER, S.A. DE C.V. | Point | GENERAL ZUAZUA | EL CARMEN-SALINAS-VICTORIA | SERVICIOS |  | 06NVL114608/24ELOC08 | 120.9 mil m³/año | [13 empty] | Fuente: CartoCrítica / REPDA CONAGUA 2024 | {"type":"Feature","properties":{},"geometry":{"type":"Point","coordinates":[-100.157222,25.9175]}}
JORGE EDUARDO SEPULVEDA MARFIL | Point | SANTIAGO | CAÑÓN DEL HUAJUCO | DOMÉSTICO |  | 06NVL115475/24CLDA11 | 500 m³/año | [13 empty] | Fuente: CartoCrítica / REPDA CONAGUA 2024 | {"type":"Feature","properties":{},"geometry":{"type":"Point","coordinates":[-100.187778,25.473611]}}
CONCRETOS TECNICOS DE MEXICO, S. A. DE C. V. | Point | SALINAS VICTORIA | EL CARMEN-SALINAS-VICTORIA | SERVICIOS |  | 06NVL115518/24EMDA09 | 27.2 mil m³/año | [13 empty] | Fuente: CartoCrítica / REPDA CONAGUA 2024 | {"type":"Feature","properties":{},"geometry":{"type":"Point","coordinates":[-100.305639,25.831111]}}
LESLY JUDITH ALATORRE MONTEMAYOR | Point | GENERAL ESCOBEDO | EL CARMEN-SALINAS-VICTORIA | SERVICIOS |  | 06NVL115520/24EMDA09 | 15.5 mil m³/año | [13 empty] | Fuente: CartoCrítica / REPDA CONAGUA 2024 | {"type":"Feature","properties":{},"geometry":{"type":"Point","coordinates":[-100.385889,25.801944]}}
VICTOR MANUEL SEPULVEDA GONZALEZ | Point | SANTIAGO | CAMPO BUENOS AIRES | DOMÉSTICO |  | 06NVL115565/24CMOC10 | 1.1 mil m³/año | [13 empty] | Fuente: CartoCrítica / REPDA CONAGUA 2024 | {"type":"Feature","properties":{},"geometry":{"type":"Point","coordinates":[-100.217556,25.373472]}}
CLUB HIPICO MONTERREY, A.C. | Point | MONTERREY | ÁREA METROPOLITANA DE MONTERREY | SERVICIOS |  | 06NVL115586/24ELOC11 | 70.6 mil m³/año | [13 empty] | Fuente: CartoCrítica / REPDA CONAGUA 2024 | {"type":"Feature","properties":{},"geometry":{"type":"Point","coordinates":[-100.259833,25.579167]}}
PRODUCTORA DE ALIMENTOS PECUARIOS DE NUEVO LEON, S | Point | SALINAS VICTORIA | EL CARMEN-SALINAS-VICTORIA | SERVICIOS |  | 06NVL115587/24ELOC11 | 2.5 mil m³/año | [13 empty] | Fuente: CartoCrítica / REPDA CONAGUA 2024 | {"type":"Feature","properties":{},"geometry":{"type":"Point","coordinates":[-100.295833,25.963056]}}
FRANCISCA GUADALUPE SILVA CONTRERAS | Point | MONTERREY | CAÑÓN DEL HUAJUCO | DOMÉSTICO |  | 06NVL115601/24CLDA11 | 1.1 mil m³/año | [13 empty] | Fuente: CartoCrítica / REPDA CONAGUA 2024 | {"type":"Feature","properties":{},"geometry":{"type":"Point","coordinates":[-100.235556,25.556667]}}
JOSE ELIZANDRO MEDRANO GUERRERO | Point | APODACA | ÁREA METROPOLITANA DE MONTERREY | SERVICIOS |  | 06NVL115627/24EMDA11 | 5.0 mil m³/año | [13 empty] | Fuente: CartoCrítica / REPDA CONAGUA 2024 | {"type":"Feature","properties":{},"geometry":{"type":"Point","coordinates":[-100.213472,25.740583]}}
PRODUCTORA DE ALIMENTOS PECUARIOS DE NUEVO LEON, S | Point | SALINAS VICTORIA | EL CARMEN-SALINAS-VICTORIA | SERVICIOS |  | 06NVL115630/24EMDA11 | 13.2 mil m³/año | [13 empty] | Fuente: CartoCrítica / REPDA CONAGUA 2024 | {"type":"Feature","properties":{},"geometry":{"type":"Point","coordinates":[-100.284139,25.973806]}}
PRODUCTORA DE ALIMENTOS PECUARIOS DE NUEVO LEON, S | Point | SALINAS VICTORIA | EL CARMEN-SALINAS-VICTORIA | SERVICIOS |  | 06NVL115630/24EMDA11 | 13.2 mil m³/año | [13 empty] | Fuente: CartoCrítica / REPDA CONAGUA 2024 | {"type":"Feature","properties":{},"geometry":{"type":"Point","coordinates":[-100.284472,25.973806]}}
GAMA SERVICIOS Y TRATAMIENTOS DE AGUA, S.A. DE C.V | Point | GUADALUPE | ÁREA METROPOLITANA DE MONTERREY | SERVICIOS |  | 06NVL115641/24ELDA11 | 10.0 mil m³/año | [13 empty] | Fuente: CartoCrítica / REPDA CONAGUA 2024 | {"type":"Feature","properties":{},"geometry":{"type":"Point","coordinates":[-100.154444,25.670556]}}
PRODUCTORA DE ALIMENTOS PECUARIOS DE NUEVO LEON, S | Point | SALINAS VICTORIA | EL CARMEN-SALINAS-VICTORIA | SERVICIOS |  | 06NVL115648/24EMDA12 | 1.0 mil m³/año | [13 empty] | Fuente: CartoCrítica / REPDA CONAGUA 2024 | {"type":"Feature","properties":{},"geometry":{"type":"Point","coordinates":[-100.296667,25.973889]}}
MARIA DE JESUS CERECEDA GARCIA POZUELO | Point | APODACA | ÁREA METROPOLITANA DE MONTERREY | SERVICIOS |  | 06NVL114967/24ELOC08 | 4.0 mil m³/año | [13 empty] | Fuente: CartoCrítica / REPDA CONAGUA 2024 | {"type":"Feature","properties":{},"geometry":{"type":"Point","coordinates":[-100.231361,25.765361]}}
INSTITUTO MEXICANO DEL SEGURO SOCIAL, CENTRAL DE S | Point | MONTERREY | ÁREA METROPOLITANA DE MONTERREY | SERVICIOS |  | 06NVL103140/24EMDA11 | 150.0 mil m³/año | [13 empty] | Fuente: CartoCrítica / REPDA CONAGUA 2024 | {"type":"Feature","properties":{},"geometry":{"type":"Point","coordinates":[-100.296639,25.670583]}}
LIDIA GARCIA ELIZONDO, ISRAEL GARCIA ELIZONDO Y HE | Point | APODACA | ÁREA METROPOLITANA DE MONTERREY | DIFERENTES USOS |  | 06NVL114637/24IMDA11 | 12.6 mil m³/año | [13 empty] | Fuente: CartoCrítica / REPDA CONAGUA 2024 | {"type":"Feature","properties":{},"geometry":{"type":"Point","coordinates":[-100.209167,25.785028]}}
HORACIO GONZALEZ ELIZONDO | Point | SANTIAGO | CAÑÓN DEL HUAJUCO | DOMÉSTICO |  | 06NVL115746/24CLDA13 | 1.5 mil m³/año | [13 empty] | Fuente: CartoCrítica / REPDA CONAGUA 2024 | {"type":"Feature","properties":{},"geometry":{"type":"Point","coordinates":[-100.126944,25.423889]}}
MAQUILAS METALICAS, S.A. DE C.V. | Point | APODACA | ÁREA METROPOLITANA DE MONTERREY | SERVICIOS |  | 06NVL115489/24EMDA15 | 9.0 mil m³/año | [13 empty] | Fuente: CartoCrítica / REPDA CONAGUA 2024 | {"type":"Feature","properties":{},"geometry":{"type":"Point","coordinates":[-100.155556,25.784167]}}
BULKMATIC DE MEXICO, S. DE R.L. DE C.V. | Point | SALINAS VICTORIA | EL CARMEN-SALINAS-VICTORIA | SERVICIOS |  | 06NVL115558/24ELDA15 | 2.0 mil m³/año | [13 empty] | Fuente: CartoCrítica / REPDA CONAGUA 2024 | {"type":"Feature","properties":{},"geometry":{"type":"Point","coordinates":[-100.289583,25.988889]}}
ARMANDO GARZA RUIZ | Point | SALINAS VICTORIA | EL CARMEN-SALINAS-VICTORIA | SERVICIOS |  | 06NVL115759/24ELDA15 | 1.5 mil m³/año | [13 empty] | Fuente: CartoCrítica / REPDA CONAGUA 2024 | {"type":"Feature","properties":{},"geometry":{"type":"Point","coordinates":[-100.286944,25.855278]}}
ALESKA TRANSPORTACIONES, S.A. DE C.V. | Point | GENERAL ESCOBEDO | EL CARMEN-SALINAS-VICTORIA | SERVICIOS |  | 06NVL115760/24EMDA15 | 1.0 mil m³/año | [13 empty] | Fuente: CartoCrítica / REPDA CONAGUA 2024 | {"type":"Feature","properties":{},"geometry":{"type":"Point","coordinates":[-100.3045,25.829667]}}
REGIOMONTANA DE PERFILES Y TUBOS, S.A. DE C.V. | Point | APODACA | ÁREA METROPOLITANA DE MONTERREY | SERVICIOS |  | 06NVL115436/24EMDA15 | 70.0 mil m³/año | [13 empty] | Fuente: CartoCrítica / REPDA CONAGUA 2024 | {"type":"Feature","properties":{},"geometry":{"type":"Point","coordinates":[-100.173611,25.774722]}}
CLUB LOS 100, A.C. | Point | MONTERREY | ÁREA METROPOLITANA DE MONTERREY | SERVICIOS |  | 06NVL115437/24EPDA15 | 10.0 mil m³/año | [13 empty] | Fuente: CartoCrítica / REPDA CONAGUA 2024 | {"type":"Feature","properties":{},"geometry":{"type":"Point","coordinates":[-100.276222,25.587528]}}
ACARREOS DE AGUA, S.A. DE C.V. | Point | APODACA | ÁREA METROPOLITANA DE MONTERREY | SERVICIOS |  | 06NVL115550/24EMDA15 | 5.0 mil m³/año | [13 empty] | Fuente: CartoCrítica / REPDA CONAGUA 2024 | {"type":"Feature","properties":{},"geometry":{"type":"Point","coordinates":[-100.238472,25.750333]}}
TRANSPORTES URBANOS EXPOSICION, S.A. DE C.V. | Point | GUADALUPE | ÁREA METROPOLITANA DE MONTERREY | SERVICIOS |  | 06NVL115435/24ELDA16 | 3.5 mil m³/año | [13 empty] | Fuente: CartoCrítica / REPDA CONAGUA 2024 | {"type":"Feature","properties":{},"geometry":{"type":"Point","coordinates":[-100.191667,25.671944]}}
TRANSPORTES URBANOS EXPOSICION, S.A. DE C.V. | Point | GUADALUPE | ÁREA METROPOLITANA DE MONTERREY | SERVICIOS |  | 06NVL115494/24ELDA16 | 5.0 mil m³/año | [13 empty] | Fuente: CartoCrítica / REPDA CONAGUA 2024 | {"type":"Feature","properties":{},"geometry":{"type":"Point","coordinates":[-100.191667,25.671944]}}
CAÑADA DEL SUR, A.C. | Point | MONTERREY | ÁREA METROPOLITANA DE MONTERREY | SERVICIOS |  | 06NVL115773/24ELDA16 | 32.0 mil m³/año | [13 empty] | Fuente: CartoCrítica / REPDA CONAGUA 2024 | {"type":"Feature","properties":{},"geometry":{"type":"Point","coordinates":[-100.276222,25.587528]}}
INVERSIONES DEL AEROPUERTO, S. A. DE C. V. | Point | APODACA | ÁREA METROPOLITANA DE MONTERREY | SERVICIOS |  | 2NVL103736/24ELGE97 | 63.1 mil m³/año | [13 empty] | Fuente: CartoCrítica / REPDA CONAGUA 2024 | {"type":"Feature","properties":{},"geometry":{"type":"Point","coordinates":[-100.143778,26.787639]}}
INVERSIONES DEL AEROPUERTO, S. A. DE C. V. | Point | APODACA | ÁREA METROPOLITANA DE MONTERREY | SERVICIOS |  | 2NVL103736/24ELGE97 | 63.1 mil m³/año | [13 empty] | Fuente: CartoCrítica / REPDA CONAGUA 2024 | {"type":"Feature","properties":{},"geometry":{"type":"Point","coordinates":[-100.093833,26.787833]}}
INSTITUTO MEXICANO DEL SEGURO SOCIAL, HOSPITAL DE | Point | MONTERREY | ÁREA METROPOLITANA DE MONTERREY | SERVICIOS |  | 06NVL103141/24EMDA14 | 53.4 mil m³/año | [13 empty] | Fuente: CartoCrítica / REPDA CONAGUA 2024 | {"type":"Feature","properties":{},"geometry":{"type":"Point","coordinates":[-100.317778,25.673333]}}
DONATO CHAVEZ CHAVEZ | Point | GENERAL ESCOBEDO | ÁREA METROPOLITANA DE MONTERREY | DOMÉSTICO |  | 06NVL150004/24CPDA10 | 1.5 mil m³/año | [13 empty] | Fuente: CartoCrítica / REPDA CONAGUA 2024 | {"type":"Feature","properties":{},"geometry":{"type":"Point","coordinates":[-100.303667,25.789083]}}
SINDICATO NACIONAL DE TRABAJADORES DEL SEGURO SOCI | Point | MONTERREY | CAÑÓN DEL HUAJUCO | SERVICIOS |  | 06NVL150007/24EMDA10 | 6.9 mil m³/año | [13 empty] | Fuente: CartoCrítica / REPDA CONAGUA 2024 | {"type":"Feature","properties":{},"geometry":{"type":"Point","coordinates":[-100.211056,25.527222]}}
SINDICATO NACIONAL DE TRABAJADORES DEL SEGURO SOCI | Point | MONTERREY | CAÑÓN DEL HUAJUCO | SERVICIOS |  | 06NVL150007/24EMDA10 | 6.9 mil m³/año | [13 empty] | Fuente: CartoCrítica / REPDA CONAGUA 2024 | {"type":"Feature","properties":{},"geometry":{"type":"Point","coordinates":[-100.211361,25.526472]}}
SINDICATO NACIONAL DE TRABAJADORES DEL SEGURO SOCI | Point | MONTERREY | CAÑÓN DEL HUAJUCO | SERVICIOS |  | 06NVL150007/24EMDA10 | 6.9 mil m³/año | [13 empty] | Fuente: CartoCrítica / REPDA CONAGUA 2024 | {"type":"Feature","properties":{},"geometry":{"type":"Point","coordinates":[-100.213861,25.525028]}}
OSCAR FERNANDO DE LA GARZA BARREDA | Point | SANTIAGO | CITRÍCOLA NORTE | DOMÉSTICO |  | 06NVL150009/24CMDA10 | 1.6 mil m³/año | [13 empty] | Fuente: CartoCrítica / REPDA CONAGUA 2024 | {"type":"Feature","properties":{},"geometry":{"type":"Point","coordinates":[-100.195278,25.397222]}}
JOEL SABAS URRUTIA SALDAÑA | Point | MONTERREY | CAÑÓN DEL HUAJUCO | DOMÉSTICO |  | 06NVL150021/24CLDA11 | 1.5 mil m³/año | [13 empty] | Fuente: CartoCrítica / REPDA CONAGUA 2024 | {"type":"Feature","properties":{},"geometry":{"type":"Point","coordinates":[-100.228,25.552472]}}
FILEMON ARRIAGA ARRIAGA | Point | SALINAS VICTORIA | EL CARMEN-SALINAS-VICTORIA | DOMÉSTICO |  | 06NVL150029/24CLDA11 | 1.5 mil m³/año | [13 empty] | Fuente: CartoCrítica / REPDA CONAGUA 2024 | {"type":"Feature","properties":{},"geometry":{"type":"Point","coordinates":[-100.328889,26.057889]}}
DAVID GUAJARDO FLORES | Point | SALINAS VICTORIA | EL CARMEN-SALINAS-VICTORIA | DOMÉSTICO |  | 06NVL150030/24CLDA11 | 700 m³/año | [13 empty] | Fuente: CartoCrítica / REPDA CONAGUA 2024 | {"type":"Feature","properties":{},"geometry":{"type":"Point","coordinates":[-100.309472,26.054861]}}
WORLD EDUCATION SERVICES DE MEXICO, S.C. | Point | MONTERREY | CAÑÓN DEL HUAJUCO | SERVICIOS |  | 06NVL150031/24ELDA11 | 5.0 mil m³/año | [13 empty] | Fuente: CartoCrítica / REPDA CONAGUA 2024 | {"type":"Feature","properties":{},"geometry":{"type":"Point","coordinates":[-100.233444,25.562889]}}
MARIA DE LA LUZ GUAJARDO RODRIGUEZ | Point | SALINAS VICTORIA | EL CARMEN-SALINAS-VICTORIA | DOMÉSTICO |  | 06NVL150034/24CPDA11 | 1.1 mil m³/año | [13 empty] | Fuente: CartoCrítica / REPDA CONAGUA 2024 | {"type":"Feature","properties":{},"geometry":{"type":"Point","coordinates":[-100.327444,26.053222]}}
FRANCISCO JAVIER VARGAS ELIZONDO, ROSA ELIA ELIZON | Point | SANTIAGO | CAÑÓN DEL HUAJUCO | DOMÉSTICO |  | 06NVL150035/24CMDA11 | 1.5 mil m³/año | [13 empty] | Fuente: CartoCrítica / REPDA CONAGUA 2024 | {"type":"Feature","properties":{},"geometry":{"type":"Point","coordinates":[-100.1845,25.509639]}}
JULIO CESAR VILLARREAL GUAJARDO | Point | MONTERREY | CAÑÓN DEL HUAJUCO | SERVICIOS |  | 06NVL150041/24ELDA11 | 10.0 mil m³/año | [13 empty] | Fuente: CartoCrítica / REPDA CONAGUA 2024 | {"type":"Feature","properties":{},"geometry":{"type":"Point","coordinates":[-100.235472,25.558611]}}
MAXIMILIANA ROCHA RIVERA | Point | GENERAL ESCOBEDO | ÁREA METROPOLITANA DE MONTERREY | DOMÉSTICO |  | 06NVL150066/24CPDA12 | 547 m³/año | [13 empty] | Fuente: CartoCrítica / REPDA CONAGUA 2024 | {"type":"Feature","properties":{},"geometry":{"type":"Point","coordinates":[-100.309611,25.765611]}}
COLEGIO EUROAMERICANO DE MONTERREY SUR, A.C. | Point | MONTERREY | CAÑÓN DEL HUAJUCO | SERVICIOS |  | 06NVL150071/24EMDA12 | 24.0 mil m³/año | [13 empty] | Fuente: CartoCrítica / REPDA CONAGUA 2024 | {"type":"Feature","properties":{},"geometry":{"type":"Point","coordinates":[-100.224194,25.548722]}}
ALICIA VILLARREAL MARTINEZ | Point | MONTERREY | CAÑÓN DEL HUAJUCO | DIFERENTES USOS |  | 06NVL150075/24IMDA12 | 1.5 mil m³/año | [13 empty] | Fuente: CartoCrítica / REPDA CONAGUA 2024 | {"type":"Feature","properties":{},"geometry":{"type":"Point","coordinates":[-100.226389,25.545833]}}
MIRTHALA LOZANO CABALLERO | Point | GUADALUPE | ÁREA METROPOLITANA DE MONTERREY | DOMÉSTICO |  | 06NVL150097/24CLDA12 | 400 m³/año | [13 empty] | Fuente: CartoCrítica / REPDA CONAGUA 2024 | {"type":"Feature","properties":{},"geometry":{"type":"Point","coordinates":[-100.178583,25.659167]}}
LARISA JUAREZ BOLAÑOS | Point | MONTERREY | CAÑÓN DEL HUAJUCO | DOMÉSTICO |  | 06NVL150117/24CLDA12 | 274 m³/año | [13 empty] | Fuente: CartoCrítica / REPDA CONAGUA 2024 | {"type":"Feature","properties":{},"geometry":{"type":"Point","coordinates":[-100.182944,25.459556]}}
PROMOTORA DE INVERSIONES Y PROYECTOS INMOBILIARIOS | Point | APODACA | ÁREA METROPOLITANA DE MONTERREY | SERVICIOS |  | 06NVL150126/24EMDA12 | 5.0 mil m³/año | [13 empty] | Fuente: CartoCrítica / REPDA CONAGUA 2024 | {"type":"Feature","properties":{},"geometry":{"type":"Point","coordinates":[-100.194889,25.750639]}}
ASOCIACION DE COLONOS DE LAS ESTANCIAS, A.C. | Point | MONTERREY | ÁREA METROPOLITANA DE MONTERREY | SERVICIOS |  | 06NVL150150/24EMDA13 | 10.0 mil m³/año | [13 empty] | Fuente: CartoCrítica / REPDA CONAGUA 2024 | {"type":"Feature","properties":{},"geometry":{"type":"Point","coordinates":[-100.257167,25.567917]}}
CASAS JAVER, S.A. DE C.V. | Point | SALINAS VICTORIA | EL CARMEN-SALINAS-VICTORIA | SERVICIOS |  | 06NVL150153/24EMDA13 | 60.0 mil m³/año | [13 empty] | Fuente: CartoCrítica / REPDA CONAGUA 2024 | {"type":"Feature","properties":{},"geometry":{"type":"Point","coordinates":[-100.267917,25.891056]}}
SERVIACERO PLANOS, S. DE R.L. DE C.V. | Point | GENERAL ESCOBEDO | EL CARMEN-SALINAS-VICTORIA | SERVICIOS |  | 06NVL150217/24EMDA13 | 20.0 mil m³/año | [13 empty] | Fuente: CartoCrítica / REPDA CONAGUA 2024 | {"type":"Feature","properties":{},"geometry":{"type":"Point","coordinates":[-100.399444,25.811389]}}
CONSORCIO DE INGENIERIA INTEGRAL, S.A. DE C.V. | Point | APODACA | ÁREA METROPOLITANA DE MONTERREY | SERVICIOS |  | 06NVL150226/24EMDA13 | 157.7 mil m³/año | [13 empty] | Fuente: CartoCrítica / REPDA CONAGUA 2024 | {"type":"Feature","properties":{},"geometry":{"type":"Point","coordinates":[-100.204389,25.766389]}}
CONSORCIO DE INGENIERIA INTEGRAL, S.A. DE C.V. | Point | APODACA | ÁREA METROPOLITANA DE MONTERREY | SERVICIOS |  | 06NVL150226/24EMDA13 | 157.7 mil m³/año | [13 empty] | Fuente: CartoCrítica / REPDA CONAGUA 2024 | {"type":"Feature","properties":{},"geometry":{"type":"Point","coordinates":[-100.207722,25.767222]}}
CONSORCIO DE INGENIERIA INTEGRAL, S.A. DE C.V. | Point | APODACA | ÁREA METROPOLITANA DE MONTERREY | SERVICIOS |  | 06NVL150226/24EMDA13 | 157.7 mil m³/año | [13 empty] | Fuente: CartoCrítica / REPDA CONAGUA 2024 | {"type":"Feature","properties":{},"geometry":{"type":"Point","coordinates":[-100.207056,25.768611]}}
JOSAPHAT ALLAN PEREZ HURTADO | Point | SALINAS VICTORIA | EL CARMEN-SALINAS-VICTORIA | DOMÉSTICO |  | 06NVL150228/24CLDA13 | 146 m³/año | [13 empty] | Fuente: CartoCrítica / REPDA CONAGUA 2024 | {"type":"Feature","properties":{},"geometry":{"type":"Point","coordinates":[-100.2835,25.975972]}}
ELVA NERY TREVIÑO ELIZONDO | Point | APODACA | ÁREA METROPOLITANA DE MONTERREY | DOMÉSTICO |  | 06NVL150229/24CLDA13 | 600 m³/año | [13 empty] | Fuente: CartoCrítica / REPDA CONAGUA 2024 | {"type":"Feature","properties":{},"geometry":{"type":"Point","coordinates":[-100.170611,25.747194]}}
ROSA MARIA ESCAMILLA CANTU | Point | SANTIAGO | CAÑÓN DEL HUAJUCO | DOMÉSTICO |  | 06NVL150234/24CMDA13 | 1.0 mil m³/año | [13 empty] | Fuente: CartoCrítica / REPDA CONAGUA 2024 | {"type":"Feature","properties":{},"geometry":{"type":"Point","coordinates":[-100.096667,25.360833]}}
SERGIO GERARDO VALLE CANALES | Point | SANTIAGO | CAÑÓN DEL HUAJUCO | DOMÉSTICO |  | 06NVL151396/24CMDA13 | 500 m³/año | [13 empty] | Fuente: CartoCrítica / REPDA CONAGUA 2024 | {"type":"Feature","properties":{},"geometry":{"type":"Point","coordinates":[-100.196361,25.812194]}}
ALFONSO CESAR CAVAZOS TREVIÑO, LUIS MANUEL CAVAZOS | Point | MONTERREY | CAÑÓN DEL HUAJUCO | DOMÉSTICO |  | 06NVL151397/24CLDA13 | 657 m³/año | [13 empty] | Fuente: CartoCrítica / REPDA CONAGUA 2024 | {"type":"Feature","properties":{},"geometry":{"type":"Point","coordinates":[-100.238667,25.508583]}}
HOSPITAL Y CLINICA OCA, S.A. DE C.V. | Point | MONTERREY | ÁREA METROPOLITANA DE MONTERREY | SERVICIOS |  | 06NVL154104/24EMDA14 | 60.0 mil m³/año | [13 empty] | Fuente: CartoCrítica / REPDA CONAGUA 2024 | {"type":"Feature","properties":{},"geometry":{"type":"Point","coordinates":[-100.318,25.680472]}}
MARIA AMELIA RODRIGUEZ SANCHEZ | Point | SANTIAGO | CAMPO BUENOS AIRES | DOMÉSTICO |  | 06NVL154113/24CLDA14 | 1.1 mil m³/año | [13 empty] | Fuente: CartoCrítica / REPDA CONAGUA 2024 | {"type":"Feature","properties":{},"geometry":{"type":"Point","coordinates":[-100.234056,25.37775]}}
NORA IDALIA TAMEZ MEZQUITI | Point | MONTERREY | CAÑÓN DEL HUAJUCO | DOMÉSTICO |  | 06NVL154114/24CLDA14 | 1.0 mil m³/año | [13 empty] | Fuente: CartoCrítica / REPDA CONAGUA 2024 | {"type":"Feature","properties":{},"geometry":{"type":"Point","coordinates":[-100.236528,25.563472]}}
EDUARDO TREVIÑO RAMONES | Point | SANTIAGO | CAÑÓN DEL HUAJUCO | DOMÉSTICO |  | 06NVL154117/24CMDA14 | 825 m³/año | [13 empty] | Fuente: CartoCrítica / REPDA CONAGUA 2024 | {"type":"Feature","properties":{},"geometry":{"type":"Point","coordinates":[-100.21675,25.470139]}}
EDUARDO TREVIÑO RAMONES | Point | SANTIAGO | CAÑÓN DEL HUAJUCO | DIFERENTES USOS |  | 06NVL154119/24IMDA14 | 3.5 mil m³/año | [13 empty] | Fuente: CartoCrítica / REPDA CONAGUA 2024 | {"type":"Feature","properties":{},"geometry":{"type":"Point","coordinates":[-100.22,25.472]}}
EDUARDO TREVIÑO RAMONES | Point | SANTIAGO | CAÑÓN DEL HUAJUCO | DIFERENTES USOS |  | 06NVL154120/24IMDA14 | 3.3 mil m³/año | [13 empty] | Fuente: CartoCrítica / REPDA CONAGUA 2024 | {"type":"Feature","properties":{},"geometry":{"type":"Point","coordinates":[-100.226444,25.467528]}}
EDUARDO TREVIÑO RAMONES | Point | SANTIAGO | CAÑÓN DEL HUAJUCO | DIFERENTES USOS |  | 06NVL154121/24IMDA14 | 5.3 mil m³/año | [13 empty] | Fuente: CartoCrítica / REPDA CONAGUA 2024 | {"type":"Feature","properties":{},"geometry":{"type":"Point","coordinates":[-100.163028,25.405639]}}
MARIA TRINIDAD RODRIGUEZ ESPINOSA | Point | SANTIAGO | CAÑÓN DEL HUAJUCO | DOMÉSTICO |  | 06NVL154124/24CLDA14 | 438 m³/año | [13 empty] | Fuente: CartoCrítica / REPDA CONAGUA 2024 | {"type":"Feature","properties":{},"geometry":{"type":"Point","coordinates":[-100.193278,25.50325]}}
JOSEFINA MEDELLIN REYNA | Point | SANTIAGO | CAÑÓN DEL HUAJUCO | DIFERENTES USOS |  | 06NVL154128/24ILDA14 | 42.2 mil m³/año | [13 empty] | Fuente: CartoCrítica / REPDA CONAGUA 2024 | {"type":"Feature","properties":{},"geometry":{"type":"Point","coordinates":[-100.178667,25.502333]}}
JOSE PEREZ SALAZAR | Point | MONTERREY | CAÑÓN DEL HUAJUCO | DOMÉSTICO |  | 06NVL154130/24CLOC14 | 500 m³/año | [13 empty] | Fuente: CartoCrítica / REPDA CONAGUA 2024 | {"type":"Feature","properties":{},"geometry":{"type":"Point","coordinates":[-100.213611,25.532361]}}
NORMA GLORIA LOZANO VILLARREAL | Point | SANTA CATARINA | ÁREA METROPOLITANA DE MONTERREY | SERVICIOS |  | 06NVL154140/24EMDA17 | 2.2 mil m³/año | [13 empty] | Fuente: CartoCrítica / REPDA CONAGUA 2024 | {"type":"Feature","properties":{},"geometry":{"type":"Point","coordinates":[-100.476556,25.69775]}}
ELEAZAR ESTRADA QUINTERO | Point | GUADALUPE | ÁREA METROPOLITANA DE MONTERREY | DOMÉSTICO |  | 06NVL154143/24CMOC14 | 900 m³/año | [13 empty] | Fuente: CartoCrítica / REPDA CONAGUA 2024 | {"type":"Feature","properties":{},"geometry":{"type":"Point","coordinates":[-100.135444,25.680139]}}
MANUEL ERNESTO FRIAS MARTINEZ | Point | SANTIAGO | CAÑÓN DEL HUAJUCO | DOMÉSTICO |  | 06NVL154146/24CLDA15 | 383 m³/año | [13 empty] | Fuente: CartoCrítica / REPDA CONAGUA 2024 | {"type":"Feature","properties":{},"geometry":{"type":"Point","coordinates":[-100.1865,25.459389]}}
JOSE GERARDO VILLARREAL VILLARREAL | Point | SANTIAGO | CAÑÓN DEL HUAJUCO | DOMÉSTICO |  | 06NVL154147/24CLDA14 | 365 m³/año | [13 empty] | Fuente: CartoCrítica / REPDA CONAGUA 2024 | {"type":"Feature","properties":{},"geometry":{"type":"Point","coordinates":[-100.234583,25.508361]}}
OCTAVIO ESTRADA QUINTERO | Point | GUADALUPE | ÁREA METROPOLITANA DE MONTERREY | DOMÉSTICO |  | 06NVL154156/24CMDA14 | 936 m³/año | [13 empty] | Fuente: CartoCrítica / REPDA CONAGUA 2024 | {"type":"Feature","properties":{},"geometry":{"type":"Point","coordinates":[-100.132139,25.67975]}}
AURORA ALEJANDRO MARTINEZ | Point | SANTIAGO | CAÑÓN DEL HUAJUCO | DOMÉSTICO |  | 06NVL154172/24CLDA14 | 547 m³/año | [13 empty] | Fuente: CartoCrítica / REPDA CONAGUA 2024 | {"type":"Feature","properties":{},"geometry":{"type":"Point","coordinates":[-100.16825,25.481694]}}
ZEFERINO SALGADO ALMAGUER, JULIO CESAR ALVAREZ GON | Point | MONTERREY | CAÑÓN DEL HUAJUCO | DOMÉSTICO |  | 06NVL154185/24CMDA14 | 365 m³/año | [13 empty] | Fuente: CartoCrítica / REPDA CONAGUA 2024 | {"type":"Feature","properties":{},"geometry":{"type":"Point","coordinates":[-100.230167,25.5735]}}
MARLEN RODRIGUEZ DAVILA | Point | SANTIAGO | CAÑÓN DEL HUAJUCO | DOMÉSTICO |  | 06NVL154196/24CMDA14 | 800 m³/año | [13 empty] | Fuente: CartoCrítica / REPDA CONAGUA 2024 | {"type":"Feature","properties":{},"geometry":{"type":"Point","coordinates":[-100.183667,25.472611]}}
ALFONSO JAVIER GARCIA CASTRO | Point | MONTERREY | ÁREA METROPOLITANA DE MONTERREY | DOMÉSTICO |  | 06NVL154199/24CLDA14 | 300 m³/año | [13 empty] | Fuente: CartoCrítica / REPDA CONAGUA 2024 | {"type":"Feature","properties":{},"geometry":{"type":"Point","coordinates":[-100.25825,25.583528]}}
ROBERTO BARBOSA AGUILAR | Point | SALINAS VICTORIA | EL CARMEN-SALINAS-VICTORIA | DOMÉSTICO |  | 06NVL154207/24CMDA14 | 146 m³/año | [13 empty] | Fuente: CartoCrítica / REPDA CONAGUA 2024 | {"type":"Feature","properties":{},"geometry":{"type":"Point","coordinates":[-100.283944,25.976833]}}
FELIPE DE JESUS VIDAURRI RITTE | Point | SANTIAGO | CAÑÓN DEL HUAJUCO | DOMÉSTICO |  | 06NVL154213/24CLDA14 | 109 m³/año | [13 empty] | Fuente: CartoCrítica / REPDA CONAGUA 2024 | {"type":"Feature","properties":{},"geometry":{"type":"Point","coordinates":[-100.189917,25.500167]}}
RAYMUNDO FERNANDO GONZALEZ GUERRA, LETICIA MUÑOZ G | Point | SANTIAGO | CAÑÓN DEL HUAJUCO | DOMÉSTICO |  | 06NVL154219/24CMDA14 | 300 m³/año | [13 empty] | Fuente: CartoCrítica / REPDA CONAGUA 2024 | {"type":"Feature","properties":{},"geometry":{"type":"Point","coordinates":[-100.153556,25.451194]}}
ELSA ADRIANA CANALES VALDEZ | Point | MONTERREY | CAÑÓN DEL HUAJUCO | DOMÉSTICO |  | 06NVL154220/24CLDA14 | 985 m³/año | [13 empty] | Fuente: CartoCrítica / REPDA CONAGUA 2024 | {"type":"Feature","properties":{},"geometry":{"type":"Point","coordinates":[-100.221361,25.543111]}}
LAURA PATRICIA RODRIGUEZ CAVAZOS | Point | MONTERREY | CAÑÓN DEL HUAJUCO | DOMÉSTICO |  | 06NVL154221/24CLDA14 | 500 m³/año | [13 empty] | Fuente: CartoCrítica / REPDA CONAGUA 2024 | {"type":"Feature","properties":{},"geometry":{"type":"Point","coordinates":[-100.224278,25.555389]}}
EDNA MAGDALENA MASSA AYALA, EDWIN MASSA AYALA | Point | SANTIAGO | CITRÍCOLA NORTE | DOMÉSTICO |  | 06NVL154223/24CLDA14 | 350 m³/año | [13 empty] | Fuente: CartoCrítica / REPDA CONAGUA 2024 | {"type":"Feature","properties":{},"geometry":{"type":"Point","coordinates":[-100.099444,25.443333]}}
EDNA MAGDALENA MASSA AYALA Y, EDWIN MASSA AYALA | Point | SANTIAGO | CITRÍCOLA NORTE | DOMÉSTICO |  | 06NVL154224/24CLDA14 | 350 m³/año | [13 empty] | Fuente: CartoCrítica / REPDA CONAGUA 2024 | {"type":"Feature","properties":{},"geometry":{"type":"Point","coordinates":[-100.098889,25.444167]}}
OSCAR ALEJANDRO GARZA VAZQUEZ | Point | SANTIAGO | CAÑÓN DEL HUAJUCO | DOMÉSTICO |  | 06NVL154255/24CLDA14 | 385 m³/año | [13 empty] | Fuente: CartoCrítica / REPDA CONAGUA 2024 | {"type":"Feature","properties":{},"geometry":{"type":"Point","coordinates":[-100.185389,25.475639]}}
JOSE ANASTACIO GONZALEZ ORNELAS | Point | MONTERREY | CAÑÓN DEL HUAJUCO | DOMÉSTICO |  | 06NVL154260/24CMDA14 | 1.0 mil m³/año | [13 empty] | Fuente: CartoCrítica / REPDA CONAGUA 2024 | {"type":"Feature","properties":{},"geometry":{"type":"Point","coordinates":[-100.206722,25.579222]}}
PATRICIO RAMOS MALDONADO, MARIA TERESA MARTINEZ LA | Point | SANTIAGO | CAÑÓN DEL HUAJUCO | DOMÉSTICO |  | 06NVL154261/24CLDA14 | 590 m³/año | [13 empty] | Fuente: CartoCrítica / REPDA CONAGUA 2024 | {"type":"Feature","properties":{},"geometry":{"type":"Point","coordinates":[-100.183333,25.484722]}}
IVAN GONZALEZ BAYONA | Point | SANTIAGO | CAÑÓN DEL HUAJUCO | DOMÉSTICO |  | 06NVL154262/24CLDA14 | 400 m³/año | [13 empty] | Fuente: CartoCrítica / REPDA CONAGUA 2024 | {"type":"Feature","properties":{},"geometry":{"type":"Point","coordinates":[-100.160583,25.452111]}}
NESTOR ARTURO WONG MORENO | Point | SANTIAGO | CAÑÓN DEL HUAJUCO | DIFERENTES USOS |  | 06NVL154266/24IMDA15 | 700 m³/año | [13 empty] | Fuente: CartoCrítica / REPDA CONAGUA 2024 | {"type":"Feature","properties":{},"geometry":{"type":"Point","coordinates":[-100.198444,25.483861]}}
JESUS GONZALEZ MONTAÑEZ | Point | SALINAS VICTORIA | EL CARMEN-SALINAS-VICTORIA | DIFERENTES USOS |  | 06NVL154275/24IMDA15 | 15.0 mil m³/año | [13 empty] | Fuente: CartoCrítica / REPDA CONAGUA 2024 | {"type":"Feature","properties":{},"geometry":{"type":"Point","coordinates":[-100.303333,26.021111]}}
SERVIACERO PLANOS, S. DE R.L. DE C.V. | Point | GENERAL ESCOBEDO | EL CARMEN-SALINAS-VICTORIA | SERVICIOS |  | 06NVL154283/24EMDA15 | 10.0 mil m³/año | [13 empty] | Fuente: CartoCrítica / REPDA CONAGUA 2024 | {"type":"Feature","properties":{},"geometry":{"type":"Point","coordinates":[-100.399444,25.811389]}}
GAS INDUSTRIAL DE MONTERREY, S.A. DE C.V. | Point | MONTERREY | ÁREA METROPOLITANA DE MONTERREY | SERVICIOS |  | 06NVL154289/24EMDA15 | 1.3 mil m³/año | [13 empty] | Fuente: CartoCrítica / REPDA CONAGUA 2024 | {"type":"Feature","properties":{},"geometry":{"type":"Point","coordinates":[-100.277194,25.704611]}}
LA IGLESIA DE JESUCRISTO DE LOS SANTOS DE LOS ULTI | Point | MONTERREY | ÁREA METROPOLITANA DE MONTERREY | SERVICIOS |  | 06NVL154359/24EMDA15 | 7.0 mil m³/año | [13 empty] | Fuente: CartoCrítica / REPDA CONAGUA 2024 | {"type":"Feature","properties":{},"geometry":{"type":"Point","coordinates":[-100.260528,25.588333]}}
CASA HOGAR EL REFUGIO DE MONTERREY, A.B.P. | Point | MONTERREY | ÁREA METROPOLITANA DE MONTERREY | SERVICIOS |  | 06NVL154396/24EMDA15 | 2.1 mil m³/año | [13 empty] | Fuente: CartoCrítica / REPDA CONAGUA 2024 | {"type":"Feature","properties":{},"geometry":{"type":"Point","coordinates":[-100.282111,25.639972]}}
DOMINGA CAZARES CASTILLO | Point | GENERAL ESCOBEDO | EL CARMEN-SALINAS-VICTORIA | DIFERENTES USOS |  | 06NVL155419/24ILDA16 | 2.8 mil m³/año | [13 empty] | Fuente: CartoCrítica / REPDA CONAGUA 2024 | {"type":"Feature","properties":{},"geometry":{"type":"Point","coordinates":[-100.38675,25.813639]}}
OPERADORA DE SERVICIOS TURISTICOS YAMALLEL, S.A DE | Point | MONTERREY | ÁREA METROPOLITANA DE MONTERREY | SERVICIOS |  | 06NVL155420/24EMDA16 | 6.0 mil m³/año | [13 empty] | Fuente: CartoCrítica / REPDA CONAGUA 2024 | {"type":"Feature","properties":{},"geometry":{"type":"Point","coordinates":[-100.30875,25.68275]}}
INSTITUTO REGIOMONTANO, A.C. | Point | MONTERREY | ÁREA METROPOLITANA DE MONTERREY | SERVICIOS |  | 06NVL155430/24ELDA16 | 14.0 mil m³/año | [13 empty] | Fuente: CartoCrítica / REPDA CONAGUA 2024 | {"type":"Feature","properties":{},"geometry":{"type":"Point","coordinates":[-100.344667,25.680028]}}
INSTITUTO TECNOLOGICO Y DE ESTUDIOS SUPERIORES DE | Point | SANTA CATARINA | ÁREA METROPOLITANA DE MONTERREY | SERVICIOS |  | 06NVL155445/24EMDA16 | 8.4 mil m³/año | [13 empty] | Fuente: CartoCrítica / REPDA CONAGUA 2024 | {"type":"Feature","properties":{},"geometry":{"type":"Point","coordinates":[-100.430667,25.66]}}
INSTITUTO REGIOMONTANO, A.C. | Point | MONTERREY | ÁREA METROPOLITANA DE MONTERREY | SERVICIOS |  | 06NVL155471/24ELDA16 | 14.0 mil m³/año | [13 empty] | Fuente: CartoCrítica / REPDA CONAGUA 2024 | {"type":"Feature","properties":{},"geometry":{"type":"Point","coordinates":[-100.406917,25.725972]}}
PERPETUIDADES SANTA MARIA, S.A. DE C.V. | Point | MONTERREY | ÁREA METROPOLITANA DE MONTERREY | SERVICIOS |  | 06NVL155473/24EPDA16 | 459 m³/año | [13 empty] | Fuente: CartoCrítica / REPDA CONAGUA 2024 | {"type":"Feature","properties":{},"geometry":{"type":"Point","coordinates":[-100.395833,25.747139]}}
RODOLFO FRANCISCO BARRERA VILLARREAL, DOLORES DEL | Point | SALINAS VICTORIA | EL CARMEN-SALINAS-VICTORIA | DIFERENTES USOS |  | 06NVL155555/24IMDA16 | 57.3 mil m³/año | [13 empty] | Fuente: CartoCrítica / REPDA CONAGUA 2024 | {"type":"Feature","properties":{},"geometry":{"type":"Point","coordinates":[-100.330056,26.159639]}}
RODOLFO FRANCISCO BARRERA VILLARREAL, DOLORES DEL | Point | SALINAS VICTORIA | EL CARMEN-SALINAS-VICTORIA | DIFERENTES USOS |  | 06NVL155555/24IMDA16 | 57.3 mil m³/año | [13 empty] | Fuente: CartoCrítica / REPDA CONAGUA 2024 | {"type":"Feature","properties":{},"geometry":{"type":"Point","coordinates":[-100.302861,26.156222]}}
ADMINISTRADORA CAROLCO, S.A. DE C.V. | Point | MONTERREY | CAÑÓN DEL HUAJUCO | SERVICIOS |  | 06NVL156236/24EMDA17 | 60.0 mil m³/año | [13 empty] | Fuente: CartoCrítica / REPDA CONAGUA 2024 | {"type":"Feature","properties":{},"geometry":{"type":"Point","coordinates":[-100.22975,25.546944]}}
JUAN RODOLFO GUERRA BOTELLO, JUAN RODOLFO GUERRA C | Point | APODACA | ÁREA METROPOLITANA DE MONTERREY | SERVICIOS |  | 06NVL156248/24ELDA17 | 5.0 mil m³/año | [13 empty] | Fuente: CartoCrítica / REPDA CONAGUA 2024 | {"type":"Feature","properties":{},"geometry":{"type":"Point","coordinates":[-100.231083,25.765806]}}
AUTOLAVADO LEONES, S.A. DE C.V. | Point | MONTERREY | ÁREA METROPOLITANA DE MONTERREY | SERVICIOS |  | 06NVL156250/24ELDA17 | 10.0 mil m³/año | [13 empty] | Fuente: CartoCrítica / REPDA CONAGUA 2024 | {"type":"Feature","properties":{},"geometry":{"type":"Point","coordinates":[-100.379111,25.713556]}}
ULTRA PURA AGUA PURIFICADA, S.A. DE C.V. | Point | APODACA | ÁREA METROPOLITANA DE MONTERREY | SERVICIOS |  | 06NVL156251/24ELDA17 | 30.0 mil m³/año | [13 empty] | Fuente: CartoCrítica / REPDA CONAGUA 2024 | {"type":"Feature","properties":{},"geometry":{"type":"Point","coordinates":[-100.198389,25.768278]}}
HIELO MONTERREY, S.A. DE C.V. | Point | SANTA CATARINA | ÁREA METROPOLITANA DE MONTERREY | SERVICIOS |  | 06NVL156252/24ELDA17 | 5.0 mil m³/año | [13 empty] | Fuente: CartoCrítica / REPDA CONAGUA 2024 | {"type":"Feature","properties":{},"geometry":{"type":"Point","coordinates":[-100.448361,25.665028]}}
ERNESTO GUERRA GARZA | Point | SANTIAGO | CAÑÓN DEL HUAJUCO | DOMÉSTICO |  | 06NVL156282/24CLDA17 | 546 m³/año | [13 empty] | Fuente: CartoCrítica / REPDA CONAGUA 2024 | {"type":"Feature","properties":{},"geometry":{"type":"Point","coordinates":[-100.151389,25.445417]}}
PARQUE INDUSTRIAL ALMACENTRO, A.C. | Point | APODACA | ÁREA METROPOLITANA DE MONTERREY | SERVICIOS |  | 06NVL156512/24ELDA17 | 110.0 mil m³/año | [13 empty] | Fuente: CartoCrítica / REPDA CONAGUA 2024 | {"type":"Feature","properties":{},"geometry":{"type":"Point","coordinates":[-100.197417,25.754222]}}
REYNOLD MARTINEZ CHAPA | Point | GENERAL ZUAZUA | EL CARMEN-SALINAS-VICTORIA | DIFERENTES USOS |  | 06NVL156526/24ILDA17 | 40.2 mil m³/año | [13 empty] | Fuente: CartoCrítica / REPDA CONAGUA 2024 | {"type":"Feature","properties":{},"geometry":{"type":"Point","coordinates":[-100.126944,25.896389]}}
REYNOLD MARTINEZ CHAPA | Point | GENERAL ZUAZUA | EL CARMEN-SALINAS-VICTORIA | DIFERENTES USOS |  | 06NVL156526/24ILDA17 | 40.2 mil m³/año | [13 empty] | Fuente: CartoCrítica / REPDA CONAGUA 2024 | {"type":"Feature","properties":{},"geometry":{"type":"Point","coordinates":[-100.124444,25.898333]}}
ALFREDO GARCIA CASTILLO | Point | SANTA CATARINA | CAMPO DURAZNO | SERVICIOS |  | 06NVL156700/24EMDA18 | 5.0 mil m³/año | [13 empty] | Fuente: CartoCrítica / REPDA CONAGUA 2024 | {"type":"Feature","properties":{},"geometry":{"type":"Point","coordinates":[-100.52025,25.700528]}}
MADERA Y MAQUILAS DEL PONIENTE, S.A. DE C.V. | Point | SANTA CATARINA | CAMPO DURAZNO | SERVICIOS |  | 06NVL156704/24EMDA18 | 2.0 mil m³/año | [13 empty] | Fuente: CartoCrítica / REPDA CONAGUA 2024 | {"type":"Feature","properties":{},"geometry":{"type":"Point","coordinates":[-100.522278,25.688361]}}
INMOBILIARIA TORRE M, S.A. DE C.V. | Point | MONTERREY | ÁREA METROPOLITANA DE MONTERREY | SERVICIOS |  | 06NVL156726/24ELDA17 | 70.0 mil m³/año | [13 empty] | Fuente: CartoCrítica / REPDA CONAGUA 2024 | {"type":"Feature","properties":{},"geometry":{"type":"Point","coordinates":[-100.317583,25.665139]}}
PLAZA HUAJUCO UNO SOCIEDAD ANONIMA PROMOTORA DE IN | Point | MONTERREY | ÁREA METROPOLITANA DE MONTERREY | SERVICIOS |  | 06NVL156740/24EMDA18 | 10.0 mil m³/año | [13 empty] | Fuente: CartoCrítica / REPDA CONAGUA 2024 | {"type":"Feature","properties":{},"geometry":{"type":"Point","coordinates":[-100.248722,25.576389]}}
JOSE HUMBERTO CAVAZOS CANTU | Point | SANTIAGO | CAÑÓN DEL HUAJUCO | DOMÉSTICO |  | 06NVL160092/24CLDA18 | 700 m³/año | [13 empty] | Fuente: CartoCrítica / REPDA CONAGUA 2024 | {"type":"Feature","properties":{},"geometry":{"type":"Point","coordinates":[-100.169639,25.444361]}}
SIEMENS INMOBILIARIA, S.A DE C.V. | Point | SANTA CATARINA | CAMPO DURAZNO | SERVICIOS |  | 06NVL160134/24EMDA18 | 85.0 mil m³/año | [13 empty] | Fuente: CartoCrítica / REPDA CONAGUA 2024 | {"type":"Feature","properties":{},"geometry":{"type":"Point","coordinates":[-100.526333,25.725333]}}
SIEMENS INMOBILIARIA, S.A DE C.V. | Point | SANTA CATARINA | CAMPO DURAZNO | SERVICIOS |  | 06NVL160134/24EMDA18 | 85.0 mil m³/año | [13 empty] | Fuente: CartoCrítica / REPDA CONAGUA 2024 | {"type":"Feature","properties":{},"geometry":{"type":"Point","coordinates":[-100.531528,25.723972]}}
FRANCISCO JAVIER ELIZONDO GONZALEZ | Point | SALINAS VICTORIA | EL CARMEN-SALINAS-VICTORIA | DIFERENTES USOS |  | 06NVL160142/24ILDA18 | 405.0 mil m³/año | [13 empty] | Fuente: CartoCrítica / REPDA CONAGUA 2024 | {"type":"Feature","properties":{},"geometry":{"type":"Point","coordinates":[-100.2125,26.124722]}}
FRANCISCO JAVIER ELIZONDO GONZALEZ | Point | SALINAS VICTORIA | EL CARMEN-SALINAS-VICTORIA | DIFERENTES USOS |  | 06NVL160142/24ILDA18 | 405.0 mil m³/año | [13 empty] | Fuente: CartoCrítica / REPDA CONAGUA 2024 | {"type":"Feature","properties":{},"geometry":{"type":"Point","coordinates":[-100.212778,26.124444]}}
FRANCISCO JAVIER ELIZONDO GONZALEZ | Point | SALINAS VICTORIA | EL CARMEN-SALINAS-VICTORIA | DIFERENTES USOS |  | 06NVL160142/24ILDA18 | 405.0 mil m³/año | [13 empty] | Fuente: CartoCrítica / REPDA CONAGUA 2024 | {"type":"Feature","properties":{},"geometry":{"type":"Point","coordinates":[-100.216111,26.123611]}}
PROMOFISA, S.A. DE C.V. | Point | GUADALUPE | ÁREA METROPOLITANA DE MONTERREY | SERVICIOS |  | 06NVL160147/24ELDA18 | 2.9 mil m³/año | [13 empty] | Fuente: CartoCrítica / REPDA CONAGUA 2024 | {"type":"Feature","properties":{},"geometry":{"type":"Point","coordinates":[-100.197278,25.705833]}}
FERBO DE MEXICO, S.A. | Point | MONTERREY | ÁREA METROPOLITANA DE MONTERREY | SERVICIOS |  | 06NVL160168/24EMDA18 | 5.2 mil m³/año | [13 empty] | Fuente: CartoCrítica / REPDA CONAGUA 2024 | {"type":"Feature","properties":{},"geometry":{"type":"Point","coordinates":[-100.256944,25.584722]}}
INMOVILIARIA MONTEVI, S. A. DE C. V. | Point | SALINAS VICTORIA | EL CARMEN-SALINAS-VICTORIA | DIFERENTES USOS |  | 06NVL160206/24IMDA18 | 2.08 Mm³/año | [13 empty] | Fuente: CartoCrítica / REPDA CONAGUA 2024 | {"type":"Feature","properties":{},"geometry":{"type":"Point","coordinates":[-100.078611,26.143333]}}
INMOVILIARIA MONTEVI, S. A. DE C. V. | Point | SALINAS VICTORIA | EL CARMEN-SALINAS-VICTORIA | DIFERENTES USOS |  | 06NVL160206/24IMDA18 | 2.08 Mm³/año | [13 empty] | Fuente: CartoCrítica / REPDA CONAGUA 2024 | {"type":"Feature","properties":{},"geometry":{"type":"Point","coordinates":[-100.078333,26.141667]}}
INMOVILIARIA MONTEVI, S. A. DE C. V. | Point | SALINAS VICTORIA | EL CARMEN-SALINAS-VICTORIA | DIFERENTES USOS |  | 06NVL160206/24IMDA18 | 2.08 Mm³/año | [13 empty] | Fuente: CartoCrítica / REPDA CONAGUA 2024 | {"type":"Feature","properties":{},"geometry":{"type":"Point","coordinates":[-100.078889,26.142222]}}
INMOVILIARIA MONTEVI, S. A. DE C. V. | Point | SALINAS VICTORIA | EL CARMEN-SALINAS-VICTORIA | DIFERENTES USOS |  | 06NVL160206/24IMDA18 | 2.08 Mm³/año | [13 empty] | Fuente: CartoCrítica / REPDA CONAGUA 2024 | {"type":"Feature","properties":{},"geometry":{"type":"Point","coordinates":[-100.0775,26.143889]}}
INMOVILIARIA MONTEVI, S. A. DE C. V. | Point | SALINAS VICTORIA | EL CARMEN-SALINAS-VICTORIA | DIFERENTES USOS |  | 06NVL160206/24IMDA18 | 2.08 Mm³/año | [13 empty] | Fuente: CartoCrítica / REPDA CONAGUA 2024 | {"type":"Feature","properties":{},"geometry":{"type":"Point","coordinates":[-100.075278,26.146667]}}
INMOVILIARIA MONTEVI, S. A. DE C. V. | Point | SALINAS VICTORIA | EL CARMEN-SALINAS-VICTORIA | DIFERENTES USOS |  | 06NVL160206/24IMDA18 | 2.08 Mm³/año | [13 empty] | Fuente: CartoCrítica / REPDA CONAGUA 2024 | {"type":"Feature","properties":{},"geometry":{"type":"Point","coordinates":[-100.075278,26.144167]}}
INMOVILIARIA MONTEVI, S. A. DE C. V. | Point | SALINAS VICTORIA | EL CARMEN-SALINAS-VICTORIA | DIFERENTES USOS |  | 06NVL160206/24IMDA18 | 2.08 Mm³/año | [13 empty] | Fuente: CartoCrítica / REPDA CONAGUA 2024 | {"type":"Feature","properties":{},"geometry":{"type":"Point","coordinates":[-100.074722,26.141944]}}
INMOVILIARIA MONTEVI, S. A. DE C. V. | Point | SALINAS VICTORIA | EL CARMEN-SALINAS-VICTORIA | DIFERENTES USOS |  | 06NVL160206/24IMDA18 | 2.08 Mm³/año | [13 empty] | Fuente: CartoCrítica / REPDA CONAGUA 2024 | {"type":"Feature","properties":{},"geometry":{"type":"Point","coordinates":[-100.073611,26.140556]}}
INMOVILIARIA MONTEVI, S. A. DE C. V. | Point | SALINAS VICTORIA | EL CARMEN-SALINAS-VICTORIA | DIFERENTES USOS |  | 06NVL160206/24IMDA18 | 2.08 Mm³/año | [13 empty] | Fuente: CartoCrítica / REPDA CONAGUA 2024 | {"type":"Feature","properties":{},"geometry":{"type":"Point","coordinates":[-100.074722,26.138611]}}
INMOVILIARIA MONTEVI, S. A. DE C. V. | Point | SALINAS VICTORIA | EL CARMEN-SALINAS-VICTORIA | DIFERENTES USOS |  | 06NVL160206/24IMDA18 | 2.08 Mm³/año | [13 empty] | Fuente: CartoCrítica / REPDA CONAGUA 2024 | {"type":"Feature","properties":{},"geometry":{"type":"Point","coordinates":[-100.076944,26.135]}}
INMOVILIARIA MONTEVI, S. A. DE C. V. | Point | SALINAS VICTORIA | EL CARMEN-SALINAS-VICTORIA | DIFERENTES USOS |  | 06NVL160206/24IMDA18 | 2.08 Mm³/año | [13 empty] | Fuente: CartoCrítica / REPDA CONAGUA 2024 | {"type":"Feature","properties":{},"geometry":{"type":"Point","coordinates":[-100.078889,26.141944]}}
INMOVILIARIA MONTEVI, S. A. DE C. V. | Point | SALINAS VICTORIA | EL CARMEN-SALINAS-VICTORIA | DIFERENTES USOS |  | 06NVL160206/24IMDA18 | 2.08 Mm³/año | [13 empty] | Fuente: CartoCrítica / REPDA CONAGUA 2024 | {"type":"Feature","properties":{},"geometry":{"type":"Point","coordinates":[-100.0775,26.138333]}}
INMOVILIARIA MONTEVI, S. A. DE C. V. | Point | SALINAS VICTORIA | EL CARMEN-SALINAS-VICTORIA | DIFERENTES USOS |  | 06NVL160206/24IMDA18 | 2.08 Mm³/año | [13 empty] | Fuente: CartoCrítica / REPDA CONAGUA 2024 | {"type":"Feature","properties":{},"geometry":{"type":"Point","coordinates":[-100.079167,26.139167]}}
INMOVILIARIA MONTEVI, S. A. DE C. V. | Point | SALINAS VICTORIA | EL CARMEN-SALINAS-VICTORIA | DIFERENTES USOS |  | 06NVL160206/24IMDA18 | 2.08 Mm³/año | [13 empty] | Fuente: CartoCrítica / REPDA CONAGUA 2024 | {"type":"Feature","properties":{},"geometry":{"type":"Point","coordinates":[-100.081111,26.141667]}}
INMOVILIARIA MONTEVI, S. A. DE C. V. | Point | SALINAS VICTORIA | EL CARMEN-SALINAS-VICTORIA | DIFERENTES USOS |  | 06NVL160206/24IMDA18 | 2.08 Mm³/año | [13 empty] | Fuente: CartoCrítica / REPDA CONAGUA 2024 | {"type":"Feature","properties":{},"geometry":{"type":"Point","coordinates":[-100.076944,26.14]}}
INMOVILIARIA MONTEVI, S. A. DE C. V. | Point | SALINAS VICTORIA | EL CARMEN-SALINAS-VICTORIA | DIFERENTES USOS |  | 06NVL160206/24IMDA18 | 2.08 Mm³/año | [13 empty] | Fuente: CartoCrítica / REPDA CONAGUA 2024 | {"type":"Feature","properties":{},"geometry":{"type":"Point","coordinates":[-100.075556,26.141389]}}
INMOVILIARIA MONTEVI, S. A. DE C. V. | Point | SALINAS VICTORIA | EL CARMEN-SALINAS-VICTORIA | DIFERENTES USOS |  | 06NVL160206/24IMDA18 | 2.08 Mm³/año | [13 empty] | Fuente: CartoCrítica / REPDA CONAGUA 2024 | {"type":"Feature","properties":{},"geometry":{"type":"Point","coordinates":[-100.075833,26.1425]}}
GUADALUPE DE LOS ANGELES GARCIA TREVIÑO | Point | SANTIAGO | CAÑÓN DEL HUAJUCO | DIFERENTES USOS |  | 06NVL160219/24IMDA18 | 176.8 mil m³/año | [13 empty] | Fuente: CartoCrítica / REPDA CONAGUA 2024 | {"type":"Feature","properties":{},"geometry":{"type":"Point","coordinates":[-100.152778,25.425]}}
GUADALUPE DE LOS ANGELES GARCIA TREVIÑO | Point | SANTIAGO | CAÑÓN DEL HUAJUCO | DIFERENTES USOS |  | 06NVL160219/24IMDA18 | 176.8 mil m³/año | [13 empty] | Fuente: CartoCrítica / REPDA CONAGUA 2024 | {"type":"Feature","properties":{},"geometry":{"type":"Point","coordinates":[-100.1525,25.425833]}}
GUADALUPE DE LOS ANGELES GARCIA TREVIÑO | Point | SANTIAGO | CAÑÓN DEL HUAJUCO | DIFERENTES USOS |  | 06NVL160219/24IMDA18 | 176.8 mil m³/año | [13 empty] | Fuente: CartoCrítica / REPDA CONAGUA 2024 | {"type":"Feature","properties":{},"geometry":{"type":"Point","coordinates":[-100.153056,25.424722]}}
ORGANISMO PUBLICO DESCENTRALIZADO DENOMINADO PARQU | Point | MONTERREY | ÁREA METROPOLITANA DE MONTERREY | DIFERENTES USOS |  | 06NVL160236/24ILDA18 | 2.24 Mm³/año | [13 empty] | Fuente: CartoCrítica / REPDA CONAGUA 2024 | {"type":"Feature","properties":{},"geometry":{"type":"Point","coordinates":[-100.296944,25.669444]}}
ORGANISMO PUBLICO DESCENTRALIZADO DENOMINADO PARQU | Point | MONTERREY | ÁREA METROPOLITANA DE MONTERREY | DIFERENTES USOS |  | 06NVL160236/24ILDA18 | 2.24 Mm³/año | [13 empty] | Fuente: CartoCrítica / REPDA CONAGUA 2024 | {"type":"Feature","properties":{},"geometry":{"type":"Point","coordinates":[-100.2975,25.669722]}}
DINAMICA DEPORTIVA DE MONTERREY, S. DE R.L. | Point | SANTIAGO | CAÑÓN DEL HUAJUCO | SERVICIOS |  | 06NVL160293/24ELDA18 | 13.5 mil m³/año | [13 empty] | Fuente: CartoCrítica / REPDA CONAGUA 2024 | {"type":"Feature","properties":{},"geometry":{"type":"Point","coordinates":[-100.188333,25.506111]}}
SULAMIT BUDNIK LOZANO | Point | MONTERREY | CAÑÓN DEL HUAJUCO | SERVICIOS |  | 06NVL160324/24EMDA18 | 730 m³/año | [13 empty] | Fuente: CartoCrítica / REPDA CONAGUA 2024 | {"type":"Feature","properties":{},"geometry":{"type":"Point","coordinates":[-100.219167,25.535278]}}
GERARDO DE LA GARZA VILLARREAL | Point | GUADALUPE | ÁREA METROPOLITANA DE MONTERREY | DOMÉSTICO |  | 06NVL160386/24CLDA18 | 1.4 mil m³/año | [13 empty] | Fuente: CartoCrítica / REPDA CONAGUA 2024 | {"type":"Feature","properties":{},"geometry":{"type":"Point","coordinates":[-100.152778,25.6625]}}
REGIOMONTANA DE GAS, S.A. | Point | MONTERREY | ÁREA METROPOLITANA DE MONTERREY | SERVICIOS |  | 06NVL160436/24ELDA18 | 1.0 mil m³/año | [13 empty] | Fuente: CartoCrítica / REPDA CONAGUA 2024 | {"type":"Feature","properties":{},"geometry":{"type":"Point","coordinates":[-100.38275,25.672361]}}
GAS SULTANA, S.A. | Point | SANTA CATARINA | ÁREA METROPOLITANA DE MONTERREY | SERVICIOS |  | 06NVL160437/24EMDA18 | 2.0 mil m³/año | [13 empty] | Fuente: CartoCrítica / REPDA CONAGUA 2024 | {"type":"Feature","properties":{},"geometry":{"type":"Point","coordinates":[-100.470806,25.701778]}}
REGIOMONTANA DE GAS, S.A. | Point | MONTERREY | ÁREA METROPOLITANA DE MONTERREY | SERVICIOS |  | 06NVL160440/24ELDA18 | 2.0 mil m³/año | [13 empty] | Fuente: CartoCrítica / REPDA CONAGUA 2024 | {"type":"Feature","properties":{},"geometry":{"type":"Point","coordinates":[-100.294222,25.628917]}}
CLEBER TE MUEVE, S.A. DE C.V. | Point | GENERAL ESCOBEDO | EL CARMEN-SALINAS-VICTORIA | SERVICIOS |  | 06NVL160482/24ELDA18 | 4.0 mil m³/año | [13 empty] | Fuente: CartoCrítica / REPDA CONAGUA 2024 | {"type":"Feature","properties":{},"geometry":{"type":"Point","coordinates":[-100.341667,25.817111]}}
GRUPO INMOBILIARIO M.G., S.A. DE C.V. | Point | GENERAL ESCOBEDO | EL CARMEN-SALINAS-VICTORIA | SERVICIOS |  | 06NVL160483/24ELDA18 | 10.0 mil m³/año | [13 empty] | Fuente: CartoCrítica / REPDA CONAGUA 2024 | {"type":"Feature","properties":{},"geometry":{"type":"Point","coordinates":[-100.366111,25.811389]}}
JORGE GUAJARDO CRUZ | Point | SANTIAGO | CAÑÓN DEL HUAJUCO | DOMÉSTICO |  | 06NVL160503/24CPDA18 | 192 m³/año | [13 empty] | Fuente: CartoCrítica / REPDA CONAGUA 2024 | {"type":"Feature","properties":{},"geometry":{"type":"Point","coordinates":[-100.2,25.508333]}}
EMPREX SERVICIOS, S.A. DE C.V. | Point | SANTIAGO | CAÑÓN DEL HUAJUCO | SERVICIOS |  | 06NVL160520/24EMDA18 | 13.5 mil m³/año | [13 empty] | Fuente: CartoCrítica / REPDA CONAGUA 2024 | {"type":"Feature","properties":{},"geometry":{"type":"Point","coordinates":[-100.186389,25.485556]}}
MIGUEL QUIROGA DIAZ | Point | SALINAS VICTORIA | EL CARMEN-SALINAS-VICTORIA | DIFERENTES USOS |  | 06NVL160544/24ILDA18 | 10.7 mil m³/año | [13 empty] | Fuente: CartoCrítica / REPDA CONAGUA 2024 | {"type":"Feature","properties":{},"geometry":{"type":"Point","coordinates":[-100.214444,25.882778]}}
PROMOTORA E INMOBILIARIA ROJAS, S.A. DE C.V. | Point | GENERAL ZUAZUA | EL CARMEN-SALINAS-VICTORIA | SERVICIOS |  | 06NVL160584/24EMDA19 | 161.0 mil m³/año | [13 empty] | Fuente: CartoCrítica / REPDA CONAGUA 2024 | {"type":"Feature","properties":{},"geometry":{"type":"Point","coordinates":[-100.162694,25.87925]}}
PROMOTORA E INMOBILIARIA ROJAS, S.A. DE C.V. | Point | GENERAL ZUAZUA | EL CARMEN-SALINAS-VICTORIA | SERVICIOS |  | 06NVL160584/24EMDA19 | 161.0 mil m³/año | [13 empty] | Fuente: CartoCrítica / REPDA CONAGUA 2024 | {"type":"Feature","properties":{},"geometry":{"type":"Point","coordinates":[-100.163083,25.878861]}}
PROMOTORA E INMOBILIARIA ROJAS, S.A. DE C.V. | Point | GENERAL ZUAZUA | EL CARMEN-SALINAS-VICTORIA | SERVICIOS |  | 06NVL160584/24EMDA19 | 161.0 mil m³/año | [13 empty] | Fuente: CartoCrítica / REPDA CONAGUA 2024 | {"type":"Feature","properties":{},"geometry":{"type":"Point","coordinates":[-100.164278,25.880083]}}
GAS SULTANA, S.A. | Point | GUADALUPE | ÁREA METROPOLITANA DE MONTERREY | SERVICIOS |  | 06NVL160590/24ELDA19 | 2.0 mil m³/año | [13 empty] | Fuente: CartoCrítica / REPDA CONAGUA 2024 | {"type":"Feature","properties":{},"geometry":{"type":"Point","coordinates":[-100.204056,25.673833]}}
HOTEL MONTERREY, S.A. DE C.V. | Point | MONTERREY | ÁREA METROPOLITANA DE MONTERREY | SERVICIOS |  | 06NVL160671/24EMDA19 | 40.0 mil m³/año | [13 empty] | Fuente: CartoCrítica / REPDA CONAGUA 2024 | {"type":"Feature","properties":{},"geometry":{"type":"Point","coordinates":[-100.353333,25.683889]}}
ANGEL MARIO TREVIÑO SOLIS | Point | APODACA | ÁREA METROPOLITANA DE MONTERREY | DOMÉSTICO |  | 06NVL112129/24CLGR00 | 1.0 mil m³/año | [13 empty] | Fuente: CartoCrítica / REPDA CONAGUA 2024 | {"type":"Feature","properties":{},"geometry":{"type":"Point","coordinates":[-100.155556,25.810556]}}
FRACCIONAMIENTO VALLE DE SANTIAGO | Point | SANTIAGO | CAÑÓN DEL HUAJUCO | SERVICIOS |  | 06NVL150008/24ELDA17 | 35.0 mil m³/año | [13 empty] | Fuente: CartoCrítica / REPDA CONAGUA 2024 | {"type":"Feature","properties":{},"geometry":{"type":"Point","coordinates":[-100.162,25.438583]}}
J. JESUS CORDOVA VAZQUEZ | Point | SANTA CATARINA | ÁREA METROPOLITANA DE MONTERREY | SERVICIOS |  | 06NVL150056/24EMDA17 | 10.0 mil m³/año | [13 empty] | Fuente: CartoCrítica / REPDA CONAGUA 2024 | {"type":"Feature","properties":{},"geometry":{"type":"Point","coordinates":[-100.471472,25.679111]}}
MARIA GUADALUPE RODRIGUEZ ELIZONDO | Point | SANTIAGO | CAÑÓN DEL HUAJUCO | SERVICIOS |  | 06NVL150081/24ELDA18 | 125.0 mil m³/año | [13 empty] | Fuente: CartoCrítica / REPDA CONAGUA 2024 | {"type":"Feature","properties":{},"geometry":{"type":"Point","coordinates":[-100.191194,25.494556]}}
MARTHA ALICIA VILLASEÑOR CERVANTES | Point | SANTIAGO | CAÑÓN DEL HUAJUCO | DOMÉSTICO |  | 06NVL150082/24CLDA16 | 372 m³/año | [13 empty] | Fuente: CartoCrítica / REPDA CONAGUA 2024 | {"type":"Feature","properties":{},"geometry":{"type":"Point","coordinates":[-100.195639,25.496444]}}
UNIBLOCK, S.A. DE C.V. | Point | APODACA | ÁREA METROPOLITANA DE MONTERREY | SERVICIOS |  | 06NVL150095/24EMDA18 | 14.0 mil m³/año | [13 empty] | Fuente: CartoCrítica / REPDA CONAGUA 2024 | {"type":"Feature","properties":{},"geometry":{"type":"Point","coordinates":[-100.228083,25.759806]}}
ALFREDO ARREDONDO CASTILLO | Point | SANTA CATARINA | CAMPO DURAZNO | SERVICIOS |  | 06NVL150115/24EMDA12 | 3.0 mil m³/año | [13 empty] | Fuente: CartoCrítica / REPDA CONAGUA 2024 | {"type":"Feature","properties":{},"geometry":{"type":"Point","coordinates":[-100.505833,25.732778]}}
CONCRETOS TECNICOS DE MEXICO, S.A. DE C.V. | Point | MONTERREY | ÁREA METROPOLITANA DE MONTERREY | SERVICIOS |  | 06NVL150137/24EMDA13 | 25.0 mil m³/año | [13 empty] | Fuente: CartoCrítica / REPDA CONAGUA 2024 | {"type":"Feature","properties":{},"geometry":{"type":"Point","coordinates":[-100.300306,25.713111]}}
CONCRETOS TECNICOS DE MEXICO, S.A. DE C.V. | Point | APODACA | ÁREA METROPOLITANA DE MONTERREY | SERVICIOS |  | 06NVL150137/24EMDA13 | 25.0 mil m³/año | [13 empty] | Fuente: CartoCrítica / REPDA CONAGUA 2024 | {"type":"Feature","properties":{},"geometry":{"type":"Point","coordinates":[-100.18425,25.755]}}
CONCRETOS TECNICOS DE MEXICO, S.A. DE C.V. | Point | SANTA CATARINA | ÁREA METROPOLITANA DE MONTERREY | SERVICIOS |  | 06NVL150137/24EMDA13 | 25.0 mil m³/año | [13 empty] | Fuente: CartoCrítica / REPDA CONAGUA 2024 | {"type":"Feature","properties":{},"geometry":{"type":"Point","coordinates":[-100.448056,25.685556]}}
CASAS JAVER, S.A. DE C.V. | Point | SALINAS VICTORIA | EL CARMEN-SALINAS-VICTORIA | SERVICIOS |  | 06NVL150155/24EMDA16 | 10.0 mil m³/año | [13 empty] | Fuente: CartoCrítica / REPDA CONAGUA 2024 | {"type":"Feature","properties":{},"geometry":{"type":"Point","coordinates":[-100.251417,25.911833]}}
CASAS JAVER, S.A. DE C.V. | Point | SALINAS VICTORIA | EL CARMEN-SALINAS-VICTORIA | SERVICIOS |  | 06NVL150155/24EMDA16 | 10.0 mil m³/año | [13 empty] | Fuente: CartoCrítica / REPDA CONAGUA 2024 | {"type":"Feature","properties":{},"geometry":{"type":"Point","coordinates":[-100.264528,25.878194]}}
HOTEL MONTERREY, S. A. DE C. V. | Point | MONTERREY | ÁREA METROPOLITANA DE MONTERREY | SERVICIOS |  | 06NVL150167/24EMDA18 | 12.0 mil m³/año | [13 empty] | Fuente: CartoCrítica / REPDA CONAGUA 2024 | {"type":"Feature","properties":{},"geometry":{"type":"Point","coordinates":[-100.353333,25.683889]}}
MUNICIPIO DE GENERAL ESCOBEDO, NUEVO LEON | Point | GENERAL ESCOBEDO | ÁREA METROPOLITANA DE MONTERREY | SERVICIOS |  | 06NVL150170/24ELDA13 | 30.0 mil m³/año | [13 empty] | Fuente: CartoCrítica / REPDA CONAGUA 2024 | {"type":"Feature","properties":{},"geometry":{"type":"Point","coordinates":[-100.29025,25.787833]}}
LABORATORIOS MONTERREY, S. A. DE C. V. | Point | MONTERREY | ÁREA METROPOLITANA DE MONTERREY | SERVICIOS |  | 06NVL150190/24EMDA13 | 12.0 mil m³/año | [13 empty] | Fuente: CartoCrítica / REPDA CONAGUA 2024 | {"type":"Feature","properties":{},"geometry":{"type":"Point","coordinates":[-100.280361,25.66975]}}
HOMECARE DE MEXICO, S. A. DE C. V. | Point | GUADALUPE | ÁREA METROPOLITANA DE MONTERREY | SERVICIOS |  | 06NVL150193/24EMDA17 | 60.0 mil m³/año | [13 empty] | Fuente: CartoCrítica / REPDA CONAGUA 2024 | {"type":"Feature","properties":{},"geometry":{"type":"Point","coordinates":[-100.189806,25.679111]}}
UNIVERSIDAD AUTONOMA DE NUEVO LEON POLIDEPORTIVO T | Point | GENERAL ESCOBEDO | ÁREA METROPOLITANA DE MONTERREY | SERVICIOS |  | 06NVL150194/24EMDA13 | 24.0 mil m³/año | [13 empty] | Fuente: CartoCrítica / REPDA CONAGUA 2024 | {"type":"Feature","properties":{},"geometry":{"type":"Point","coordinates":[-100.288778,25.783833]}}
UNIVERSIDAD AUTONOMA DE NUEVO LEON POLIDEPORTIVO T | Point | GENERAL ESCOBEDO | ÁREA METROPOLITANA DE MONTERREY | SERVICIOS |  | 06NVL150194/24EMDA13 | 24.0 mil m³/año | [13 empty] | Fuente: CartoCrítica / REPDA CONAGUA 2024 | {"type":"Feature","properties":{},"geometry":{"type":"Point","coordinates":[-100.290806,25.783667]}}
UNIVERSIDAD AUTONOMA DE NUEVO LEON POLIDEPORTIVO T | Point | GENERAL ESCOBEDO | ÁREA METROPOLITANA DE MONTERREY | SERVICIOS |  | 06NVL150194/24EMDA13 | 24.0 mil m³/año | [13 empty] | Fuente: CartoCrítica / REPDA CONAGUA 2024 | {"type":"Feature","properties":{},"geometry":{"type":"Point","coordinates":[-100.289611,25.784306]}}
ASOCIACION DE COLONOS DE PORTON VALLALTO, A.C. | Point | MONTERREY | ÁREA METROPOLITANA DE MONTERREY | SERVICIOS |  | 06NVL150195/24ELDA13 | 1.0 mil m³/año | [13 empty] | Fuente: CartoCrítica / REPDA CONAGUA 2024 | {"type":"Feature","properties":{},"geometry":{"type":"Point","coordinates":[-100.259972,25.572222]}}
GIBRALTAR BIENES INMUEBLES, S.A. | Point | APODACA | EL CARMEN-SALINAS-VICTORIA | SERVICIOS |  | 06NVL150218/24EMDA14 | 37.0 mil m³/año | [13 empty] | Fuente: CartoCrítica / REPDA CONAGUA 2024 | {"type":"Feature","properties":{},"geometry":{"type":"Point","coordinates":[-100.258139,25.844056]}}
J. JESUS CORDOVA VAZQUEZ | Point | MONTERREY | ÁREA METROPOLITANA DE MONTERREY | SERVICIOS |  | 06NVL154111/24EMDA14 | 2.6 mil m³/año | [13 empty] | Fuente: CartoCrítica / REPDA CONAGUA 2024 | {"type":"Feature","properties":{},"geometry":{"type":"Point","coordinates":[-100.301694,25.6595]}}
GRIFFITH FOODS, S.A DE C.V. | Point | SANTA CATARINA | ÁREA METROPOLITANA DE MONTERREY | SERVICIOS |  | 06NVL154164/24EMDA16 | 25.0 mil m³/año | [13 empty] | Fuente: CartoCrítica / REPDA CONAGUA 2024 | {"type":"Feature","properties":{},"geometry":{"type":"Point","coordinates":[-100.461944,25.685556]}}
GRIFFITH FOODS, S.A DE C.V. | Point | SANTA CATARINA | ÁREA METROPOLITANA DE MONTERREY | SERVICIOS |  | 06NVL154164/24EMDA16 | 25.0 mil m³/año | [13 empty] | Fuente: CartoCrítica / REPDA CONAGUA 2024 | {"type":"Feature","properties":{},"geometry":{"type":"Point","coordinates":[-100.463056,25.685]}}
INMUEBLES NUEVO LEON, S.A. DE C.V. | Point | APODACA | ÁREA METROPOLITANA DE MONTERREY | SERVICIOS |  | 06NVL156146/24EMDA18 | 25.2 mil m³/año | [13 empty] | Fuente: CartoCrítica / REPDA CONAGUA 2024 | {"type":"Feature","properties":{},"geometry":{"type":"Point","coordinates":[-100.149167,25.788056]}}
JOSE GUSTAVO REGULO DE LA LUZ VILLARREAL DE LA FUE | Point | SANTIAGO | CAÑÓN DEL HUAJUCO | DOMÉSTICO |  | 06NVL100008/24CMDA12 | 548 m³/año | [13 empty] | Fuente: CartoCrítica / REPDA CONAGUA 2024 | {"type":"Feature","properties":{},"geometry":{"type":"Point","coordinates":[-100.166667,25.483333]}}
HOTEL MONTERREY, S.A DE C.V. | Point | MONTERREY | ÁREA METROPOLITANA DE MONTERREY | SERVICIOS |  | 2NVL100519/24EMGR94 | 75.0 mil m³/año | [13 empty] | Fuente: CartoCrítica / REPDA CONAGUA 2024 | {"type":"Feature","properties":{},"geometry":{"type":"Point","coordinates":[-100.311111,25.666667]}}
CLUB DEL LAGO, A.C. | Point | MONTERREY | ÁREA METROPOLITANA DE MONTERREY | SERVICIOS |  | 06NVL100646/24EMOC08 | 20.0 mil m³/año | [13 empty] | Fuente: CartoCrítica / REPDA CONAGUA 2024 | {"type":"Feature","properties":{},"geometry":{"type":"Point","coordinates":[-100.294722,25.620278]}}
AEROPUERTO DE MONTERREY, S.A. DE C.V. | Point | APODACA | EL CARMEN-SALINAS-VICTORIA | SERVICIOS |  | 06NVL100804/24EMDA17 | 101.0 mil m³/año | [13 empty] | Fuente: CartoCrítica / REPDA CONAGUA 2024 | {"type":"Feature","properties":{},"geometry":{"type":"Point","coordinates":[-100.0925,25.764028]}}
MATEO ESCOBEDO CONTRERAS | Point | MONTERREY | CAÑÓN DEL HUAJUCO | DOMÉSTICO |  | 2NVL100930/24CLGR94 | 550 m³/año | [13 empty] | Fuente: CartoCrítica / REPDA CONAGUA 2024 | {"type":"Feature","properties":{},"geometry":{"type":"Point","coordinates":[-100.221111,25.541667]}}
CIUDAD VILLA MONTE, S.A. DE C.V. | Point | APODACA | EL CARMEN-SALINAS-VICTORIA | SERVICIOS |  | 06NVL102103/24EMGR00 | 1.5 mil m³/año | [13 empty] | Fuente: CartoCrítica / REPDA CONAGUA 2024 | {"type":"Feature","properties":{},"geometry":{"type":"Point","coordinates":[-100.116111,25.803889]}}
CIUDAD VILLA MONTE, S.A. DE C.V. | Point | APODACA | EL CARMEN-SALINAS-VICTORIA | SERVICIOS |  | 06NVL102104/24EMGR00 | 1.5 mil m³/año | [13 empty] | Fuente: CartoCrítica / REPDA CONAGUA 2024 | {"type":"Feature","properties":{},"geometry":{"type":"Point","coordinates":[-100.115833,25.804167]}}
HOTEL MONTERREY, S.A. DE C.V. | Point | MONTERREY | ÁREA METROPOLITANA DE MONTERREY | SERVICIOS |  | 2NVL102120/24EMGE95 | 25.0 mil m³/año | [13 empty] | Fuente: CartoCrítica / REPDA CONAGUA 2024 | {"type":"Feature","properties":{},"geometry":{"type":"Point","coordinates":[-100.353333,25.683889]}}
PRODUCCIONES MULTIPLES MODERNAS, S.A. | Point | GUADALUPE | ÁREA METROPOLITANA DE MONTERREY | DIFERENTES USOS |  | 06NVL102122/24IMDA12 | 8.0 mil m³/año | [13 empty] | Fuente: CartoCrítica / REPDA CONAGUA 2024 | {"type":"Feature","properties":{},"geometry":{"type":"Point","coordinates":[-100.12625,25.6545]}}
TERNIUM MEXICO, S.A. DE C.V. | Point | APODACA | ÁREA METROPOLITANA DE MONTERREY | SERVICIOS |  | 06NVL102137/24EPDA12 | 6.7 mil m³/año | [13 empty] | Fuente: CartoCrítica / REPDA CONAGUA 2024 | {"type":"Feature","properties":{},"geometry":{"type":"Point","coordinates":[-100.193694,25.769806]}}
GRIFFITH FOODS, S.A. DE C.V. | Point | SANTA CATARINA | ÁREA METROPOLITANA DE MONTERREY | SERVICIOS |  | 06NVL102279/24EMDA16 | 25.0 mil m³/año | [13 empty] | Fuente: CartoCrítica / REPDA CONAGUA 2024 | {"type":"Feature","properties":{},"geometry":{"type":"Point","coordinates":[-100.461944,25.685556]}}
GRIFFITH FOODS, S.A. DE C.V. | Point | SANTA CATARINA | ÁREA METROPOLITANA DE MONTERREY | SERVICIOS |  | 06NVL102279/24EMDA16 | 25.0 mil m³/año | [13 empty] | Fuente: CartoCrítica / REPDA CONAGUA 2024 | {"type":"Feature","properties":{},"geometry":{"type":"Point","coordinates":[-100.463056,25.685]}}
INTERNATIONAL QUALITY PLASTICS S.A. DE C.V. | Point | APODACA | ÁREA METROPOLITANA DE MONTERREY | SERVICIOS |  | 06NVL102516/24ELDA13 | 4.0 mil m³/año | [13 empty] | Fuente: CartoCrítica / REPDA CONAGUA 2024 | {"type":"Feature","properties":{},"geometry":{"type":"Point","coordinates":[-100.267833,25.801167]}}
ASOCIACION DE VECINOS DE LA COLONIA PRIVADA VALLE | Point | MONTERREY | ÁREA METROPOLITANA DE MONTERREY | PÚBLICO URBANO |  | 06NVL102679/24HMDA16 | 182.5 mil m³/año | [13 empty] | Fuente: CartoCrítica / REPDA CONAGUA 2024 | {"type":"Feature","properties":{},"geometry":{"type":"Point","coordinates":[-100.274444,25.583611]}}
ASOCIACION DE VECINOS DE LA COLONIA PRIVADA VALLE | Point | MONTERREY | ÁREA METROPOLITANA DE MONTERREY | PÚBLICO URBANO |  | 06NVL102679/24HMDA16 | 182.5 mil m³/año | [13 empty] | Fuente: CartoCrítica / REPDA CONAGUA 2024 | {"type":"Feature","properties":{},"geometry":{"type":"Point","coordinates":[-100.275,25.584167]}}
JOSE LUIS GONZALEZ GALVAN | Point | SANTIAGO | CAÑÓN DEL HUAJUCO | DOMÉSTICO |  | 06NVL102683/24CLDA18 | 2.0 mil m³/año | [13 empty] | Fuente: CartoCrítica / REPDA CONAGUA 2024 | {"type":"Feature","properties":{},"geometry":{"type":"Point","coordinates":[-100.181667,25.475]}}
URBANIZACIONES BETA, S. A. DE C. V. | Point | APODACA | ÁREA METROPOLITANA DE MONTERREY | SERVICIOS |  | 06NVL102843/24ELOC07 | 11.8 mil m³/año | [13 empty] | Fuente: CartoCrítica / REPDA CONAGUA 2024 | {"type":"Feature","properties":{},"geometry":{"type":"Point","coordinates":[-100.193556,25.7635]}}
ROBERTO ESCOBAR CHAVEZ | Point | SANTIAGO | CAÑÓN DEL HUAJUCO | DOMÉSTICO |  | 06NVL102849/24CMDA15 | 188 m³/año | [13 empty] | Fuente: CartoCrítica / REPDA CONAGUA 2024 | {"type":"Feature","properties":{},"geometry":{"type":"Point","coordinates":[-100.163611,25.476389]}}
JUNTA DE MEJORAMIENTO MORAL CIVICO Y MATERIAL, COL | Point | GUADALUPE | ÁREA METROPOLITANA DE MONTERREY | PÚBLICO URBANO |  | 2NVL102855/24HMGE95 | 201.1 mil m³/año | [13 empty] | Fuente: CartoCrítica / REPDA CONAGUA 2024 | {"type":"Feature","properties":{},"geometry":{"type":"Point","coordinates":[-100.253889,25.691111]}}
JUNTA DE MEJORAMIENTO MORAL CIVICO Y MATERIAL, COL | Point | GUADALUPE | ÁREA METROPOLITANA DE MONTERREY | PÚBLICO URBANO |  | 2NVL102855/24HMGE95 | 201.1 mil m³/año | [13 empty] | Fuente: CartoCrítica / REPDA CONAGUA 2024 | {"type":"Feature","properties":{},"geometry":{"type":"Point","coordinates":[-100.253889,25.683889]}}
INMOBILIARIA ESVARA REGIOMONTANA, S.A. | Point | SANTA CATARINA | CAMPO DURAZNO | SERVICIOS |  | 06NVL102859/24EMDA15 | 4.0 mil m³/año | [13 empty] | Fuente: CartoCrítica / REPDA CONAGUA 2024 | {"type":"Feature","properties":{},"geometry":{"type":"Point","coordinates":[-100.514722,25.700278]}}
CLUB PRIMAVERA A. C. | Point | APODACA | ÁREA METROPOLITANA DE MONTERREY | SERVICIOS |  | 06NVL102860/24EMDA18 | 7.5 mil m³/año | [13 empty] | Fuente: CartoCrítica / REPDA CONAGUA 2024 | {"type":"Feature","properties":{},"geometry":{"type":"Point","coordinates":[-100.216667,25.716667]}}
I.M.S.S. HOSPITAL GENERAL DE ZONA NØ 4 | Point | GUADALUPE | ÁREA METROPOLITANA DE MONTERREY | SERVICIOS |  | 06NVL102943/24ELDA16 | 90.0 mil m³/año | [13 empty] | Fuente: CartoCrítica / REPDA CONAGUA 2024 | {"type":"Feature","properties":{},"geometry":{"type":"Point","coordinates":[-100.259722,25.676111]}}
INSTITUTO TECNOLOGICO Y DE ESTUDIOS SUPERIORES DE | Point | MONTERREY | ÁREA METROPOLITANA DE MONTERREY | SERVICIOS |  | 06NVL102953/24EMGR06 | 312.8 mil m³/año | [13 empty] | Fuente: CartoCrítica / REPDA CONAGUA 2024 | {"type":"Feature","properties":{},"geometry":{"type":"Point","coordinates":[-100.287778,25.666389]}}
INSTITUTO TECNOLOGICO Y DE ESTUDIOS SUPERIORES DE | Point | MONTERREY | ÁREA METROPOLITANA DE MONTERREY | SERVICIOS |  | 06NVL102953/24EMGR06 | 312.8 mil m³/año | [13 empty] | Fuente: CartoCrítica / REPDA CONAGUA 2024 | {"type":"Feature","properties":{},"geometry":{"type":"Point","coordinates":[-100.279167,25.643611]}}
INSTITUTO TECNOLOGICO Y DE ESTUDIOS SUPERIORES DE | Point | MONTERREY | ÁREA METROPOLITANA DE MONTERREY | SERVICIOS |  | 06NVL102953/24EMGR06 | 312.8 mil m³/año | [13 empty] | Fuente: CartoCrítica / REPDA CONAGUA 2024 | {"type":"Feature","properties":{},"geometry":{"type":"Point","coordinates":[-100.2925,25.653611]}}
INSTITUTO TECNOLOGICO Y DE ESTUDIOS SUPERIORES DE | Point | MONTERREY | ÁREA METROPOLITANA DE MONTERREY | SERVICIOS |  | 06NVL102953/24EMGR06 | 312.8 mil m³/año | [13 empty] | Fuente: CartoCrítica / REPDA CONAGUA 2024 | {"type":"Feature","properties":{},"geometry":{"type":"Point","coordinates":[-100.284722,25.686111]}}
INSTITUTO TECNOLOGICO Y DE ESTUDIOS SUPERIORES DE | Point | MONTERREY | ÁREA METROPOLITANA DE MONTERREY | SERVICIOS |  | 06NVL102953/24EMGR06 | 312.8 mil m³/año | [13 empty] | Fuente: CartoCrítica / REPDA CONAGUA 2024 | {"type":"Feature","properties":{},"geometry":{"type":"Point","coordinates":[-100.275,25.643611]}}
INSTITUTO TECNOLOGICO Y DE ESTUDIOS SUPERIORES DE | Point | MONTERREY | ÁREA METROPOLITANA DE MONTERREY | SERVICIOS |  | 06NVL102953/24EMGR06 | 312.8 mil m³/año | [13 empty] | Fuente: CartoCrítica / REPDA CONAGUA 2024 | {"type":"Feature","properties":{},"geometry":{"type":"Point","coordinates":[-100.286111,25.649444]}}
CORPORACION INMOBILIARIA DE VIVIENDA, S.A. DE C.V. | Point | MONTERREY | ÁREA METROPOLITANA DE MONTERREY | SERVICIOS |  | 06NVL102967/24ELOC08 | 58.5 mil m³/año | [13 empty] | Fuente: CartoCrítica / REPDA CONAGUA 2024 | {"type":"Feature","properties":{},"geometry":{"type":"Point","coordinates":[-100.277222,25.585]}}
ALFONSO QUIROGA DIAZ | Point | SALINAS VICTORIA | EL CARMEN-SALINAS-VICTORIA | SERVICIOS |  | 06NVL102972/24ELGR96 | 20.0 mil m³/año | [13 empty] | Fuente: CartoCrítica / REPDA CONAGUA 2024 | {"type":"Feature","properties":{},"geometry":{"type":"Point","coordinates":[-100.26,25.894444]}}
OROSO DE MONTERREY, S. A. DE C. V. | Point | SANTA CATARINA | ÁREA METROPOLITANA DE MONTERREY | SERVICIOS |  | 06NVL102976/24EMGE96 | 5.3 mil m³/año | [13 empty] | Fuente: CartoCrítica / REPDA CONAGUA 2024 | {"type":"Feature","properties":{},"geometry":{"type":"Point","coordinates":[-100.509722,25.693056]}}
ADCONMONT, S.A. DE C.V. | Point | MONTERREY | ÁREA METROPOLITANA DE MONTERREY | SERVICIOS |  | 06NVL103358/24EMDA16 | 2.8 mil m³/año | [13 empty] | Fuente: CartoCrítica / REPDA CONAGUA 2024 | {"type":"Feature","properties":{},"geometry":{"type":"Point","coordinates":[-100.353333,25.6825]}}
DEPORTIVO CONTRY, A.C. | Point | MONTERREY | ÁREA METROPOLITANA DE MONTERREY | SERVICIOS |  | 06NVL103362/24ELGE96 | 7.2 mil m³/año | [13 empty] | Fuente: CartoCrítica / REPDA CONAGUA 2024 | {"type":"Feature","properties":{},"geometry":{"type":"Point","coordinates":[-100.273056,25.633333]}}
ERNESTO VILLARREAL WIRNER | Point | GENERAL ESCOBEDO | ÁREA METROPOLITANA DE MONTERREY | SERVICIOS |  | 06NVL103364/24ELDA16 | 1.8 mil m³/año | [13 empty] | Fuente: CartoCrítica / REPDA CONAGUA 2024 | {"type":"Feature","properties":{},"geometry":{"type":"Point","coordinates":[-100.291667,25.767778]}}
EQUIPO AUTOMOTRIZ AMERICANA, S.A. DE C.V. | Point | APODACA | ÁREA METROPOLITANA DE MONTERREY | SERVICIOS |  | 06NVL103408/24ELDA16 | 10.8 mil m³/año | [13 empty] | Fuente: CartoCrítica / REPDA CONAGUA 2024 | {"type":"Feature","properties":{},"geometry":{"type":"Point","coordinates":[-100.145,25.786389]}}
EQUIPO AUTOMOTRIZ AMERICANA, S.A. DE C.V. | Point | APODACA | ÁREA METROPOLITANA DE MONTERREY | SERVICIOS |  | 06NVL103408/24ELDA16 | 10.8 mil m³/año | [13 empty] | Fuente: CartoCrítica / REPDA CONAGUA 2024 | {"type":"Feature","properties":{},"geometry":{"type":"Point","coordinates":[-100.144861,25.785972]}}
JUAN MANUEL VILLARREAL CANTU | Point | GENERAL ESCOBEDO | EL CARMEN-SALINAS-VICTORIA | SERVICIOS |  | 06NVL103520/24EPOC09 | 7.9 mil m³/año | [13 empty] | Fuente: CartoCrítica / REPDA CONAGUA 2024 | {"type":"Feature","properties":{},"geometry":{"type":"Point","coordinates":[-100.368361,25.84]}}
INMOBILIARIA GALDA, S.A. DE C.V., | Point | SALINAS VICTORIA | EL CARMEN-SALINAS-VICTORIA | SERVICIOS |  | 06NVL103578/24EMDA12 | 12.7 mil m³/año | [13 empty] | Fuente: CartoCrítica / REPDA CONAGUA 2024 | {"type":"Feature","properties":{},"geometry":{"type":"Point","coordinates":[-100.26,25.894444]}}
DEPORTIVO CAÑON DE LA SIERRA, A. C. | Point | MONTERREY | CAÑÓN DEL HUAJUCO | SERVICIOS |  | 06NVL103600/24EMDA15 | 23.4 mil m³/año | [13 empty] | Fuente: CartoCrítica / REPDA CONAGUA 2024 | {"type":"Feature","properties":{},"geometry":{"type":"Point","coordinates":[-100.221667,25.545833]}}
MARIA DEL SOCORRO VILLAREAL MARTINEZ | Point | GENERAL ZUAZUA | EL CARMEN-SALINAS-VICTORIA | DIFERENTES USOS |  | 06NVL103617/24ILOC08 | 46.3 mil m³/año | [13 empty] | Fuente: CartoCrítica / REPDA CONAGUA 2024 | {"type":"Feature","properties":{},"geometry":{"type":"Point","coordinates":[-100.088333,25.863889]}}
MARIA DEL SOCORRO VILLAREAL MARTINEZ | Point | GENERAL ZUAZUA | EL CARMEN-SALINAS-VICTORIA | DIFERENTES USOS |  | 06NVL103617/24ILOC08 | 46.3 mil m³/año | [13 empty] | Fuente: CartoCrítica / REPDA CONAGUA 2024 | {"type":"Feature","properties":{},"geometry":{"type":"Point","coordinates":[-100.0875,25.865278]}}
UNIVERSIDAD AUTONOMA DE NUEVO LEON | Point | MONTERREY | ÁREA METROPOLITANA DE MONTERREY | SERVICIOS |  | 06NVL103782/24EMOC08 | 960 m³/año | [13 empty] | Fuente: CartoCrítica / REPDA CONAGUA 2024 | {"type":"Feature","properties":{},"geometry":{"type":"Point","coordinates":[-100.347778,25.688889]}}
UNIVERSIDAD AUTONOMA DE NUEVO LEON | Point | SANTIAGO | CAÑÓN DEL HUAJUCO | SERVICIOS |  | 06NVL103786/24EPDA14 | 3.4 mil m³/año | [13 empty] | Fuente: CartoCrítica / REPDA CONAGUA 2024 | {"type":"Feature","properties":{},"geometry":{"type":"Point","coordinates":[-100.193056,25.491667]}}
UNIVERSIDAD AUTONOMA DE NUEVO LEON | Point | GENERAL ZUAZUA | EL CARMEN-SALINAS-VICTORIA | SERVICIOS |  | 06NVL103789/24ELOC08 | 14.4 mil m³/año | [13 empty] | Fuente: CartoCrítica / REPDA CONAGUA 2024 | {"type":"Feature","properties":{},"geometry":{"type":"Point","coordinates":[-100.158333,25.931389]}}
UNIVERSIDAD AUTONOMA DE NUEVO LEON | Point | GENERAL ZUAZUA | EL CARMEN-SALINAS-VICTORIA | SERVICIOS |  | 06NVL103789/24ELOC08 | 14.4 mil m³/año | [13 empty] | Fuente: CartoCrítica / REPDA CONAGUA 2024 | {"type":"Feature","properties":{},"geometry":{"type":"Point","coordinates":[-100.157778,25.930556]}}
PRECISION MECANICA NACIONAL, S.A. DE C.V. | Point | APODACA | ÁREA METROPOLITANA DE MONTERREY | SERVICIOS |  | 06NVL103862/24EMDA13 | 3.6 mil m³/año | [13 empty] | Fuente: CartoCrítica / REPDA CONAGUA 2024 | {"type":"Feature","properties":{},"geometry":{"type":"Point","coordinates":[-100.181944,25.734722]}}
INMOBILIARIA ATIPSA, S. A. DE C. V. | Point | MONTERREY | CAÑÓN DEL HUAJUCO | PÚBLICO URBANO |  | 06NVL103878/24HMDA17 | 59.3 mil m³/año | [13 empty] | Fuente: CartoCrítica / REPDA CONAGUA 2024 | {"type":"Feature","properties":{},"geometry":{"type":"Point","coordinates":[-100.228306,25.567694]}}
INMOBILIARIA ATIPSA, S. A. DE C. V. | Point | MONTERREY | CAÑÓN DEL HUAJUCO | PÚBLICO URBANO |  | 06NVL103878/24HMDA17 | 59.3 mil m³/año | [13 empty] | Fuente: CartoCrítica / REPDA CONAGUA 2024 | {"type":"Feature","properties":{},"geometry":{"type":"Point","coordinates":[-100.226806,25.574333]}}
INMOBILIARIA ATIPSA, S. A. DE C. V. | Point | MONTERREY | CAÑÓN DEL HUAJUCO | PÚBLICO URBANO |  | 06NVL103878/24HMDA17 | 59.3 mil m³/año | [13 empty] | Fuente: CartoCrítica / REPDA CONAGUA 2024 | {"type":"Feature","properties":{},"geometry":{"type":"Point","coordinates":[-100.232083,25.574944]}}
INMOBILIARIA ATIPSA, S. A. DE C. V. | Point | MONTERREY | CAÑÓN DEL HUAJUCO | PÚBLICO URBANO |  | 06NVL103878/24HMDA17 | 59.3 mil m³/año | [13 empty] | Fuente: CartoCrítica / REPDA CONAGUA 2024 | {"type":"Feature","properties":{},"geometry":{"type":"Point","coordinates":[-100.233389,25.559333]}}
EL MOLINO DE LA TORRE, A. C. | Point | MONTERREY | ÁREA METROPOLITANA DE MONTERREY | PÚBLICO URBANO |  | 06NVL104009/24HMOC07 | 4.0 mil m³/año | [13 empty] | Fuente: CartoCrítica / REPDA CONAGUA 2024 | {"type":"Feature","properties":{},"geometry":{"type":"Point","coordinates":[-100.280556,25.591667]}}
JARDINES DEL TIEMPO, S.A. DE C.V. | Point | MONTERREY | ÁREA METROPOLITANA DE MONTERREY | SERVICIOS |  | 06NVL104026/24ELOC08 | 7.0 mil m³/año | [13 empty] | Fuente: CartoCrítica / REPDA CONAGUA 2024 | {"type":"Feature","properties":{},"geometry":{"type":"Point","coordinates":[-100.245833,25.593056]}}
INCUBADORA HUINALA, S. DE R. L. DE C. V. | Point | APODACA | ÁREA METROPOLITANA DE MONTERREY | DIFERENTES USOS |  | 06NVL104034/24IPOC08 | 2.0 mil m³/año | [13 empty] | Fuente: CartoCrítica / REPDA CONAGUA 2024 | {"type":"Feature","properties":{},"geometry":{"type":"Point","coordinates":[-100.165833,25.743056]}}
ARTURO MALDONADO PEREZ | Point | GUADALUPE | ÁREA METROPOLITANA DE MONTERREY | DOMÉSTICO |  | 06NVL104106/24CLOC07 | 300 m³/año | [13 empty] | Fuente: CartoCrítica / REPDA CONAGUA 2024 | {"type":"Feature","properties":{},"geometry":{"type":"Point","coordinates":[-100.201389,25.645833]}}
ALVARO ROLANDO SALINAS GUAJARDO | Point | SANTA CATARINA | ÁREA METROPOLITANA DE MONTERREY | DOMÉSTICO |  | 2NVL104141/24CMGE97 | 800 m³/año | [13 empty] | Fuente: CartoCrítica / REPDA CONAGUA 2024 | {"type":"Feature","properties":{},"geometry":{"type":"Point","coordinates":[-100.520833,25.708333]}}
TRANSPORTES E.R.A., S.A. DE C.V. | Point | MONTERREY | ÁREA METROPOLITANA DE MONTERREY | SERVICIOS |  | 06NVL104142/24EMDA14 | 3.0 mil m³/año | [13 empty] | Fuente: CartoCrítica / REPDA CONAGUA 2024 | {"type":"Feature","properties":{},"geometry":{"type":"Point","coordinates":[-100.301694,25.6595]}}
DESARROLLO INTERNACIONAL DE HOTELES, S. DE R.L. DE | Point | MONTERREY | ÁREA METROPOLITANA DE MONTERREY | SERVICIOS |  | 06NVL104148/24ELDA18 | 20.8 mil m³/año | [13 empty] | Fuente: CartoCrítica / REPDA CONAGUA 2024 | {"type":"Feature","properties":{},"geometry":{"type":"Point","coordinates":[-100.316722,25.667056]}}
INVERSIONES Y VALORES MILENIUM, S. A. DE C. V. | Point | MONTERREY | ÁREA METROPOLITANA DE MONTERREY | SERVICIOS |  | 06NVL104152/24EMDA12 | 48.5 mil m³/año | [13 empty] | Fuente: CartoCrítica / REPDA CONAGUA 2024 | {"type":"Feature","properties":{},"geometry":{"type":"Point","coordinates":[-100.313056,25.664722]}}
RAUL ALEJANDRO ESPARZA HERNANDEZ | Point | GUADALUPE | ÁREA METROPOLITANA DE MONTERREY | DOMÉSTICO |  | 06NVL104181/24CPOC08 | 923 m³/año | [13 empty] | Fuente: CartoCrítica / REPDA CONAGUA 2024 | {"type":"Feature","properties":{},"geometry":{"type":"Point","coordinates":[-100.199444,25.635556]}}
RAUL ALEJANDRO ESPARZA HERNANDEZ | Point | GUADALUPE | ÁREA METROPOLITANA DE MONTERREY | DOMÉSTICO |  | 06NVL104181/24CPOC08 | 923 m³/año | [13 empty] | Fuente: CartoCrítica / REPDA CONAGUA 2024 | {"type":"Feature","properties":{},"geometry":{"type":"Point","coordinates":[-100.199444,25.635278]}}
FERMIN TREVIÑO GARCIA | Point | APODACA | EL CARMEN-SALINAS-VICTORIA | DIFERENTES USOS |  | 06NVL104194/24ILDA15 | 30.2 mil m³/año | [13 empty] | Fuente: CartoCrítica / REPDA CONAGUA 2024 | {"type":"Feature","properties":{},"geometry":{"type":"Point","coordinates":[-100.211389,25.848056]}}
RODOLFO SANTOS RUIZ | Point | SALINAS VICTORIA | EL CARMEN-SALINAS-VICTORIA | DIFERENTES USOS |  | 06NVL105675/24ILGR98 | 6.0 mil m³/año | [13 empty] | Fuente: CartoCrítica / REPDA CONAGUA 2024 | {"type":"Feature","properties":{},"geometry":{"type":"Point","coordinates":[-100.255278,25.906944]}}
ISRAEL GILBERTO GARZA GOMEZ | Point | APODACA | ÁREA METROPOLITANA DE MONTERREY | DIFERENTES USOS |  | 06NVL106626/24ILDA18 | 126.0 mil m³/año | [13 empty] | Fuente: CartoCrítica / REPDA CONAGUA 2024 | {"type":"Feature","properties":{},"geometry":{"type":"Point","coordinates":[-100.146389,25.739444]}}
ISRAEL GILBERTO GARZA GOMEZ | Point | APODACA | ÁREA METROPOLITANA DE MONTERREY | DIFERENTES USOS |  | 06NVL106626/24ILDA18 | 126.0 mil m³/año | [13 empty] | Fuente: CartoCrítica / REPDA CONAGUA 2024 | {"type":"Feature","properties":{},"geometry":{"type":"Point","coordinates":[-100.145833,25.742222]}}
MARIA GUADALUPE SANABRIA LAZO | Point | SANTIAGO | CAÑÓN DEL HUAJUCO | DOMÉSTICO |  | 06NVL106747/24CLDA12 | 350 m³/año | [13 empty] | Fuente: CartoCrítica / REPDA CONAGUA 2024 | {"type":"Feature","properties":{},"geometry":{"type":"Point","coordinates":[-100.089167,25.449722]}}
HILDA CATALINA CRUZ SOLIS | Point | SANTIAGO | CAÑÓN DEL HUAJUCO | DOMÉSTICO |  | 06NVL106749/24CLGR99 | 350 m³/año | [13 empty] | Fuente: CartoCrítica / REPDA CONAGUA 2024 | {"type":"Feature","properties":{},"geometry":{"type":"Point","coordinates":[-100.097222,25.446667]}}
ELIDA GARZA ESCAMILLA | Point | APODACA | EL CARMEN-SALINAS-VICTORIA | DIFERENTES USOS |  | 06NVL106846/24ILDA18 | 255.8 mil m³/año | [13 empty] | Fuente: CartoCrítica / REPDA CONAGUA 2024 | {"type":"Feature","properties":{},"geometry":{"type":"Point","coordinates":[-100.155556,25.859722]}}
AEROPUERTO DE MONTERREY, S.A. DE C.V. | Point | APODACA | EL CARMEN-SALINAS-VICTORIA | SERVICIOS |  | 06NVL108101/24EMDA17 | 89.5 mil m³/año | [13 empty] | Fuente: CartoCrítica / REPDA CONAGUA 2024 | {"type":"Feature","properties":{},"geometry":{"type":"Point","coordinates":[-100.0925,25.764028]}}
MIGUEL ANGEL VILLARREAL GARCIA, CLARA IRMA ALONSO | Point | SALINAS VICTORIA | EL CARMEN-SALINAS-VICTORIA | DIFERENTES USOS |  | 06NVL108502/24ILDA18 | 5.5 mil m³/año | [13 empty] | Fuente: CartoCrítica / REPDA CONAGUA 2024 | {"type":"Feature","properties":{},"geometry":{"type":"Point","coordinates":[-100.383611,26.096389]}}
MIGUEL ANGEL VILLARREAL GARCIA, CLARA IRMA ALONSO | Point | SALINAS VICTORIA | EL CARMEN-SALINAS-VICTORIA | DIFERENTES USOS |  | 06NVL108502/24ILDA18 | 5.5 mil m³/año | [13 empty] | Fuente: CartoCrítica / REPDA CONAGUA 2024 | {"type":"Feature","properties":{},"geometry":{"type":"Point","coordinates":[-100.382222,26.095556]}}
RAMIRO DAVILA SANCHEZ, GUADALUPE DAVILA SANCHEZ, F | Point | SANTIAGO | CAMPO BUENOS AIRES | DIFERENTES USOS |  | 06NVL108641/24IPGR00 | 440 m³/año | [13 empty] | Fuente: CartoCrítica / REPDA CONAGUA 2024 | {"type":"Feature","properties":{},"geometry":{"type":"Point","coordinates":[-100.316667,25.35]}}
JORGE LUIS DE LA GARZA PEREZ | Point | APODACA | ÁREA METROPOLITANA DE MONTERREY | DIFERENTES USOS |  | 06NVL108980/24IMDA11 | 7.8 mil m³/año | [13 empty] | Fuente: CartoCrítica / REPDA CONAGUA 2024 | {"type":"Feature","properties":{},"geometry":{"type":"Point","coordinates":[-100.159083,25.7425]}}
JAIME HISAO YESAKI CAVAZOS | Point | SALINAS VICTORIA | EL CARMEN-SALINAS-VICTORIA | DIFERENTES USOS |  | 06NVL109311/24ILDA18 | 34.7 mil m³/año | [13 empty] | Fuente: CartoCrítica / REPDA CONAGUA 2024 | {"type":"Feature","properties":{},"geometry":{"type":"Point","coordinates":[-100.343056,26.146667]}}
JAIME HISAO YESAKI CAVAZOS | Point | SALINAS VICTORIA | EL CARMEN-SALINAS-VICTORIA | DIFERENTES USOS |  | 06NVL109311/24ILDA18 | 34.7 mil m³/año | [13 empty] | Fuente: CartoCrítica / REPDA CONAGUA 2024 | {"type":"Feature","properties":{},"geometry":{"type":"Point","coordinates":[-100.345,26.147222]}}
JAIME HISAO YESAKI CAVAZOS | Point | SALINAS VICTORIA | EL CARMEN-SALINAS-VICTORIA | DIFERENTES USOS |  | 06NVL109311/24ILDA18 | 34.7 mil m³/año | [13 empty] | Fuente: CartoCrítica / REPDA CONAGUA 2024 | {"type":"Feature","properties":{},"geometry":{"type":"Point","coordinates":[-100.343056,26.15]}}
GUILLERMO QUIROGA GARCIA | Point | SALINAS VICTORIA | EL CARMEN-SALINAS-VICTORIA | DIFERENTES USOS |  | 06NVL110523/24IMGR00 | 18.4 mil m³/año | [13 empty] | Fuente: CartoCrítica / REPDA CONAGUA 2024 | {"type":"Feature","properties":{},"geometry":{"type":"Point","coordinates":[-100.433333,26.128333]}}
HOTEL DE MONTERREY LA SILLA, S.A. DE C.V. | Point | MONTERREY | ÁREA METROPOLITANA DE MONTERREY | SERVICIOS |  | 06NVL110866/24EMGR00 | 510 m³/año | [13 empty] | Fuente: CartoCrítica / REPDA CONAGUA 2024 | {"type":"Feature","properties":{},"geometry":{"type":"Point","coordinates":[-100.317222,25.6925]}}
GERARDO TEOFILO DAVALOS GONZALEZ | Point | MONTERREY | CAÑÓN DEL HUAJUCO | DOMÉSTICO |  | 06NVL111867/24CLGR03 | 1.6 mil m³/año | [13 empty] | Fuente: CartoCrítica / REPDA CONAGUA 2024 | {"type":"Feature","properties":{},"geometry":{"type":"Point","coordinates":[-100.2075,25.536111]}}
DESARROLLADORA INMOBILIARIA VEL PER, S.A. DE C.V. | Point | SALINAS VICTORIA | EL CARMEN-SALINAS-VICTORIA | SERVICIOS |  | 06NVL111983/24EMDA18 | 44.4 mil m³/año | [13 empty] | Fuente: CartoCrítica / REPDA CONAGUA 2024 | {"type":"Feature","properties":{},"geometry":{"type":"Point","coordinates":[-100.348333,26.116722]}}
URBANIZACIONES GAMMA, S.A. DE C.V. | Point | GUADALUPE | ÁREA METROPOLITANA DE MONTERREY | SERVICIOS |  | 06NVL112357/24EMOC07 | 11.8 mil m³/año | [13 empty] | Fuente: CartoCrítica / REPDA CONAGUA 2024 | {"type":"Feature","properties":{},"geometry":{"type":"Point","coordinates":[-100.1495,25.668778]}}
ELIESAR ELIZONDO GONZALEZ | Point | APODACA | ÁREA METROPOLITANA DE MONTERREY | DIFERENTES USOS |  | 06NVL112360/24ILGR02 | 3.0 mil m³/año | [13 empty] | Fuente: CartoCrítica / REPDA CONAGUA 2024 | {"type":"Feature","properties":{},"geometry":{"type":"Point","coordinates":[-100.156861,25.741556]}}
HECTOR HUGO CHAPA TREVIÑO, JAIME ALI CHAPA CHAPA | Point | GENERAL ESCOBEDO | EL CARMEN-SALINAS-VICTORIA | SERVICIOS |  | 06NVL112526/24ELDA14 | 5.0 mil m³/año | [13 empty] | Fuente: CartoCrítica / REPDA CONAGUA 2024 | {"type":"Feature","properties":{},"geometry":{"type":"Point","coordinates":[-100.312667,25.840333]}}
MARIA DEL REFUGIO ESTRADA MORENO | Point | GUADALUPE | ÁREA METROPOLITANA DE MONTERREY | DOMÉSTICO |  | 06NVL112647/24CLGR01 | 492 m³/año | [13 empty] | Fuente: CartoCrítica / REPDA CONAGUA 2024 | {"type":"Feature","properties":{},"geometry":{"type":"Point","coordinates":[-100.134722,25.678333]}}
HACIENDA EL MIRADOR CLUB DE GOLF, S.A. DE C.V. | Point | MONTERREY | ÁREA METROPOLITANA DE MONTERREY | SERVICIOS |  | 06NVL112686/24ELGR01 | 12.0 mil m³/año | [13 empty] | Fuente: CartoCrítica / REPDA CONAGUA 2024 | {"type":"Feature","properties":{},"geometry":{"type":"Point","coordinates":[-100.303056,25.617778]}}
HACIENDA EL MIRADOR CLUB DE GOLF, S.A. DE C.V. | Point | MONTERREY | ÁREA METROPOLITANA DE MONTERREY | SERVICIOS |  | 06NVL112686/24ELGR01 | 12.0 mil m³/año | [13 empty] | Fuente: CartoCrítica / REPDA CONAGUA 2024 | {"type":"Feature","properties":{},"geometry":{"type":"Point","coordinates":[-100.304444,25.615556]}}
MARIA NORA DE LOS ANGELES TOSCANO CAVAZOS | Point | MONTERREY | ÁREA METROPOLITANA DE MONTERREY | DOMÉSTICO |  | 06NVL112745/24CLGR01 | 219 m³/año | [13 empty] | Fuente: CartoCrítica / REPDA CONAGUA 2024 | {"type":"Feature","properties":{},"geometry":{"type":"Point","coordinates":[-100.269444,25.590278]}}
DESARROLLO INTERNACIONAL DE HOTELES, S. DE R.L. DE | Point | MONTERREY | ÁREA METROPOLITANA DE MONTERREY | SERVICIOS |  | 06NVL112881/24EMGR02 | 15.0 mil m³/año | [13 empty] | Fuente: CartoCrítica / REPDA CONAGUA 2024 | {"type":"Feature","properties":{},"geometry":{"type":"Point","coordinates":[-100.284333,25.63625]}}
OLIVIA RAMIREZ HERRERA, YOLANDA RAMIREZ HERRERA, E | Point | SANTIAGO | CAÑÓN DEL HUAJUCO | DOMÉSTICO |  | 06NVL113387/24CLGR02 | 211 m³/año | [13 empty] | Fuente: CartoCrítica / REPDA CONAGUA 2024 | {"type":"Feature","properties":{},"geometry":{"type":"Point","coordinates":[-100.082778,25.338611]}}
ADAN ELIZONDO ELIZONDO | Point | MONTERREY | CAÑÓN DEL HUAJUCO | DOMÉSTICO |  | 06NVL113499/24CLGR02 | 1.5 mil m³/año | [13 empty] | Fuente: CartoCrítica / REPDA CONAGUA 2024 | {"type":"Feature","properties":{},"geometry":{"type":"Point","coordinates":[-100.220556,25.5525]}}
ARMANDO MONTEMAYOR RODRIGUEZ | Point | SANTIAGO | CAÑÓN DEL HUAJUCO | DOMÉSTICO |  | 06NVL113540/24CLGR02 | 1.5 mil m³/año | [13 empty] | Fuente: CartoCrítica / REPDA CONAGUA 2024 | {"type":"Feature","properties":{},"geometry":{"type":"Point","coordinates":[-100.174333,25.478222]}}
ARMANDO MONTEMAYOR RODRIGUEZ | Point | MONTERREY | CAÑÓN DEL HUAJUCO | DOMÉSTICO |  | 06NVL113746/24CMGR03 | 1.5 mil m³/año | [13 empty] | Fuente: CartoCrítica / REPDA CONAGUA 2024 | {"type":"Feature","properties":{},"geometry":{"type":"Point","coordinates":[-100.231167,25.558222]}}
ALBERTO RODRIGUEZ CORONADO | Point | SALINAS VICTORIA | EL CARMEN-SALINAS-VICTORIA | DOMÉSTICO |  | 06NVL113866/24CLGR03 | 365 m³/año | [13 empty] | Fuente: CartoCrítica / REPDA CONAGUA 2024 | {"type":"Feature","properties":{},"geometry":{"type":"Point","coordinates":[-100.265278,25.941222]}}
CAÑADA DEL SUR, A.C. | Point | MONTERREY | ÁREA METROPOLITANA DE MONTERREY | DIFERENTES USOS |  | 06NVL113941/24ILDA17 | 10.0 mil m³/año | [13 empty] | Fuente: CartoCrítica / REPDA CONAGUA 2024 | {"type":"Feature","properties":{},"geometry":{"type":"Point","coordinates":[-100.276222,25.587528]}}
DESARROLLO INTERNACIONAL DE HOTELES, S.DE R.L. DE | Point | MONTERREY | ÁREA METROPOLITANA DE MONTERREY | SERVICIOS |  | 06NVL113949/24ELOC08 | 18.0 mil m³/año | [13 empty] | Fuente: CartoCrítica / REPDA CONAGUA 2024 | {"type":"Feature","properties":{},"geometry":{"type":"Point","coordinates":[-100.365139,25.673306]}}
JAIME QUIROGA DIAZ, BERTHA ALICIA VILLARREAL PEÑA | Point | SALINAS VICTORIA | EL CARMEN-SALINAS-VICTORIA | DIFERENTES USOS |  | 06NVL114068/24IMGR04 | 9.5 mil m³/año | [13 empty] | Fuente: CartoCrítica / REPDA CONAGUA 2024 | {"type":"Feature","properties":{},"geometry":{"type":"Point","coordinates":[-100.472889,26.165278]}}
JAIME QUIROGA DIAZ, BERTHA ALICIA VILLARREAL PEÑA | Point | SALINAS VICTORIA | EL CARMEN-SALINAS-VICTORIA | DIFERENTES USOS |  | 06NVL114068/24IMGR04 | 9.5 mil m³/año | [13 empty] | Fuente: CartoCrítica / REPDA CONAGUA 2024 | {"type":"Feature","properties":{},"geometry":{"type":"Point","coordinates":[-100.471889,26.165083]}}
JAIME QUIROGA DIAZ, BERTHA ALICIA VILLARREAL PEÑA | Point | SALINAS VICTORIA | EL CARMEN-SALINAS-VICTORIA | DIFERENTES USOS |  | 06NVL114070/24IMGR04 | 10.0 mil m³/año | [13 empty] | Fuente: CartoCrítica / REPDA CONAGUA 2024 | {"type":"Feature","properties":{},"geometry":{"type":"Point","coordinates":[-100.466667,26.166389]}}
JAIME QUIROGA DIAZ, BERTHA ALICIA VILLARREAL PEÑA | Point | SALINAS VICTORIA | EL CARMEN-SALINAS-VICTORIA | DIFERENTES USOS |  | 06NVL114070/24IMGR04 | 10.0 mil m³/año | [13 empty] | Fuente: CartoCrítica / REPDA CONAGUA 2024 | {"type":"Feature","properties":{},"geometry":{"type":"Point","coordinates":[-100.463917,26.16825]}}
NORMA SONIA MORENO SESMA | Point | MONTERREY | CAÑÓN DEL HUAJUCO | DOMÉSTICO |  | 06NVL114087/24CLGR04 | 730 m³/año | [13 empty] | Fuente: CartoCrítica / REPDA CONAGUA 2024 | {"type":"Feature","properties":{},"geometry":{"type":"Point","coordinates":[-100.236472,25.563389]}}
DESARROLLO EDUCACIONAL, A.B.P. | Point | GENERAL ESCOBEDO | ÁREA METROPOLITANA DE MONTERREY | SERVICIOS |  | 06NVL114169/24EMDA14 | 50.0 mil m³/año | [13 empty] | Fuente: CartoCrítica / REPDA CONAGUA 2024 | {"type":"Feature","properties":{},"geometry":{"type":"Point","coordinates":[-100.293889,25.772944]}}
ALFONSO SALINAS GARZA | Point | SANTA CATARINA | ÁREA METROPOLITANA DE MONTERREY | DOMÉSTICO |  | 06NVL114214/24CLGR04 | 2.0 mil m³/año | [13 empty] | Fuente: CartoCrítica / REPDA CONAGUA 2024 | {"type":"Feature","properties":{},"geometry":{"type":"Point","coordinates":[-100.461667,25.673333]}}
RAMIRO AURELIO MONTEMAYOR RODRIGUEZ | Point | APODACA | EL CARMEN-SALINAS-VICTORIA | SERVICIOS |  | 06NVL114232/24EMDA18 | 20.0 mil m³/año | [13 empty] | Fuente: CartoCrítica / REPDA CONAGUA 2024 | {"type":"Feature","properties":{},"geometry":{"type":"Point","coordinates":[-100.243333,25.846667]}}
ROBERTO SUAREZ SALDAÑA | Point | MONTERREY | CAÑÓN DEL HUAJUCO | DOMÉSTICO |  | 06NVL114336/24CMGR05 | 1.0 mil m³/año | [13 empty] | Fuente: CartoCrítica / REPDA CONAGUA 2024 | {"type":"Feature","properties":{},"geometry":{"type":"Point","coordinates":[-100.205556,25.530833]}}
ALVARO BUSTINDUI DE LO SANTOS | Point | GENERAL ZUAZUA | EL CARMEN-SALINAS-VICTORIA | DIFERENTES USOS |  | 06NVL114564/24ILGR05 | 60.8 mil m³/año | [13 empty] | Fuente: CartoCrítica / REPDA CONAGUA 2024 | {"type":"Feature","properties":{},"geometry":{"type":"Point","coordinates":[-100.150556,25.925]}}
ALVARO BUSTINDUI DE LO SANTOS | Point | GENERAL ZUAZUA | EL CARMEN-SALINAS-VICTORIA | DIFERENTES USOS |  | 06NVL114564/24ILGR05 | 60.8 mil m³/año | [13 empty] | Fuente: CartoCrítica / REPDA CONAGUA 2024 | {"type":"Feature","properties":{},"geometry":{"type":"Point","coordinates":[-100.918611,25.927778]}}
ALVARO BUSTINDUI DE LO SANTOS | Point | GENERAL ZUAZUA | EL CARMEN-SALINAS-VICTORIA | DIFERENTES USOS |  | 06NVL114564/24ILGR05 | 60.8 mil m³/año | [13 empty] | Fuente: CartoCrítica / REPDA CONAGUA 2024 | {"type":"Feature","properties":{},"geometry":{"type":"Point","coordinates":[-100.151389,25.925556]}}
FRANCISCO TORRES VALDES | Point | SALINAS VICTORIA | EL CARMEN-SALINAS-VICTORIA | DIFERENTES USOS |  | 06NVL114567/24ILGR05 | 210.5 mil m³/año | [13 empty] | Fuente: CartoCrítica / REPDA CONAGUA 2024 | {"type":"Feature","properties":{},"geometry":{"type":"Point","coordinates":[-100.171278,26.132167]}}
FRANCISCO TORRES VALDES | Point | SALINAS VICTORIA | EL CARMEN-SALINAS-VICTORIA | DIFERENTES USOS |  | 06NVL114567/24ILGR05 | 210.5 mil m³/año | [13 empty] | Fuente: CartoCrítica / REPDA CONAGUA 2024 | {"type":"Feature","properties":{},"geometry":{"type":"Point","coordinates":[-100.171222,26.132056]}}
FRANCISCO TORRES VALDES | Point | SALINAS VICTORIA | EL CARMEN-SALINAS-VICTORIA | DIFERENTES USOS |  | 06NVL114567/24ILGR05 | 210.5 mil m³/año | [13 empty] | Fuente: CartoCrítica / REPDA CONAGUA 2024 | {"type":"Feature","properties":{},"geometry":{"type":"Point","coordinates":[-100.175,26.142778]}}
FRANCISCO TORRES VALDES | Point | SALINAS VICTORIA | EL CARMEN-SALINAS-VICTORIA | DIFERENTES USOS |  | 06NVL114567/24ILGR05 | 210.5 mil m³/año | [13 empty] | Fuente: CartoCrítica / REPDA CONAGUA 2024 | {"type":"Feature","properties":{},"geometry":{"type":"Point","coordinates":[-100.183361,26.126333]}}
FRANCISCO TORRES VALDES | Point | SALINAS VICTORIA | EL CARMEN-SALINAS-VICTORIA | DIFERENTES USOS |  | 06NVL114567/24ILGR05 | 210.5 mil m³/año | [13 empty] | Fuente: CartoCrítica / REPDA CONAGUA 2024 | {"type":"Feature","properties":{},"geometry":{"type":"Point","coordinates":[-100.172667,26.134444]}}
FRANCISCO TORRES VALDES | Point | SALINAS VICTORIA | EL CARMEN-SALINAS-VICTORIA | DIFERENTES USOS |  | 06NVL114567/24ILGR05 | 210.5 mil m³/año | [13 empty] | Fuente: CartoCrítica / REPDA CONAGUA 2024 | {"type":"Feature","properties":{},"geometry":{"type":"Point","coordinates":[-100.172278,26.126806]}}
FRANCISCO TORRES VALDES | Point | SALINAS VICTORIA | EL CARMEN-SALINAS-VICTORIA | DIFERENTES USOS |  | 06NVL114567/24ILGR05 | 210.5 mil m³/año | [13 empty] | Fuente: CartoCrítica / REPDA CONAGUA 2024 | {"type":"Feature","properties":{},"geometry":{"type":"Point","coordinates":[-100.175056,26.134583]}}
DORA NELLY DE LOS SANTOS GONZALEZ | Point | GENERAL ZUAZUA | EL CARMEN-SALINAS-VICTORIA | DIFERENTES USOS |  | 06NVL114605/24ILGR05 | 151.3 mil m³/año | [13 empty] | Fuente: CartoCrítica / REPDA CONAGUA 2024 | {"type":"Feature","properties":{},"geometry":{"type":"Point","coordinates":[-100.154444,25.929167]}}
COMPAÑIA MEXICANA DE GAS, S.A. DE C.V. | Point | MONTERREY | ÁREA METROPOLITANA DE MONTERREY | SERVICIOS |  | 06NVL114610/24ELGR05 | 1.8 mil m³/año | [13 empty] | Fuente: CartoCrítica / REPDA CONAGUA 2024 | {"type":"Feature","properties":{},"geometry":{"type":"Point","coordinates":[-100.292222,25.728333]}}
INSTITUTO TECNOLOGICO Y ESTUDIOS SUPERIORES DE MON | Point | MONTERREY | ÁREA METROPOLITANA DE MONTERREY | SERVICIOS |  | 06NVL114666/24ELGR06 | 35.0 mil m³/año | [13 empty] | Fuente: CartoCrítica / REPDA CONAGUA 2024 | {"type":"Feature","properties":{},"geometry":{"type":"Point","coordinates":[-100.274861,25.565528]}}
ISIDRO JOSE VELOZ SUAREZ | Point | MONTERREY | CAÑÓN DEL HUAJUCO | DOMÉSTICO |  | 06NVL114703/24CMGR06 | 600 m³/año | [13 empty] | Fuente: CartoCrítica / REPDA CONAGUA 2024 | {"type":"Feature","properties":{},"geometry":{"type":"Point","coordinates":[-100.205833,25.530278]}}
AURELIO SANCHEZ CARDENAS | Point | SANTIAGO | CAÑÓN DEL HUAJUCO | DOMÉSTICO |  | 06NVL114705/24CLDA11 | 1.3 mil m³/año | [13 empty] | Fuente: CartoCrítica / REPDA CONAGUA 2024 | {"type":"Feature","properties":{},"geometry":{"type":"Point","coordinates":[-100.101389,25.445]}}
ABELARDO MORALES PURON | Point | SANTIAGO | CAÑÓN DEL HUAJUCO | DOMÉSTICO |  | 06NVL114739/24CLGR06 | 2.5 mil m³/año | [13 empty] | Fuente: CartoCrítica / REPDA CONAGUA 2024 | {"type":"Feature","properties":{},"geometry":{"type":"Point","coordinates":[-100.180833,25.478333]}}
CLINICA Y MATERNIDAD CONCHITA, A.C. | Point | MONTERREY | ÁREA METROPOLITANA DE MONTERREY | SERVICIOS |  | 06NVL114772/24ELOC07 | 5.6 mil m³/año | [13 empty] | Fuente: CartoCrítica / REPDA CONAGUA 2024 | {"type":"Feature","properties":{},"geometry":{"type":"Point","coordinates":[-100.334167,25.673611]}}
RUBEN URRUTIA FLORES Y JOSE GUADALUPE URRUTIA FLOR | Point | SALINAS VICTORIA | EL CARMEN-SALINAS-VICTORIA | SERVICIOS |  | 06NVL114776/24EMDA18 | 6.0 mil m³/año | [13 empty] | Fuente: CartoCrítica / REPDA CONAGUA 2024 | {"type":"Feature","properties":{},"geometry":{"type":"Point","coordinates":[-100.299111,25.996278]}}
GUSTAVO MORENO DEGOLLADO | Point | GENERAL ESCOBEDO | EL CARMEN-SALINAS-VICTORIA | DOMÉSTICO |  | 06NVL114780/24CLGR06 | 1.1 mil m³/año | [13 empty] | Fuente: CartoCrítica / REPDA CONAGUA 2024 | {"type":"Feature","properties":{},"geometry":{"type":"Point","coordinates":[-100.274444,25.819444]}}
DESARROLLO INTERNACIONAL DE HOTELES, S. DE R.L. DE | Point | MONTERREY | ÁREA METROPOLITANA DE MONTERREY | SERVICIOS |  | 06NVL114805/24EMDA18 | 25.0 mil m³/año | [13 empty] | Fuente: CartoCrítica / REPDA CONAGUA 2024 | {"type":"Feature","properties":{},"geometry":{"type":"Point","coordinates":[-100.316722,25.667056]}}
PLDMX APODACA, S. DE R.L. DE C.V. | Point | APODACA | ÁREA METROPOLITANA DE MONTERREY | SERVICIOS |  | 06NVL114824/24EMDA18 | 84.0 mil m³/año | [13 empty] | Fuente: CartoCrítica / REPDA CONAGUA 2024 | {"type":"Feature","properties":{},"geometry":{"type":"Point","coordinates":[-100.174722,25.788889]}}
MARIA AURORA GARZA CANTU | Point | SANTIAGO | CAÑÓN DEL HUAJUCO | DOMÉSTICO |  | 06NVL114883/24CLOC08 | 715 m³/año | [13 empty] | Fuente: CartoCrítica / REPDA CONAGUA 2024 | {"type":"Feature","properties":{},"geometry":{"type":"Point","coordinates":[-100.169444,25.475556]}}
MARIA AURORA GARZA CANTU | Point | SANTIAGO | CAÑÓN DEL HUAJUCO | DOMÉSTICO |  | 06NVL114883/24CLOC08 | 715 m³/año | [13 empty] | Fuente: CartoCrítica / REPDA CONAGUA 2024 | {"type":"Feature","properties":{},"geometry":{"type":"Point","coordinates":[-100.1725,25.471389]}}
JESUS GREGORIO VILLARREAL VILLARREAL | Point | GENERAL ZUAZUA | EL CARMEN-SALINAS-VICTORIA | DIFERENTES USOS |  | 06NVL114896/24ILOC07 | 12.5 mil m³/año | [13 empty] | Fuente: CartoCrítica / REPDA CONAGUA 2024 | {"type":"Feature","properties":{},"geometry":{"type":"Point","coordinates":[-100.106111,25.885]}}
FERNANDO ELIZONDO MARCOS | Point | SANTIAGO | CAÑÓN DEL HUAJUCO | DOMÉSTICO |  | 06NVL114930/24CLOC07 | 1.0 mil m³/año | [13 empty] | Fuente: CartoCrítica / REPDA CONAGUA 2024 | {"type":"Feature","properties":{},"geometry":{"type":"Point","coordinates":[-100.149833,25.441472]}}
OSCAR URRUTIA FLORES Y JOSE GUADALUPE URRUTIA FLOR | Point | SALINAS VICTORIA | EL CARMEN-SALINAS-VICTORIA | SERVICIOS |  | 06NVL114976/24EMDA18 | 6.0 mil m³/año | [13 empty] | Fuente: CartoCrítica / REPDA CONAGUA 2024 | {"type":"Feature","properties":{},"geometry":{"type":"Point","coordinates":[-100.320278,25.994556]}}
OSCAR URRUTIA FLORES | Point | SALINAS VICTORIA | EL CARMEN-SALINAS-VICTORIA | SERVICIOS |  | 06NVL115003/24EMOC07 | 9.9 mil m³/año | [13 empty] | Fuente: CartoCrítica / REPDA CONAGUA 2024 | {"type":"Feature","properties":{},"geometry":{"type":"Point","coordinates":[-100.348833,26.061472]}}
JOSE RODOLFO FARIAS ARIZPE | Point | GENERAL ZUAZUA | EL CARMEN-SALINAS-VICTORIA | SERVICIOS |  | 06NVL115013/24EMOC07 | 177.1 mil m³/año | [13 empty] | Fuente: CartoCrítica / REPDA CONAGUA 2024 | {"type":"Feature","properties":{},"geometry":{"type":"Point","coordinates":[-100.169167,25.866139]}}
JOSE RODOLFO FARIAS ARIZPE | Point | GENERAL ZUAZUA | EL CARMEN-SALINAS-VICTORIA | SERVICIOS |  | 06NVL115013/24EMOC07 | 177.1 mil m³/año | [13 empty] | Fuente: CartoCrítica / REPDA CONAGUA 2024 | {"type":"Feature","properties":{},"geometry":{"type":"Point","coordinates":[-100.156167,25.879139]}}
JAVIER GUADALUPE GUZMAN BARRERA Y SERGIO GUZMAN BA | Point | SANTIAGO | CAÑÓN DEL HUAJUCO | DOMÉSTICO |  | 06NVL115115/24CLDA17 | 1.1 mil m³/año | [13 empty] | Fuente: CartoCrítica / REPDA CONAGUA 2024 | {"type":"Feature","properties":{},"geometry":{"type":"Point","coordinates":[-100.126889,25.424639]}}
DANTE RAUL GARCIA MORA Y GARCIA MORA, MARIA ELENA | Point | SALINAS VICTORIA | EL CARMEN-SALINAS-VICTORIA | DIFERENTES USOS |  | 06NVL115153/24ILDA18 | 62.0 mil m³/año | [13 empty] | Fuente: CartoCrítica / REPDA CONAGUA 2024 | {"type":"Feature","properties":{},"geometry":{"type":"Point","coordinates":[-100.247694,25.979583]}}
FERNANDO GARZA BALBOA, SILVIA TAMEZ GARZA | Point | MONTERREY | CAÑÓN DEL HUAJUCO | DOMÉSTICO |  | 06NVL115161/24CLDA18 | 1.1 mil m³/año | [13 empty] | Fuente: CartoCrítica / REPDA CONAGUA 2024 | {"type":"Feature","properties":{},"geometry":{"type":"Point","coordinates":[-100.241389,25.572778]}}
CARLOS MARTIN MONTEMAYOR DIRNBAUER | Point | GUADALUPE | ÁREA METROPOLITANA DE MONTERREY | SERVICIOS |  | 06NVL115223/24ELDA18 | 18.0 mil m³/año | [13 empty] | Fuente: CartoCrítica / REPDA CONAGUA 2024 | {"type":"Feature","properties":{},"geometry":{"type":"Point","coordinates":[-100.241944,25.691944]}}
GLORIA ERNESTINA RODRIGUEZ FLORES | Point | SANTA CATARINA | ÁREA METROPOLITANA DE MONTERREY | SERVICIOS |  | 06NVL115225/24EMOC08 | 3.0 mil m³/año | [13 empty] | Fuente: CartoCrítica / REPDA CONAGUA 2024 | {"type":"Feature","properties":{},"geometry":{"type":"Point","coordinates":[-100.453278,25.674722]}}
SISTEMA INTEGRAL PARA EL MANEJO ECOLOGICO Y PROCES | Point | SALINAS VICTORIA | EL CARMEN-SALINAS-VICTORIA | SERVICIOS |  | 06NVL115255/24EMDA18 | 35.0 mil m³/año | [13 empty] | Fuente: CartoCrítica / REPDA CONAGUA 2024 | {"type":"Feature","properties":{},"geometry":{"type":"Point","coordinates":[-100.298389,25.852778]}}
SISTEMA INTEGRAL PARA EL MANEJO ECOLOGICO Y PROCES | Point | SALINAS VICTORIA | EL CARMEN-SALINAS-VICTORIA | SERVICIOS |  | 06NVL115255/24EMDA18 | 35.0 mil m³/año | [13 empty] | Fuente: CartoCrítica / REPDA CONAGUA 2024 | {"type":"Feature","properties":{},"geometry":{"type":"Point","coordinates":[-100.304361,25.870083]}}
SISTEMA INTEGRAL PARA EL MANEJO ECOLOGICO Y PROCES | Point | SALINAS VICTORIA | EL CARMEN-SALINAS-VICTORIA | SERVICIOS |  | 06NVL115255/24EMDA18 | 35.0 mil m³/año | [13 empty] | Fuente: CartoCrítica / REPDA CONAGUA 2024 | {"type":"Feature","properties":{},"geometry":{"type":"Point","coordinates":[-100.295111,25.851917]}}
JESUS GREGORIO VILLARREAL VILLARREAL | Point | GENERAL ZUAZUA | EL CARMEN-SALINAS-VICTORIA | DIFERENTES USOS |  | 06NVL115401/24ILDA18 | 115.6 mil m³/año | [13 empty] | Fuente: CartoCrítica / REPDA CONAGUA 2024 | {"type":"Feature","properties":{},"geometry":{"type":"Point","coordinates":[-100.101389,25.860556]}}
JESUS GREGORIO VILLARREAL VILLARREAL | Point | GENERAL ZUAZUA | EL CARMEN-SALINAS-VICTORIA | DIFERENTES USOS |  | 06NVL115402/24ILDA18 | 17.0 mil m³/año | [13 empty] | Fuente: CartoCrítica / REPDA CONAGUA 2024 | {"type":"Feature","properties":{},"geometry":{"type":"Point","coordinates":[-100.1,25.8775]}}
EDUARDO LOPEZ PEREZ, LETICIA GUERRA LOZANO | Point | MONTERREY | CAÑÓN DEL HUAJUCO | DOMÉSTICO |  | 06NVL115424/24CLOC09 | 1.1 mil m³/año | [13 empty] | Fuente: CartoCrítica / REPDA CONAGUA 2024 | {"type":"Feature","properties":{},"geometry":{"type":"Point","coordinates":[-100.191194,25.499778]}}
SERRA DO SUIDO, S.A. DE C.V. | Point | GENERAL ESCOBEDO | EL CARMEN-SALINAS-VICTORIA | SERVICIOS |  | 06NVL115428/24ELOC09 | 14.0 mil m³/año | [13 empty] | Fuente: CartoCrítica / REPDA CONAGUA 2024 | {"type":"Feature","properties":{},"geometry":{"type":"Point","coordinates":[-100.265028,25.819167]}}
MARIA DEL SOCORRO CASTILLO ARREDONDO | Point | SANTA CATARINA | ÁREA METROPOLITANA DE MONTERREY | SERVICIOS |  | 06NVL115491/24ELDA12 | 6.0 mil m³/año | [13 empty] | Fuente: CartoCrítica / REPDA CONAGUA 2024 | {"type":"Feature","properties":{},"geometry":{"type":"Point","coordinates":[-100.435556,25.673333]}}
CONCRETOS TECNICOS DE MEXICO, S.A. DE C.V. | Point | MONTERREY | ÁREA METROPOLITANA DE MONTERREY | SERVICIOS |  | 06NVL115593/24EMOC11 | 3.0 mil m³/año | [13 empty] | Fuente: CartoCrítica / REPDA CONAGUA 2024 | {"type":"Feature","properties":{},"geometry":{"type":"Point","coordinates":[-100.300306,25.713111]}}
CONCRETOS TECNICOS DE MEXICO, S.A. DE C.V. | Point | APODACA | ÁREA METROPOLITANA DE MONTERREY | SERVICIOS |  | 06NVL115594/24EMOC11 | 7.0 mil m³/año | [13 empty] | Fuente: CartoCrítica / REPDA CONAGUA 2024 | {"type":"Feature","properties":{},"geometry":{"type":"Point","coordinates":[-100.18425,25.755]}}
PERFECTO CASA, S.A. DE C.V. | Point | GUADALUPE | ÁREA METROPOLITANA DE MONTERREY | SERVICIOS |  | 06NVL115623/24ELDA17 | 2.1 mil m³/año | [13 empty] | Fuente: CartoCrítica / REPDA CONAGUA 2024 | {"type":"Feature","properties":{},"geometry":{"type":"Point","coordinates":[-100.221889,25.651639]}}
FRANCISCO SUSTAITA LUNA | Point | GENERAL ESCOBEDO | EL CARMEN-SALINAS-VICTORIA | SERVICIOS |  | 06NVL115749/24ELDA17 | 429 m³/año | [13 empty] | Fuente: CartoCrítica / REPDA CONAGUA 2024 | {"type":"Feature","properties":{},"geometry":{"type":"Point","coordinates":[-100.388139,25.83125]}}
SAN BERNABE TOPO CHICO | Point | MONTERREY |  | PÚBLICO URBANO |  | 06NVL100263/24HOGC07 | N/D | [13 empty] | Fuente: CartoCrítica / REPDA CONAGUA 2024 | {"type":"Feature","properties":{},"geometry":{"type":"Point","coordinates":[-100.346861,25.724917]}}
CATERPILLAR INDUSTRIAS MEXICO S. DE R.L. DE C.V. | Point | SALINAS VICTORIA | EL CARMEN-SALINAS-VICTORIA | INDUSTRIAL |  | 810334 | 20.0 mil m³/año | [13 empty] | Fuente: CartoCrítica / REPDA CONAGUA 2024 | {"type":"Feature","properties":{},"geometry":{"type":"Point","coordinates":[-100.252057,25.887799]}}
AS MAQUILA MEXICO S DE RL DE CV | Point | GENERAL ZUAZUA | EL CARMEN-SALINAS-VICTORIA | INDUSTRIAL |  | 810727 | 30.0 mil m³/año | [13 empty] | Fuente: CartoCrítica / REPDA CONAGUA 2024 | {"type":"Feature","properties":{},"geometry":{"type":"Point","coordinates":[-100.22339,25.87828]}}
FELIX LEONEL PICO AGUIRRE, ANA ELIDA CANALES FERNA | Point | SANTA CATARINA | CAMPO DURAZNO | INDUSTRIAL |  | 813072 | 5.0 mil m³/año | [13 empty] | Fuente: CartoCrítica / REPDA CONAGUA 2024 | {"type":"Feature","properties":{},"geometry":{"type":"Point","coordinates":[-100.523622,25.732522]}}
INTERNACIONAL REGIOMONTANA DE ACERO, S.A. DE C.V. | Point | APODACA | ÁREA METROPOLITANA DE MONTERREY | INDUSTRIAL |  | 813077 | 3.3 mil m³/año | [13 empty] | Fuente: CartoCrítica / REPDA CONAGUA 2024 | {"type":"Feature","properties":{},"geometry":{"type":"Point","coordinates":[-100.185834,25.757778]}}
BEBIDAS MUNDIALES, S. DE R.L. DE C.V. | Point | MONTERREY | ÁREA METROPOLITANA DE MONTERREY | INDUSTRIAL |  | 813396 | 20.4 mil m³/año | [13 empty] | Fuente: CartoCrítica / REPDA CONAGUA 2024 | {"type":"Feature","properties":{},"geometry":{"type":"Point","coordinates":[-100.389409,25.748507]}}
ADCONMONT, S.A. DE C.V. | Point | MONTERREY | ÁREA METROPOLITANA DE MONTERREY | INDUSTRIAL |  | 814143 | 80.0 mil m³/año | [13 empty] | Fuente: CartoCrítica / REPDA CONAGUA 2024 | {"type":"Feature","properties":{},"geometry":{"type":"Point","coordinates":[-100.353334,25.681115]}}
IACNA MEXICO S. DE R.L. DE C.V. | Point | SANTA CATARINA | ÁREA METROPOLITANA DE MONTERREY | INDUSTRIAL |  | 814144 | 20.0 mil m³/año | [13 empty] | Fuente: CartoCrítica / REPDA CONAGUA 2024 | {"type":"Feature","properties":{},"geometry":{"type":"Point","coordinates":[-100.449417,25.685726]}}
KINETIC, S.A. DE C.V. | Point | MONTERREY | ÁREA METROPOLITANA DE MONTERREY | INDUSTRIAL |  | 814832 | 9.0 mil m³/año | [13 empty] | Fuente: CartoCrítica / REPDA CONAGUA 2024 | {"type":"Feature","properties":{},"geometry":{"type":"Point","coordinates":[-100.324167,25.70778]}}
AZTEK TECHNOLOGIES SA DE CV | Point | SANTA CATARINA | CAMPO DURAZNO | INDUSTRIAL |  | 815099 | 30.0 mil m³/año | [13 empty] | Fuente: CartoCrítica / REPDA CONAGUA 2024 | {"type":"Feature","properties":{},"geometry":{"type":"Point","coordinates":[-100.525982,25.716179]}}
VIDRIO BISEL S.A. DE C.V. | Point | SANTA CATARINA | CAMPO DURAZNO | INDUSTRIAL |  | 815100 | 4.0 mil m³/año | [13 empty] | Fuente: CartoCrítica / REPDA CONAGUA 2024 | {"type":"Feature","properties":{},"geometry":{"type":"Point","coordinates":[-100.5525,25.693336]}}
FABRICA DE HIELO APODACA, S.A. DE C.V. | Point | APODACA | ÁREA METROPOLITANA DE MONTERREY | INDUSTRIAL |  | 815449 | 650.0 mil m³/año | [13 empty] | Fuente: CartoCrítica / REPDA CONAGUA 2024 | {"type":"Feature","properties":{},"geometry":{"type":"Point","coordinates":[-100.21225,25.773808]}}
FABRICA DE HIELO APODACA, S.A. DE C.V. | Point | APODACA | ÁREA METROPOLITANA DE MONTERREY | INDUSTRIAL |  | 815449 | 650.0 mil m³/año | [13 empty] | Fuente: CartoCrítica / REPDA CONAGUA 2024 | {"type":"Feature","properties":{},"geometry":{"type":"Point","coordinates":[-100.212306,25.77353]}}
FABRICA DE HIELO APODACA, S.A. DE C.V. | Point | APODACA | ÁREA METROPOLITANA DE MONTERREY | INDUSTRIAL |  | 815449 | 650.0 mil m³/año | [13 empty] | Fuente: CartoCrítica / REPDA CONAGUA 2024 | {"type":"Feature","properties":{},"geometry":{"type":"Point","coordinates":[-100.212278,25.773113]}}
FABRICA DE HIELO APODACA, S.A. DE C.V. | Point | APODACA | ÁREA METROPOLITANA DE MONTERREY | INDUSTRIAL |  | 815449 | 650.0 mil m³/año | [13 empty] | Fuente: CartoCrítica / REPDA CONAGUA 2024 | {"type":"Feature","properties":{},"geometry":{"type":"Point","coordinates":[-100.212862,25.773085]}}
FABRICA DE HIELO APODACA, S.A. DE C.V. | Point | APODACA | ÁREA METROPOLITANA DE MONTERREY | INDUSTRIAL |  | 815449 | 650.0 mil m³/año | [13 empty] | Fuente: CartoCrítica / REPDA CONAGUA 2024 | {"type":"Feature","properties":{},"geometry":{"type":"Point","coordinates":[-100.213278,25.772668]}}
FABRICA DE HIELO APODACA, S.A. DE C.V. | Point | APODACA | ÁREA METROPOLITANA DE MONTERREY | INDUSTRIAL |  | 815449 | 650.0 mil m³/año | [13 empty] | Fuente: CartoCrítica / REPDA CONAGUA 2024 | {"type":"Feature","properties":{},"geometry":{"type":"Point","coordinates":[-100.213612,25.771113]}}
GP SERVICIOS INDUSTRIALES | Point | GENERAL ESCOBEDO | EL CARMEN-SALINAS-VICTORIA | INDUSTRIAL |  | 816201 | 60.0 mil m³/año | [13 empty] | Fuente: CartoCrítica / REPDA CONAGUA 2024 | {"type":"Feature","properties":{},"geometry":{"type":"Point","coordinates":[-100.272798,25.836458]}}
GP SERVICIOS INDUSTRIALES | Point | GENERAL ESCOBEDO | EL CARMEN-SALINAS-VICTORIA | INDUSTRIAL |  | 816201 | 60.0 mil m³/año | [13 empty] | Fuente: CartoCrítica / REPDA CONAGUA 2024 | {"type":"Feature","properties":{},"geometry":{"type":"Point","coordinates":[-100.271817,25.829982]}}
GRUPO INDUSTRIAL NEXXUS, S.A. DE C.V. | Point | SALINAS VICTORIA | EL CARMEN-SALINAS-VICTORIA | INDUSTRIAL |  | 817314 | 40.0 mil m³/año | [13 empty] | Fuente: CartoCrítica / REPDA CONAGUA 2024 | {"type":"Feature","properties":{},"geometry":{"type":"Point","coordinates":[-100.236806,25.949057]}}
GRUPO INDUSTRIAL NEXXUS | Point | SALINAS VICTORIA | EL CARMEN-SALINAS-VICTORIA | INDUSTRIAL |  | 817317 | 100.0 mil m³/año | [13 empty] | Fuente: CartoCrítica / REPDA CONAGUA 2024 | {"type":"Feature","properties":{},"geometry":{"type":"Point","coordinates":[-100.236806,25.949057]}}
GRUPO INDUSTRIAL NEXXUS | Point | SALINAS VICTORIA | EL CARMEN-SALINAS-VICTORIA | INDUSTRIAL |  | 817317 | 100.0 mil m³/año | [13 empty] | Fuente: CartoCrítica / REPDA CONAGUA 2024 | {"type":"Feature","properties":{},"geometry":{"type":"Point","coordinates":[-100.236945,25.949167]}}
DOMINGO EDUARDO ALVARADO QUIROGA, ANA GABRIELA ALV | Point | GUADALUPE | ÁREA METROPOLITANA DE MONTERREY | INDUSTRIAL |  | 818121 | 25.0 mil m³/año | [13 empty] | Fuente: CartoCrítica / REPDA CONAGUA 2024 | {"type":"Feature","properties":{},"geometry":{"type":"Point","coordinates":[-100.222473,25.7015]}}
DOMINGO EDUARDO ALVARADO QUIROGA, ANA GABRIELA ALV | Point | GUADALUPE | ÁREA METROPOLITANA DE MONTERREY | INDUSTRIAL |  | 818129 | 25.0 mil m³/año | [13 empty] | Fuente: CartoCrítica / REPDA CONAGUA 2024 | {"type":"Feature","properties":{},"geometry":{"type":"Point","coordinates":[-100.206028,25.702001]}}
CORCHO Y LATA DE MONTERREY, S.A. DE CV. | Point | MONTERREY | ÁREA METROPOLITANA DE MONTERREY | INDUSTRIAL |  | 819013 | 1.2 mil m³/año | [13 empty] | Fuente: CartoCrítica / REPDA CONAGUA 2024 | {"type":"Feature","properties":{},"geometry":{"type":"Point","coordinates":[-100.30505,25.684125]}}
MALLA CID, S.A. DE C.V. | Point | SALINAS VICTORIA | EL CARMEN-SALINAS-VICTORIA | INDUSTRIAL |  | 819048 | 10.0 mil m³/año | [13 empty] | Fuente: CartoCrítica / REPDA CONAGUA 2024 | {"type":"Feature","properties":{},"geometry":{"type":"Point","coordinates":[-100.294167,25.849723]}}
GONZALO ELIZONDO LIRA | Point | SALINAS VICTORIA | EL CARMEN-SALINAS-VICTORIA | INDUSTRIAL |  | 822207 | 10.0 mil m³/año | [13 empty] | Fuente: CartoCrítica / REPDA CONAGUA 2024 | {"type":"Feature","properties":{},"geometry":{"type":"Point","coordinates":[-100.2975,25.95889]}}
CPA SERVICIOS, S. DE R.L. DE C.V. | Point | APODACA | ÁREA METROPOLITANA DE MONTERREY | INDUSTRIAL |  | 823798 | 189.3 mil m³/año | [13 empty] | Fuente: CartoCrítica / REPDA CONAGUA 2024 | {"type":"Feature","properties":{},"geometry":{"type":"Point","coordinates":[-100.159167,25.789446]}}
CPA SERVICIOS, S. DE R.L. DE C.V. | Point | APODACA | ÁREA METROPOLITANA DE MONTERREY | INDUSTRIAL |  | 823798 | 189.3 mil m³/año | [13 empty] | Fuente: CartoCrítica / REPDA CONAGUA 2024 | {"type":"Feature","properties":{},"geometry":{"type":"Point","coordinates":[-100.159167,25.790279]}}
INDUSTRIAS DIZA, S.A. DE C.V. | Point | MONTERREY | ÁREA METROPOLITANA DE MONTERREY | INDUSTRIAL |  | 826250 | 21.0 mil m³/año | [13 empty] | Fuente: CartoCrítica / REPDA CONAGUA 2024 | {"type":"Feature","properties":{},"geometry":{"type":"Point","coordinates":[-100.271139,25.706251]}}
EVL WATER KING, S.A. DE C.V. | Point | GUADALUPE | ÁREA METROPOLITANA DE MONTERREY | INDUSTRIAL |  | 827607 | 5.0 mil m³/año | [13 empty] | Fuente: CartoCrítica / REPDA CONAGUA 2024 | {"type":"Feature","properties":{},"geometry":{"type":"Point","coordinates":[-100.192195,25.667223]}}
SERVICIOS INDUSTRIALES Y COMERCIALES MONTERREY | Point | APODACA | ÁREA METROPOLITANA DE MONTERREY | INDUSTRIAL |  | 827608 | 6.0 mil m³/año | [13 empty] | Fuente: CartoCrítica / REPDA CONAGUA 2024 | {"type":"Feature","properties":{},"geometry":{"type":"Point","coordinates":[-100.179541,25.734569]}}
PROMOTORA CONTEMPORANEA SIERRA MADRE, S.A. DE C.V. | Point | SALINAS VICTORIA | EL CARMEN-SALINAS-VICTORIA | INDUSTRIAL |  | 828278 | 17.5 mil m³/año | [13 empty] | Fuente: CartoCrítica / REPDA CONAGUA 2024 | {"type":"Feature","properties":{},"geometry":{"type":"Point","coordinates":[-100.30575,25.944843]}}
DAVISA 2018, S.A. DE C.V. | Point | APODACA | ÁREA METROPOLITANA DE MONTERREY | INDUSTRIAL |  | 832024 | 84.0 mil m³/año | [13 empty] | Fuente: CartoCrítica / REPDA CONAGUA 2024 | {"type":"Feature","properties":{},"geometry":{"type":"Point","coordinates":[-100.124223,25.704676]}}
DAVISA 2018, S.A. DE C.V. | Point | APODACA | ÁREA METROPOLITANA DE MONTERREY | INDUSTRIAL |  | 832065 | 78.0 mil m³/año | [13 empty] | Fuente: CartoCrítica / REPDA CONAGUA 2024 | {"type":"Feature","properties":{},"geometry":{"type":"Point","coordinates":[-100.124222,25.704676]}}
CERVECERIA POPULAR, S.A. DE C.V. | Point | MONTERREY | ÁREA METROPOLITANA DE MONTERREY | INDUSTRIAL |  | 836349 | 2.0 mil m³/año | [13 empty] | Fuente: CartoCrítica / REPDA CONAGUA 2024 | {"type":"Feature","properties":{},"geometry":{"type":"Point","coordinates":[-100.240389,25.579418]}}
SISTEMAS AUTOMOTRICES DE MEXICO SA DE CV | Point | GENERAL ESCOBEDO | EL CARMEN-SALINAS-VICTORIA | INDUSTRIAL |  | 836483 | 54.0 mil m³/año | [13 empty] | Fuente: CartoCrítica / REPDA CONAGUA 2024 | {"type":"Feature","properties":{},"geometry":{"type":"Point","coordinates":[-100.294722,25.814446]}}
COMIDAS Y BEBIDAS FERMENTADAS | Point | MONTERREY | ÁREA METROPOLITANA DE MONTERREY | INDUSTRIAL |  | 837448 | 15.0 mil m³/año | [13 empty] | Fuente: CartoCrítica / REPDA CONAGUA 2024 | {"type":"Feature","properties":{},"geometry":{"type":"Point","coordinates":[-100.381112,25.673057]}}
DESARROLLADORA DE DERECHOS DE VIA, S. DE R.L. DE C | Point | GENERAL ESCOBEDO | EL CARMEN-SALINAS-VICTORIA | INDUSTRIAL |  | 838254 | 18.0 mil m³/año | [13 empty] | Fuente: CartoCrítica / REPDA CONAGUA 2024 | {"type":"Feature","properties":{},"geometry":{"type":"Point","coordinates":[-100.344509,25.824752]}}
CPA SERVICIOS, S. DE R.L. DE C.V. | Point | APODACA | ÁREA METROPOLITANA DE MONTERREY | INDUSTRIAL |  | 838342 | 36.0 mil m³/año | [13 empty] | Fuente: CartoCrítica / REPDA CONAGUA 2024 | {"type":"Feature","properties":{},"geometry":{"type":"Point","coordinates":[-100.14,25.769585]}}
CPA SERVICIOS, S. DE R.L. DE C.V. | Point | GENERAL ZUAZUA | EL CARMEN-SALINAS-VICTORIA | INDUSTRIAL |  | 838751 | 57.2 mil m³/año | [13 empty] | Fuente: CartoCrítica / REPDA CONAGUA 2024 | {"type":"Feature","properties":{},"geometry":{"type":"Point","coordinates":[-100.237,25.882224]}}
COMIDAS Y BEBIDAS FERMENTADAS | Point | MONTERREY | ÁREA METROPOLITANA DE MONTERREY | INDUSTRIAL |  | 838911 | 85.0 mil m³/año | [13 empty] | Fuente: CartoCrítica / REPDA CONAGUA 2024 | {"type":"Feature","properties":{},"geometry":{"type":"Point","coordinates":[-100.38111,25.673076]}}
CESAR ENRIQUE TREVIÑO GONZALEZ | Point | SANTA CATARINA | CAMPO DURAZNO | INDUSTRIAL |  | 839385 | 5.0 mil m³/año | [13 empty] | Fuente: CartoCrítica / REPDA CONAGUA 2024 | {"type":"Feature","properties":{},"geometry":{"type":"Point","coordinates":[-100.52224,25.69336]}}
COSMOCEL, S.A. | Point | SALINAS VICTORIA | EL CARMEN-SALINAS-VICTORIA | INDUSTRIAL |  | 840416 | 50.0 mil m³/año | [13 empty] | Fuente: CartoCrítica / REPDA CONAGUA 2024 | {"type":"Feature","properties":{},"geometry":{"type":"Point","coordinates":[-100.304166,25.932891]}}
BODEGA DE PRODUCTOS INTERNACIONAL | Point | GENERAL ZUAZUA | EL CARMEN-SALINAS-VICTORIA | INDUSTRIAL |  | 840459 | 50.0 mil m³/año | [13 empty] | Fuente: CartoCrítica / REPDA CONAGUA 2024 | {"type":"Feature","properties":{},"geometry":{"type":"Point","coordinates":[-100.203674,25.902733]}}
TUBOS DE ACERO DE MEXICO, S.A. | Point | GENERAL ZUAZUA | EL CARMEN-SALINAS-VICTORIA | INDUSTRIAL |  | 841432 | 1.6 mil m³/año | [13 empty] | Fuente: CartoCrítica / REPDA CONAGUA 2024 | {"type":"Feature","properties":{},"geometry":{"type":"Point","coordinates":[-100.220555,25.881944]}}
TUBOS DE ACERO DE MEXICO, S.A. | Point | GENERAL ZUAZUA | EL CARMEN-SALINAS-VICTORIA | INDUSTRIAL |  | 841432 | 1.6 mil m³/año | [13 empty] | Fuente: CartoCrítica / REPDA CONAGUA 2024 | {"type":"Feature","properties":{},"geometry":{"type":"Point","coordinates":[-100.2175,25.880556]}}
GP SERVICIOS INDUSTRIALES, SA DE CV | Point | GENERAL ZUAZUA | EL CARMEN-SALINAS-VICTORIA | INDUSTRIAL |  | 842393 | 28.0 mil m³/año | [13 empty] | Fuente: CartoCrítica / REPDA CONAGUA 2024 | {"type":"Feature","properties":{},"geometry":{"type":"Point","coordinates":[-100.19617,25.91489]}}
SCANPAINT | Point | GENERAL ESCOBEDO | EL CARMEN-SALINAS-VICTORIA | INDUSTRIAL |  | 847052 | 80.0 mil m³/año | [13 empty] | Fuente: CartoCrítica / REPDA CONAGUA 2024 | {"type":"Feature","properties":{},"geometry":{"type":"Point","coordinates":[-100.344881,25.821864]}}
QUIMICA GONCAL | Point | MONTERREY | ÁREA METROPOLITANA DE MONTERREY | INDUSTRIAL |  | 847638 | 100.0 mil m³/año | [13 empty] | Fuente: CartoCrítica / REPDA CONAGUA 2024 | {"type":"Feature","properties":{},"geometry":{"type":"Point","coordinates":[-100.281584,25.656113]}}
AYVI SA DE CV | Point | APODACA | EL CARMEN-SALINAS-VICTORIA | INDUSTRIAL |  | 849683 | 26.9 mil m³/año | [13 empty] | Fuente: CartoCrítica / REPDA CONAGUA 2024 | {"type":"Feature","properties":{},"geometry":{"type":"Point","coordinates":[-100.23464,25.834783]}}
AYVI SA DE CV | Point | APODACA | EL CARMEN-SALINAS-VICTORIA | INDUSTRIAL |  | 849683 | 26.9 mil m³/año | [13 empty] | Fuente: CartoCrítica / REPDA CONAGUA 2024 | {"type":"Feature","properties":{},"geometry":{"type":"Point","coordinates":[-100.235109,25.834839]}}
AGRIBRANDS PURINA MEXICO S.A. DE C.V. | Point | GUADALUPE | ÁREA METROPOLITANA DE MONTERREY | INDUSTRIAL |  | 849850 | 19.6 mil m³/año | [13 empty] | Fuente: CartoCrítica / REPDA CONAGUA 2024 | {"type":"Feature","properties":{},"geometry":{"type":"Point","coordinates":[-100.208139,25.702916]}}
DESARROLLO LIBRAMIENTO NORESTE S.A. DE C.V. | Point | GENERAL ESCOBEDO | EL CARMEN-SALINAS-VICTORIA | INDUSTRIAL |  | 851721 | 125.0 mil m³/año | [13 empty] | Fuente: CartoCrítica / REPDA CONAGUA 2024 | {"type":"Feature","properties":{},"geometry":{"type":"Point","coordinates":[-100.317222,25.831667]}}
DESARROLLO LIBRAMIENTO NORESTE S.A. DE C.V. | Point | GENERAL ESCOBEDO | EL CARMEN-SALINAS-VICTORIA | INDUSTRIAL |  | 851721 | 125.0 mil m³/año | [13 empty] | Fuente: CartoCrítica / REPDA CONAGUA 2024 | {"type":"Feature","properties":{},"geometry":{"type":"Point","coordinates":[-100.325556,25.83]}}
DESARROLLO LIBRAMIENTO NORESTE S.A. DE C.V. | Point | GENERAL ESCOBEDO | EL CARMEN-SALINAS-VICTORIA | INDUSTRIAL |  | 851721 | 125.0 mil m³/año | [13 empty] | Fuente: CartoCrítica / REPDA CONAGUA 2024 | {"type":"Feature","properties":{},"geometry":{"type":"Point","coordinates":[-100.322778,25.837223]}}
EMPRESA MEXICANA DE MANUFACTURAS S.A. DE C.V. | Point | APODACA | ÁREA METROPOLITANA DE MONTERREY | INDUSTRIAL |  | 856406 | 2.0 mil m³/año | [13 empty] | Fuente: CartoCrítica / REPDA CONAGUA 2024 | {"type":"Feature","properties":{},"geometry":{"type":"Point","coordinates":[-100.203889,25.765874]}}
ECONO CLIMAS, S.A. DE C.V. | Point | APODACA | ÁREA METROPOLITANA DE MONTERREY | INDUSTRIAL |  | 857248 | 2.0 mil m³/año | [13 empty] | Fuente: CartoCrítica / REPDA CONAGUA 2024 | {"type":"Feature","properties":{},"geometry":{"type":"Point","coordinates":[-100.183056,25.751946]}}
GRUPO INDUSTRIAL NEXXUS | Point | SALINAS VICTORIA | EL CARMEN-SALINAS-VICTORIA | INDUSTRIAL |  | 859091 | 80.0 mil m³/año | [13 empty] | Fuente: CartoCrítica / REPDA CONAGUA 2024 | {"type":"Feature","properties":{},"geometry":{"type":"Point","coordinates":[-100.236945,25.949167]}}
CPA SERVICIOS, S. DE R.L. DE C.V. | Point | APODACA | ÁREA METROPOLITANA DE MONTERREY | INDUSTRIAL |  | 823783 | 86.8 mil m³/año | [13 empty] | Fuente: CartoCrítica / REPDA CONAGUA 2024 | {"type":"Feature","properties":{},"geometry":{"type":"Point","coordinates":[-100.159167,25.789446]}}
GP BIENES INMUEBLES SA DE CV | Point | APODACA | ÁREA METROPOLITANA DE MONTERREY | INDUSTRIAL |  | 06NVL102518 | 160.0 mil m³/año | [13 empty] | Fuente: CartoCrítica / REPDA CONAGUA 2024 | {"type":"Feature","properties":{},"geometry":{"type":"Point","coordinates":[-100.168889,25.779167]}}
GP BIENES INMUEBLES SA DE CV | Point | APODACA | ÁREA METROPOLITANA DE MONTERREY | INDUSTRIAL |  | 06NVL102518 | 160.0 mil m³/año | [13 empty] | Fuente: CartoCrítica / REPDA CONAGUA 2024 | {"type":"Feature","properties":{},"geometry":{"type":"Point","coordinates":[-100.173486,25.777805]}}
SANITARIOS LAMOSA, S.A. DE C.V. | Point | MONTERREY | ÁREA METROPOLITANA DE MONTERREY | INDUSTRIAL |  | A2NVL102284 | 4.7 mil m³/año | [13 empty] | Fuente: CartoCrítica / REPDA CONAGUA 2024 | {"type":"Feature","properties":{},"geometry":{"type":"Point","coordinates":[-100.288056,25.706945]}}
ALIMENTOS NATURALES SABROZA SA DE CV | Point | GUADALUPE | ÁREA METROPOLITANA DE MONTERREY | INDUSTRIAL |  | NVL100506 | 5.6 mil m³/año | [13 empty] | Fuente: CartoCrítica / REPDA CONAGUA 2024 | {"type":"Feature","properties":{},"geometry":{"type":"Point","coordinates":[-100.169445,25.694447]}}
ALEN DEL NORTE, S.A. DE C.V. | Point | SANTA CATARINA | ÁREA METROPOLITANA DE MONTERREY | INDUSTRIAL |  | NVL100807 | 16.0 mil m³/año | [13 empty] | Fuente: CartoCrítica / REPDA CONAGUA 2024 | {"type":"Feature","properties":{},"geometry":{"type":"Point","coordinates":[-100.420834,25.674445]}}
ALEN DEL NORTE, S.A. DE C.V. | Point | SANTA CATARINA | ÁREA METROPOLITANA DE MONTERREY | INDUSTRIAL |  | NVL100808 | 21.5 mil m³/año | [13 empty] | Fuente: CartoCrítica / REPDA CONAGUA 2024 | {"type":"Feature","properties":{},"geometry":{"type":"Point","coordinates":[-100.423612,25.674725]}}
GRAFTECH MEXICO, S.A. DE C.V. | Point | APODACA | ÁREA METROPOLITANA DE MONTERREY | INDUSTRIAL |  | NVL100901 | 324.4 mil m³/año | [13 empty] | Fuente: CartoCrítica / REPDA CONAGUA 2024 | {"type":"Feature","properties":{},"geometry":{"type":"Point","coordinates":[-100.179444,25.773056]}}
GRAFTECH MEXICO, S.A. DE C.V. | Point | APODACA | ÁREA METROPOLITANA DE MONTERREY | INDUSTRIAL |  | NVL100901 | 324.4 mil m³/año | [13 empty] | Fuente: CartoCrítica / REPDA CONAGUA 2024 | {"type":"Feature","properties":{},"geometry":{"type":"Point","coordinates":[-100.180834,25.774445]}}
BIMBO DEL NORTE, S.A. DE C.V | Point | MONTERREY | ÁREA METROPOLITANA DE MONTERREY | INDUSTRIAL |  | NVL100932 | 100.0 mil m³/año | [13 empty] | Fuente: CartoCrítica / REPDA CONAGUA 2024 | {"type":"Feature","properties":{},"geometry":{"type":"Point","coordinates":[-100.280278,25.708057]}}
JOHNSON CONTROLS ENTERPRISES MEXICO S DE RL DE CV | Point | GENERAL ZUAZUA | EL CARMEN-SALINAS-VICTORIA | INDUSTRIAL |  | NVL101892 | 95.7 mil m³/año | [13 empty] | Fuente: CartoCrítica / REPDA CONAGUA 2024 | {"type":"Feature","properties":{},"geometry":{"type":"Point","coordinates":[-100.223611,25.873611]}}
INDUSTRIAS DIZA, S.A. DE C.V. | Point | MONTERREY | ÁREA METROPOLITANA DE MONTERREY | INDUSTRIAL |  | NVL101956 | 21.0 mil m³/año | [13 empty] | Fuente: CartoCrítica / REPDA CONAGUA 2024 | {"type":"Feature","properties":{},"geometry":{"type":"Point","coordinates":[-100.268583,25.707028]}}
DINAMICA CAMSAL, S.A. DE C.V. | Point | MONTERREY | ÁREA METROPOLITANA DE MONTERREY | INDUSTRIAL |  | NVL102003 | 2.0 mil m³/año | [13 empty] | Fuente: CartoCrítica / REPDA CONAGUA 2024 | {"type":"Feature","properties":{},"geometry":{"type":"Point","coordinates":[-100.309167,25.700278]}}
CEMEX CONCRETOS, S.A. DE C.V. | Point | MONTERREY | ÁREA METROPOLITANA DE MONTERREY | INDUSTRIAL |  | NVL102054 | 110.4 mil m³/año | [13 empty] | Fuente: CartoCrítica / REPDA CONAGUA 2024 | {"type":"Feature","properties":{},"geometry":{"type":"Point","coordinates":[-100.276389,25.674444]}}
INDUSTRIAS ACROS WHIRLPOOL | Point | APODACA | ÁREA METROPOLITANA DE MONTERREY | INDUSTRIAL |  | NVL102392 | 470.9 mil m³/año | [13 empty] | Fuente: CartoCrítica / REPDA CONAGUA 2024 | {"type":"Feature","properties":{},"geometry":{"type":"Point","coordinates":[-100.211111,25.756389]}}
INDUSTRIAS ACROS WHIRLPOOL | Point | APODACA | ÁREA METROPOLITANA DE MONTERREY | INDUSTRIAL |  | NVL102392 | 470.9 mil m³/año | [13 empty] | Fuente: CartoCrítica / REPDA CONAGUA 2024 | {"type":"Feature","properties":{},"geometry":{"type":"Point","coordinates":[-100.208333,25.754722]}}
INDUSTRIAS ACROS WHIRLPOOL | Point | APODACA | ÁREA METROPOLITANA DE MONTERREY | INDUSTRIAL |  | NVL102399 | 222.2 mil m³/año | [13 empty] | Fuente: CartoCrítica / REPDA CONAGUA 2024 | {"type":"Feature","properties":{},"geometry":{"type":"Point","coordinates":[-100.204167,25.751944]}}
INDUSTRIAS ACROS WHIRLPOOL | Point | APODACA | ÁREA METROPOLITANA DE MONTERREY | INDUSTRIAL |  | NVL102399 | 222.2 mil m³/año | [13 empty] | Fuente: CartoCrítica / REPDA CONAGUA 2024 | {"type":"Feature","properties":{},"geometry":{"type":"Point","coordinates":[-100.201944,25.752222]}}
PROTEINAS NATURALES | Point | GUADALUPE | ÁREA METROPOLITANA DE MONTERREY | INDUSTRIAL |  | NVL102406 | 136.5 mil m³/año | [13 empty] | Fuente: CartoCrítica / REPDA CONAGUA 2024 | {"type":"Feature","properties":{},"geometry":{"type":"Point","coordinates":[-100.150584,25.689499]}}
PROTEINAS NATURALES | Point | GUADALUPE | ÁREA METROPOLITANA DE MONTERREY | INDUSTRIAL |  | NVL102406 | 136.5 mil m³/año | [13 empty] | Fuente: CartoCrítica / REPDA CONAGUA 2024 | {"type":"Feature","properties":{},"geometry":{"type":"Point","coordinates":[-100.160139,25.688111]}}
PROTEINAS NATURALES | Point | GUADALUPE | ÁREA METROPOLITANA DE MONTERREY | INDUSTRIAL |  | NVL102406 | 136.5 mil m³/año | [13 empty] | Fuente: CartoCrítica / REPDA CONAGUA 2024 | {"type":"Feature","properties":{},"geometry":{"type":"Point","coordinates":[-100.160778,25.692751]}}
MEGA ALIMENTOS SA DE CV | Point | SANTA CATARINA | ÁREA METROPOLITANA DE MONTERREY | INDUSTRIAL |  | NVL102959 | 15.0 mil m³/año | [13 empty] | Fuente: CartoCrítica / REPDA CONAGUA 2024 | {"type":"Feature","properties":{},"geometry":{"type":"Point","coordinates":[-100.471723,25.691306]}}
BEBIDAS PURIFICADAS | Point | APODACA | ÁREA METROPOLITANA DE MONTERREY | INDUSTRIAL |  | NVL103065 | 1.40 Mm³/año | [13 empty] | Fuente: CartoCrítica / REPDA CONAGUA 2024 | {"type":"Feature","properties":{},"geometry":{"type":"Point","coordinates":[-100.168694,25.770111]}}
BEBIDAS PURIFICADAS | Point | APODACA | ÁREA METROPOLITANA DE MONTERREY | INDUSTRIAL |  | NVL103065 | 1.40 Mm³/año | [13 empty] | Fuente: CartoCrítica / REPDA CONAGUA 2024 | {"type":"Feature","properties":{},"geometry":{"type":"Point","coordinates":[-100.168694,25.772444]}}
BEBIDAS PURIFICADAS | Point | APODACA | ÁREA METROPOLITANA DE MONTERREY | INDUSTRIAL |  | NVL103065 | 1.40 Mm³/año | [13 empty] | Fuente: CartoCrítica / REPDA CONAGUA 2024 | {"type":"Feature","properties":{},"geometry":{"type":"Point","coordinates":[-100.167694,25.77025]}}
BEBIDAS PURIFICADAS | Point | APODACA | ÁREA METROPOLITANA DE MONTERREY | INDUSTRIAL |  | NVL103065 | 1.40 Mm³/año | [13 empty] | Fuente: CartoCrítica / REPDA CONAGUA 2024 | {"type":"Feature","properties":{},"geometry":{"type":"Point","coordinates":[-100.168528,25.769583]}}
GRUPO INDUSTRIAL REYMA, S.A. DE C.V. | Point | APODACA | ÁREA METROPOLITANA DE MONTERREY | INDUSTRIAL |  | NVL103409 | 30.0 mil m³/año | [13 empty] | Fuente: CartoCrítica / REPDA CONAGUA 2024 | {"type":"Feature","properties":{},"geometry":{"type":"Point","coordinates":[-100.178333,25.776111]}}
TERNIUM MEXICO, S.A. DE C.V. | Point | MONTERREY | ÁREA METROPOLITANA DE MONTERREY | INDUSTRIAL |  | NVL104310 | 211.6 mil m³/año | [13 empty] | Fuente: CartoCrítica / REPDA CONAGUA 2024 | {"type":"Feature","properties":{},"geometry":{"type":"Point","coordinates":[-100.276889,25.700056]}}
TERNIUM MEXICO, S.A. DE C.V. | Point | MONTERREY | ÁREA METROPOLITANA DE MONTERREY | INDUSTRIAL |  | NVL104310 | 211.6 mil m³/año | [13 empty] | Fuente: CartoCrítica / REPDA CONAGUA 2024 | {"type":"Feature","properties":{},"geometry":{"type":"Point","coordinates":[-100.275723,25.700417]}}
TERNIUM MEXICO, S.A. DE C.V. | Point | MONTERREY | ÁREA METROPOLITANA DE MONTERREY | INDUSTRIAL |  | NVL104310 | 211.6 mil m³/año | [13 empty] | Fuente: CartoCrítica / REPDA CONAGUA 2024 | {"type":"Feature","properties":{},"geometry":{"type":"Point","coordinates":[-100.27739,25.694584]}}
TERNIUM MEXICO, S.A. DE C.V. | Point | MONTERREY | ÁREA METROPOLITANA DE MONTERREY | INDUSTRIAL |  | NVL104310 | 211.6 mil m³/año | [13 empty] | Fuente: CartoCrítica / REPDA CONAGUA 2024 | {"type":"Feature","properties":{},"geometry":{"type":"Point","coordinates":[-100.268389,25.695028]}}
LUBRICANTES DE AMERICA SA DE CV | Point | SANTA CATARINA | CAMPO DURAZNO | INDUSTRIAL |  | NVL106474 | 10.7 mil m³/año | [13 empty] | Fuente: CartoCrítica / REPDA CONAGUA 2024 | {"type":"Feature","properties":{},"geometry":{"type":"Point","coordinates":[-100.52,25.701389]}}
SMITHS HEALTHCARE MANUFACTURING, S.A. DE C.V. | Point | APODACA | ÁREA METROPOLITANA DE MONTERREY | INDUSTRIAL |  | NVL107622 | 44.7 mil m³/año | [13 empty] | Fuente: CartoCrítica / REPDA CONAGUA 2024 | {"type":"Feature","properties":{},"geometry":{"type":"Point","coordinates":[-100.164722,25.781667]}}
MARIA MAGDALENA CANTU LEAL | Point | SANTA CATARINA | CAMPO DURAZNO | INDUSTRIAL |  | NVL107753 | 1.7 mil m³/año | [13 empty] | Fuente: CartoCrítica / REPDA CONAGUA 2024 | {"type":"Feature","properties":{},"geometry":{"type":"Point","coordinates":[-100.527169,25.701672]}}
COMERCIALIZADORA DE PRODUCTOS BASICOS DE MEXICO, S | Point | APODACA | ÁREA METROPOLITANA DE MONTERREY | INDUSTRIAL |  | NVL107756 | 726.8 mil m³/año | [13 empty] | Fuente: CartoCrítica / REPDA CONAGUA 2024 | {"type":"Feature","properties":{},"geometry":{"type":"Point","coordinates":[-100.139001,25.753056]}}
COMERCIALIZADORA DE PRODUCTOS BASICOS DE MEXICO, S | Point | APODACA | ÁREA METROPOLITANA DE MONTERREY | INDUSTRIAL |  | NVL107756 | 726.8 mil m³/año | [13 empty] | Fuente: CartoCrítica / REPDA CONAGUA 2024 | {"type":"Feature","properties":{},"geometry":{"type":"Point","coordinates":[-100.140056,25.752944]}}
COMERCIALIZADORA DE PRODUCTOS BASICOS DE MEXICO, S | Point | APODACA | ÁREA METROPOLITANA DE MONTERREY | INDUSTRIAL |  | NVL107756 | 726.8 mil m³/año | [13 empty] | Fuente: CartoCrítica / REPDA CONAGUA 2024 | {"type":"Feature","properties":{},"geometry":{"type":"Point","coordinates":[-100.141139,25.754556]}}
COMERCIALIZADORA DE PRODUCTOS BASICOS DE MEXICO, S | Point | APODACA | ÁREA METROPOLITANA DE MONTERREY | INDUSTRIAL |  | NVL107756 | 726.8 mil m³/año | [13 empty] | Fuente: CartoCrítica / REPDA CONAGUA 2024 | {"type":"Feature","properties":{},"geometry":{"type":"Point","coordinates":[-100.144417,25.757361]}}
COMERCIALIZADORA DE PRODUCTOS BASICOS DE MEXICO, S | Point | APODACA | ÁREA METROPOLITANA DE MONTERREY | INDUSTRIAL |  | NVL107756 | 726.8 mil m³/año | [13 empty] | Fuente: CartoCrítica / REPDA CONAGUA 2024 | {"type":"Feature","properties":{},"geometry":{"type":"Point","coordinates":[-100.143889,25.760722]}}
COMERCIALIZADORA DE PRODUCTOS BASICOS DE MEXICO, S | Point | APODACA | ÁREA METROPOLITANA DE MONTERREY | INDUSTRIAL |  | NVL107756 | 726.8 mil m³/año | [13 empty] | Fuente: CartoCrítica / REPDA CONAGUA 2024 | {"type":"Feature","properties":{},"geometry":{"type":"Point","coordinates":[-100.144028,25.757806]}}
PROTEINAS NATURALES | Point | GUADALUPE | ÁREA METROPOLITANA DE MONTERREY | INDUSTRIAL |  | NVL109317 | 461.9 mil m³/año | [13 empty] | Fuente: CartoCrítica / REPDA CONAGUA 2024 | {"type":"Feature","properties":{},"geometry":{"type":"Point","coordinates":[-100.156667,25.688779]}}
PROTEINAS NATURALES | Point | GUADALUPE | ÁREA METROPOLITANA DE MONTERREY | INDUSTRIAL |  | NVL109317 | 461.9 mil m³/año | [13 empty] | Fuente: CartoCrítica / REPDA CONAGUA 2024 | {"type":"Feature","properties":{},"geometry":{"type":"Point","coordinates":[-100.156667,25.688778]}}
INDUSTRIAS FRIGORIFICAS, S.A. DE C.V. | Point | GENERAL ZUAZUA | EL CARMEN-SALINAS-VICTORIA | INDUSTRIAL |  | NVL109624 | 39.9 mil m³/año | [13 empty] | Fuente: CartoCrítica / REPDA CONAGUA 2024 | {"type":"Feature","properties":{},"geometry":{"type":"Point","coordinates":[-100.226195,25.872583]}}
FRISA FORJADOS SA DE CV | Point | SANTA CATARINA | ÁREA METROPOLITANA DE MONTERREY | INDUSTRIAL |  | NVL109627 | 35.0 mil m³/año | [13 empty] | Fuente: CartoCrítica / REPDA CONAGUA 2024 | {"type":"Feature","properties":{},"geometry":{"type":"Point","coordinates":[-100.434003,25.678944]}}
INDUSTRIAS METALICAS LOZANO, S.A. DE C.V. | Point | MONTERREY | ÁREA METROPOLITANA DE MONTERREY | INDUSTRIAL |  | NVL109808 | 9.8 mil m³/año | [13 empty] | Fuente: CartoCrítica / REPDA CONAGUA 2024 | {"type":"Feature","properties":{},"geometry":{"type":"Point","coordinates":[-100.313889,25.6875]}}
METALSA S.A. DE C.V. | Point | APODACA | ÁREA METROPOLITANA DE MONTERREY | INDUSTRIAL |  | NVL109894 | 102.9 mil m³/año | [13 empty] | Fuente: CartoCrítica / REPDA CONAGUA 2024 | {"type":"Feature","properties":{},"geometry":{"type":"Point","coordinates":[-100.20103,25.750785]}}
METALSA S.A. DE C.V. | Point | APODACA | ÁREA METROPOLITANA DE MONTERREY | INDUSTRIAL |  | NVL109894 | 102.9 mil m³/año | [13 empty] | Fuente: CartoCrítica / REPDA CONAGUA 2024 | {"type":"Feature","properties":{},"geometry":{"type":"Point","coordinates":[-100.2069,25.751649]}}
COMPLEX QUIMICA, S.A. DE C.V. | Point | SANTA CATARINA | ÁREA METROPOLITANA DE MONTERREY | INDUSTRIAL |  | NVL109900 | 2.1 mil m³/año | [13 empty] | Fuente: CartoCrítica / REPDA CONAGUA 2024 | {"type":"Feature","properties":{},"geometry":{"type":"Point","coordinates":[-100.440278,25.680556]}}
PARKER HANNIFIN DE MEXICO, S. A. DE C. V. | Point | APODACA | ÁREA METROPOLITANA DE MONTERREY | INDUSTRIAL |  | NVL110150 | 26.3 mil m³/año | [13 empty] | Fuente: CartoCrítica / REPDA CONAGUA 2024 | {"type":"Feature","properties":{},"geometry":{"type":"Point","coordinates":[-100.141667,25.785556]}}
DENSO MEXICO, S.A. DE C.V. | Point | APODACA | ÁREA METROPOLITANA DE MONTERREY | INDUSTRIAL |  | NVL110805 | 5.5 mil m³/año | [13 empty] | Fuente: CartoCrítica / REPDA CONAGUA 2024 | {"type":"Feature","properties":{},"geometry":{"type":"Point","coordinates":[-100.166111,25.770001]}}
CONSTRUCTORA INDUSTRIAL RIO BRAVO, SA DE CV | Point | APODACA | ÁREA METROPOLITANA DE MONTERREY | INDUSTRIAL |  | NVL110856 | 2.8 mil m³/año | [13 empty] | Fuente: CartoCrítica / REPDA CONAGUA 2024 | {"type":"Feature","properties":{},"geometry":{"type":"Point","coordinates":[-100.182223,25.744169]}}
VIDRIERA SANTOS, S.A. DE C.V. | Point | APODACA | ÁREA METROPOLITANA DE MONTERREY | INDUSTRIAL |  | NVL110875 | 2.7 mil m³/año | [13 empty] | Fuente: CartoCrítica / REPDA CONAGUA 2024 | {"type":"Feature","properties":{},"geometry":{"type":"Point","coordinates":[-100.12028,25.795838]}}
USUARIOS DEL PONIENTE, A. C. | Point | SANTA CATARINA | ÁREA METROPOLITANA DE MONTERREY | INDUSTRIAL |  | NVL110877 | 109.8 mil m³/año | [13 empty] | Fuente: CartoCrítica / REPDA CONAGUA 2024 | {"type":"Feature","properties":{},"geometry":{"type":"Point","coordinates":[-100.442222,25.669167]}}
FONDO INDUSTRIAL STIVA, S.A. DE C.V. | Point | APODACA | ÁREA METROPOLITANA DE MONTERREY | INDUSTRIAL |  | NVL110941 | 26.3 mil m³/año | [13 empty] | Fuente: CartoCrítica / REPDA CONAGUA 2024 | {"type":"Feature","properties":{},"geometry":{"type":"Point","coordinates":[-100.142222,25.798334]}}
FONDO INDUSTRIAL STIVA, S.A. DE C.V. | Point | APODACA | ÁREA METROPOLITANA DE MONTERREY | INDUSTRIAL |  | NVL110941 | 26.3 mil m³/año | [13 empty] | Fuente: CartoCrítica / REPDA CONAGUA 2024 | {"type":"Feature","properties":{},"geometry":{"type":"Point","coordinates":[-100.15,25.778334]}}
GONHER DE MEXICO SA DE CV | Point | SANTA CATARINA | ÁREA METROPOLITANA DE MONTERREY | INDUSTRIAL |  | NVL111211 | 58.6 mil m³/año | [13 empty] | Fuente: CartoCrítica / REPDA CONAGUA 2024 | {"type":"Feature","properties":{},"geometry":{"type":"Point","coordinates":[-100.448472,25.673278]}}
BIO PAPPEL S.A.B. DE C.V. | Point | APODACA | ÁREA METROPOLITANA DE MONTERREY | INDUSTRIAL |  | NVL112198 | 20.0 mil m³/año | [13 empty] | Fuente: CartoCrítica / REPDA CONAGUA 2024 | {"type":"Feature","properties":{},"geometry":{"type":"Point","coordinates":[-100.196944,25.761944]}}
CEMEX CONCRETOS S.A. DE C.V. | Point | APODACA | ÁREA METROPOLITANA DE MONTERREY | INDUSTRIAL |  | NVL112259 | 12.0 mil m³/año | [13 empty] | Fuente: CartoCrítica / REPDA CONAGUA 2024 | {"type":"Feature","properties":{},"geometry":{"type":"Point","coordinates":[-100.171945,25.70639]}}
SIGMA ALIMENTOS NORESTE, S.A. DE C.V. | Point | MONTERREY | ÁREA METROPOLITANA DE MONTERREY | INDUSTRIAL |  | NVL112684 | 153.0 mil m³/año | [13 empty] | Fuente: CartoCrítica / REPDA CONAGUA 2024 | {"type":"Feature","properties":{},"geometry":{"type":"Point","coordinates":[-100.28525,25.658778]}}
SIGMA ALIMENTOS NORESTE, S.A. DE C.V. | Point | MONTERREY | ÁREA METROPOLITANA DE MONTERREY | INDUSTRIAL |  | NVL112684 | 153.0 mil m³/año | [13 empty] | Fuente: CartoCrítica / REPDA CONAGUA 2024 | {"type":"Feature","properties":{},"geometry":{"type":"Point","coordinates":[-100.28525,25.658806]}}
SIGMA ALIMENTOS NORESTE, S.A. DE C.V. | Point | MONTERREY | ÁREA METROPOLITANA DE MONTERREY | INDUSTRIAL |  | NVL112684 | 153.0 mil m³/año | [13 empty] | Fuente: CartoCrítica / REPDA CONAGUA 2024 | {"type":"Feature","properties":{},"geometry":{"type":"Point","coordinates":[-100.284722,25.658889]}}
COMPAÑIA TOPO CHICO, S. DE R.L. DE C.V. | Point | MONTERREY | ÁREA METROPOLITANA DE MONTERREY | INDUSTRIAL |  | NVL112692 | 54.2 mil m³/año | [13 empty] | Fuente: CartoCrítica / REPDA CONAGUA 2024 | {"type":"Feature","properties":{},"geometry":{"type":"Point","coordinates":[-100.327167,25.737528]}}
COMPAÑIA TOPO CHICO S DE RL DE CV | Point | MONTERREY | ÁREA METROPOLITANA DE MONTERREY | INDUSTRIAL |  | NVL112695 | 77.0 mil m³/año | [13 empty] | Fuente: CartoCrítica / REPDA CONAGUA 2024 | {"type":"Feature","properties":{},"geometry":{"type":"Point","coordinates":[-100.326028,25.735389]}}
GRUPO SMURFIT MEXICO, S.A. DE C.V. | Point | GUADALUPE | ÁREA METROPOLITANA DE MONTERREY | INDUSTRIAL |  | NVL112699 | 10.0 mil m³/año | [13 empty] | Fuente: CartoCrítica / REPDA CONAGUA 2024 | {"type":"Feature","properties":{},"geometry":{"type":"Point","coordinates":[-100.176084,25.699361]}}
GRUPO SMURFIT MEXICO, S.A. DE C.V. | Point | GUADALUPE | ÁREA METROPOLITANA DE MONTERREY | INDUSTRIAL |  | NVL113128 | 35.0 mil m³/año | [13 empty] | Fuente: CartoCrítica / REPDA CONAGUA 2024 | {"type":"Feature","properties":{},"geometry":{"type":"Point","coordinates":[-100.176084,25.699361]}}
EMPAQUES MOLDEADOS DE AMERICA TECNOLOGIAS | Point | APODACA | ÁREA METROPOLITANA DE MONTERREY | INDUSTRIAL |  | NVL113991 | 80.0 mil m³/año | [13 empty] | Fuente: CartoCrítica / REPDA CONAGUA 2024 | {"type":"Feature","properties":{},"geometry":{"type":"Point","coordinates":[-100.213834,25.739028]}}
SIT MANUFACTURING NA, S. A. DE C.V. | Point | GENERAL ZUAZUA | EL CARMEN-SALINAS-VICTORIA | INDUSTRIAL |  | NVL114119 | 54.8 mil m³/año | [13 empty] | Fuente: CartoCrítica / REPDA CONAGUA 2024 | {"type":"Feature","properties":{},"geometry":{"type":"Point","coordinates":[-100.22725,25.894197]}}
ASOCIACION DE EMPRESAS INDUSTRIALES Y MANUFACTURER | Point | GENERAL ZUAZUA | EL CARMEN-SALINAS-VICTORIA | INDUSTRIAL |  | NVL114120 | 18.1 mil m³/año | [13 empty] | Fuente: CartoCrítica / REPDA CONAGUA 2024 | {"type":"Feature","properties":{},"geometry":{"type":"Point","coordinates":[-100.223723,25.885729]}}
ASOCIACION DE EMPRESAS INDUSTRIALES Y MANUFACTURER | Point | GENERAL ZUAZUA | EL CARMEN-SALINAS-VICTORIA | INDUSTRIAL |  | NVL114123 | 72.5 mil m³/año | [13 empty] | Fuente: CartoCrítica / REPDA CONAGUA 2024 | {"type":"Feature","properties":{},"geometry":{"type":"Point","coordinates":[-100.222084,25.89034]}}
ASOCIACION DE EMPRESAS INDUSTRIALES Y MANUFACTURER | Point | GENERAL ZUAZUA | EL CARMEN-SALINAS-VICTORIA | INDUSTRIAL |  | NVL114124 | 33.9 mil m³/año | [13 empty] | Fuente: CartoCrítica / REPDA CONAGUA 2024 | {"type":"Feature","properties":{},"geometry":{"type":"Point","coordinates":[-100.224667,25.889278]}}
ASOCIACION DE EMPRESAS INDUSTRIALES Y MANUFACTURER | Point | GENERAL ZUAZUA | EL CARMEN-SALINAS-VICTORIA | INDUSTRIAL |  | NVL114124 | 33.9 mil m³/año | [13 empty] | Fuente: CartoCrítica / REPDA CONAGUA 2024 | {"type":"Feature","properties":{},"geometry":{"type":"Point","coordinates":[-100.226361,25.893334]}}
ASOCIACION DE EMPRESAS INDUSTRIALES Y MANUFACTURER | Point | GENERAL ZUAZUA | EL CARMEN-SALINAS-VICTORIA | INDUSTRIAL |  | NVL114125 | 30.2 mil m³/año | [13 empty] | Fuente: CartoCrítica / REPDA CONAGUA 2024 | {"type":"Feature","properties":{},"geometry":{"type":"Point","coordinates":[-100.225917,25.893082]}}
FONDO INDUSTRIAL STIVA SA DE CV | Point | APODACA | ÁREA METROPOLITANA DE MONTERREY | INDUSTRIAL |  | NVL114168 | 26.3 mil m³/año | [13 empty] | Fuente: CartoCrítica / REPDA CONAGUA 2024 | {"type":"Feature","properties":{},"geometry":{"type":"Point","coordinates":[-100.144445,25.784444]}}
PROTEINAS NATURALES, S.A. DE C.V. | Point | GUADALUPE | ÁREA METROPOLITANA DE MONTERREY | INDUSTRIAL |  | NVL114664 | 200.0 mil m³/año | [13 empty] | Fuente: CartoCrítica / REPDA CONAGUA 2024 | {"type":"Feature","properties":{},"geometry":{"type":"Point","coordinates":[-100.160435,25.69353]}}
PROTEINAS NATURALES, S.A. DE C.V. | Point | GUADALUPE | ÁREA METROPOLITANA DE MONTERREY | INDUSTRIAL |  | NVL114664 | 200.0 mil m³/año | [13 empty] | Fuente: CartoCrítica / REPDA CONAGUA 2024 | {"type":"Feature","properties":{},"geometry":{"type":"Point","coordinates":[-100.159295,25.688889]}}
SERVICIOS ESTRELLA AZUL DE OCCIDENTE | Point | APODACA | ÁREA METROPOLITANA DE MONTERREY | INDUSTRIAL |  | NVL114797 | 200.0 mil m³/año | [13 empty] | Fuente: CartoCrítica / REPDA CONAGUA 2024 | {"type":"Feature","properties":{},"geometry":{"type":"Point","coordinates":[-100.145253,25.75985]}}
SERVICIOS ESTRELLA AZUL DE OCCIDENTE | Point | APODACA | ÁREA METROPOLITANA DE MONTERREY | INDUSTRIAL |  | NVL114797 | 200.0 mil m³/año | [13 empty] | Fuente: CartoCrítica / REPDA CONAGUA 2024 | {"type":"Feature","properties":{},"geometry":{"type":"Point","coordinates":[-100.14472,25.759321]}}
MEGA ALIMENTOS SA DE CV | Point | SANTA CATARINA | ÁREA METROPOLITANA DE MONTERREY | INDUSTRIAL |  | NVL115043 | 47.7 mil m³/año | [13 empty] | Fuente: CartoCrítica / REPDA CONAGUA 2024 | {"type":"Feature","properties":{},"geometry":{"type":"Point","coordinates":[-100.471661,25.692215]}}
GRUPO INDUSTRIAL NEXXUS | Point | GUADALUPE | ÁREA METROPOLITANA DE MONTERREY | INDUSTRIAL |  | NVL115069 | 50.0 mil m³/año | [13 empty] | Fuente: CartoCrítica / REPDA CONAGUA 2024 | {"type":"Feature","properties":{},"geometry":{"type":"Point","coordinates":[-100.15475,25.697139]}}
GRUPO INDUSTRIAL NEXXUS | Point | GUADALUPE | ÁREA METROPOLITANA DE MONTERREY | INDUSTRIAL |  | NVL115069 | 50.0 mil m³/año | [13 empty] | Fuente: CartoCrítica / REPDA CONAGUA 2024 | {"type":"Feature","properties":{},"geometry":{"type":"Point","coordinates":[-100.148361,25.696528]}}
BRIDGESTONE NEUMATICOS DE MONTERREY SA DE CV | Point | GENERAL ZUAZUA | EL CARMEN-SALINAS-VICTORIA | INDUSTRIAL |  | NVL115075 | 201.7 mil m³/año | [13 empty] | Fuente: CartoCrítica / REPDA CONAGUA 2024 | {"type":"Feature","properties":{},"geometry":{"type":"Point","coordinates":[-100.236639,25.910975]}}
GRUPO INDUSTRIAL NEXXUS | Point | GENERAL ZUAZUA | EL CARMEN-SALINAS-VICTORIA | INDUSTRIAL |  | NVL115164 | 60.0 mil m³/año | [13 empty] | Fuente: CartoCrítica / REPDA CONAGUA 2024 | {"type":"Feature","properties":{},"geometry":{"type":"Point","coordinates":[-100.236361,25.885695]}}
GRUPO INDUSTRIAL NEXXUS | Point | APODACA | ÁREA METROPOLITANA DE MONTERREY | INDUSTRIAL |  | NVL115412 | 428.4 mil m³/año | [13 empty] | Fuente: CartoCrítica / REPDA CONAGUA 2024 | {"type":"Feature","properties":{},"geometry":{"type":"Point","coordinates":[-100.133056,25.779167]}}
GRUPO INDUSTRIAL NEXXUS | Point | APODACA | ÁREA METROPOLITANA DE MONTERREY | INDUSTRIAL |  | NVL115412 | 428.4 mil m³/año | [13 empty] | Fuente: CartoCrítica / REPDA CONAGUA 2024 | {"type":"Feature","properties":{},"geometry":{"type":"Point","coordinates":[-100.135833,25.769722]}}
GRUPO INDUSTRIAL NEXXUS | Point | APODACA | ÁREA METROPOLITANA DE MONTERREY | INDUSTRIAL |  | NVL115412 | 428.4 mil m³/año | [13 empty] | Fuente: CartoCrítica / REPDA CONAGUA 2024 | {"type":"Feature","properties":{},"geometry":{"type":"Point","coordinates":[-100.133889,25.783334]}}
GRUPO INDUSTRIAL NEXXUS | Point | APODACA | ÁREA METROPOLITANA DE MONTERREY | INDUSTRIAL |  | NVL115412 | 428.4 mil m³/año | [13 empty] | Fuente: CartoCrítica / REPDA CONAGUA 2024 | {"type":"Feature","properties":{},"geometry":{"type":"Point","coordinates":[-100.129981,25.726578]}}
GRUPO INDUSTRIAL NEXXUS | Point | APODACA | ÁREA METROPOLITANA DE MONTERREY | INDUSTRIAL |  | NVL115412 | 428.4 mil m³/año | [13 empty] | Fuente: CartoCrítica / REPDA CONAGUA 2024 | {"type":"Feature","properties":{},"geometry":{"type":"Point","coordinates":[-100.141285,25.768674]}}
GRUPO INDUSTRIAL NEXXUS | Point | APODACA | ÁREA METROPOLITANA DE MONTERREY | INDUSTRIAL |  | NVL115412 | 428.4 mil m³/año | [13 empty] | Fuente: CartoCrítica / REPDA CONAGUA 2024 | {"type":"Feature","properties":{},"geometry":{"type":"Point","coordinates":[-100.141096,25.767912]}}
REIT PROPIEDADES INDUSTRIALES S. DE R.L. DE C.V. | Point | SANTA CATARINA | CAMPO DURAZNO | INDUSTRIAL |  | NVL115442 | 15.0 mil m³/año | [13 empty] | Fuente: CartoCrítica / REPDA CONAGUA 2024 | {"type":"Feature","properties":{},"geometry":{"type":"Point","coordinates":[-100.518889,25.726945]}}
MM DURANGO INVERSIONES, S.A. DE C.V. | Point | APODACA | ÁREA METROPOLITANA DE MONTERREY | INDUSTRIAL |  | NVL115501 | 26.8 mil m³/año | [13 empty] | Fuente: CartoCrítica / REPDA CONAGUA 2024 | {"type":"Feature","properties":{},"geometry":{"type":"Point","coordinates":[-100.210223,25.734612]}}
TIENDAS DE DESCUENTO MONTERREY | Point | SALINAS VICTORIA | EL CARMEN-SALINAS-VICTORIA | INDUSTRIAL |  | NVL115514 | 123.3 mil m³/año | [13 empty] | Fuente: CartoCrítica / REPDA CONAGUA 2024 | {"type":"Feature","properties":{},"geometry":{"type":"Point","coordinates":[-100.259444,25.894167]}}
TIENDAS DE DESCUENTO MONTERREY | Point | SALINAS VICTORIA | EL CARMEN-SALINAS-VICTORIA | INDUSTRIAL |  | NVL115514 | 123.3 mil m³/año | [13 empty] | Fuente: CartoCrítica / REPDA CONAGUA 2024 | {"type":"Feature","properties":{},"geometry":{"type":"Point","coordinates":[-100.250278,25.898889]}}
TIENDAS DE DESCUENTO MONTERREY | Point | SALINAS VICTORIA | EL CARMEN-SALINAS-VICTORIA | INDUSTRIAL |  | NVL115514 | 123.3 mil m³/año | [13 empty] | Fuente: CartoCrítica / REPDA CONAGUA 2024 | {"type":"Feature","properties":{},"geometry":{"type":"Point","coordinates":[-100.251695,25.898334]}}
TIENDAS DE DESCUENTO MONTERREY | Point | SALINAS VICTORIA | EL CARMEN-SALINAS-VICTORIA | INDUSTRIAL |  | NVL115514 | 123.3 mil m³/año | [13 empty] | Fuente: CartoCrítica / REPDA CONAGUA 2024 | {"type":"Feature","properties":{},"geometry":{"type":"Point","coordinates":[-100.251167,25.902112]}}
TIENDAS DE DESCUENTO MONTERREY | Point | SALINAS VICTORIA | EL CARMEN-SALINAS-VICTORIA | INDUSTRIAL |  | NVL115514 | 123.3 mil m³/año | [13 empty] | Fuente: CartoCrítica / REPDA CONAGUA 2024 | {"type":"Feature","properties":{},"geometry":{"type":"Point","coordinates":[-100.2515,25.898806]}}
LEGO OPERACIONES DE MEXICO SA DE CV | Point | GENERAL ZUAZUA | EL CARMEN-SALINAS-VICTORIA | INDUSTRIAL |  | NVL115533 | 200.0 mil m³/año | [13 empty] | Fuente: CartoCrítica / REPDA CONAGUA 2024 | {"type":"Feature","properties":{},"geometry":{"type":"Point","coordinates":[-100.246111,25.893889]}}
LEGO OPERACIONES DE MEXICO SA DE CV | Point | GENERAL ZUAZUA | EL CARMEN-SALINAS-VICTORIA | INDUSTRIAL |  | NVL115533 | 200.0 mil m³/año | [13 empty] | Fuente: CartoCrítica / REPDA CONAGUA 2024 | {"type":"Feature","properties":{},"geometry":{"type":"Point","coordinates":[-100.24,25.893612]}}
LEGO OPERACIONES DE MEXICO SA DE CV | Point | GENERAL ZUAZUA | EL CARMEN-SALINAS-VICTORIA | INDUSTRIAL |  | NVL115533 | 200.0 mil m³/año | [13 empty] | Fuente: CartoCrítica / REPDA CONAGUA 2024 | {"type":"Feature","properties":{},"geometry":{"type":"Point","coordinates":[-100.240844,25.891945]}}
LEGO OPERACIONES DE MEXICO SA DE CV | Point | GENERAL ZUAZUA | EL CARMEN-SALINAS-VICTORIA | INDUSTRIAL |  | NVL115533 | 200.0 mil m³/año | [13 empty] | Fuente: CartoCrítica / REPDA CONAGUA 2024 | {"type":"Feature","properties":{},"geometry":{"type":"Point","coordinates":[-100.236945,25.891667]}}
LEGO OPERACIONES DE MEXICO SA DE CV | Point | GENERAL ZUAZUA | EL CARMEN-SALINAS-VICTORIA | INDUSTRIAL |  | NVL115533 | 200.0 mil m³/año | [13 empty] | Fuente: CartoCrítica / REPDA CONAGUA 2024 | {"type":"Feature","properties":{},"geometry":{"type":"Point","coordinates":[-100.236111,25.891111]}}
LEGO OPERACIONES DE MEXICO SA DE CV | Point | GENERAL ZUAZUA | EL CARMEN-SALINAS-VICTORIA | INDUSTRIAL |  | NVL115533 | 200.0 mil m³/año | [13 empty] | Fuente: CartoCrítica / REPDA CONAGUA 2024 | {"type":"Feature","properties":{},"geometry":{"type":"Point","coordinates":[-100.236945,25.889722]}}
FICOSA NORTH AMERICA S. A. DE C. V. | Point | SALINAS VICTORIA | EL CARMEN-SALINAS-VICTORIA | INDUSTRIAL |  | NVL115547 | 40.0 mil m³/año | [13 empty] | Fuente: CartoCrítica / REPDA CONAGUA 2024 | {"type":"Feature","properties":{},"geometry":{"type":"Point","coordinates":[-100.2895,25.855528]}}
BLOCKERA REGIOMONTANA, S.A. DE C.V. | Point | GENERAL ESCOBEDO | EL CARMEN-SALINAS-VICTORIA | INDUSTRIAL |  | NVL115555 | 12.3 mil m³/año | [13 empty] | Fuente: CartoCrítica / REPDA CONAGUA 2024 | {"type":"Feature","properties":{},"geometry":{"type":"Point","coordinates":[-100.325806,25.820084]}}
COMPAÑIA TOPO CHICO | Point | MONTERREY | ÁREA METROPOLITANA DE MONTERREY | INDUSTRIAL |  | NVL115578 | 140.0 mil m³/año | [13 empty] | Fuente: CartoCrítica / REPDA CONAGUA 2024 | {"type":"Feature","properties":{},"geometry":{"type":"Point","coordinates":[-100.327344,25.737368]}}
COMPAÑIA TOPO CHICO | Point | MONTERREY | ÁREA METROPOLITANA DE MONTERREY | INDUSTRIAL |  | NVL115578 | 140.0 mil m³/año | [13 empty] | Fuente: CartoCrítica / REPDA CONAGUA 2024 | {"type":"Feature","properties":{},"geometry":{"type":"Point","coordinates":[-100.327167,25.737528]}}
ECONO-CLIMAS, S.A. DE C.V. | Point | APODACA | ÁREA METROPOLITANA DE MONTERREY | INDUSTRIAL |  | NVL150042 | 5.0 mil m³/año | [13 empty] | Fuente: CartoCrítica / REPDA CONAGUA 2024 | {"type":"Feature","properties":{},"geometry":{"type":"Point","coordinates":[-100.183057,25.751945]}}
PARQUE INTERNACIONAL ESCOBEDO | Point | GENERAL ESCOBEDO | EL CARMEN-SALINAS-VICTORIA | INDUSTRIAL |  | NVL150074 | 50.0 mil m³/año | [13 empty] | Fuente: CartoCrítica / REPDA CONAGUA 2024 | {"type":"Feature","properties":{},"geometry":{"type":"Point","coordinates":[-100.3205,25.8225]}}
CHEONG WOON MEXICO, S.A. DE C.V. | Point | APODACA | ÁREA METROPOLITANA DE MONTERREY | INDUSTRIAL |  | NVL150089 | 90.0 mil m³/año | [13 empty] | Fuente: CartoCrítica / REPDA CONAGUA 2024 | {"type":"Feature","properties":{},"geometry":{"type":"Point","coordinates":[-100.178528,25.757028]}}
BEBIDAS PURIFICADAS S DE RL DE CV | Point | GUADALUPE | ÁREA METROPOLITANA DE MONTERREY | INDUSTRIAL |  | NVL150108 | 250.0 mil m³/año | [13 empty] | Fuente: CartoCrítica / REPDA CONAGUA 2024 | {"type":"Feature","properties":{},"geometry":{"type":"Point","coordinates":[-100.167739,25.770256]}}
MEGA ALIMENTOS | Point | SANTA CATARINA | ÁREA METROPOLITANA DE MONTERREY | INDUSTRIAL |  | NVL150148 | 136.3 mil m³/año | [13 empty] | Fuente: CartoCrítica / REPDA CONAGUA 2024 | {"type":"Feature","properties":{},"geometry":{"type":"Point","coordinates":[-100.471981,25.69323]}}
OMPI N.A, S. DE R.L. DE C.V. | Point | GENERAL ZUAZUA | EL CARMEN-SALINAS-VICTORIA | INDUSTRIAL |  | NVL154135 | 40.0 mil m³/año | [13 empty] | Fuente: CartoCrítica / REPDA CONAGUA 2024 | {"type":"Feature","properties":{},"geometry":{"type":"Point","coordinates":[-100.226945,25.89639]}}
PORCELANA CORONA DE MEXICO, S.A. DE C.V. | Point | MONTERREY | ÁREA METROPOLITANA DE MONTERREY | INDUSTRIAL |  | NVL154285 | 46.3 mil m³/año | [13 empty] | Fuente: CartoCrítica / REPDA CONAGUA 2024 | {"type":"Feature","properties":{},"geometry":{"type":"Point","coordinates":[-100.286695,25.706445]}}
EDUARDO VILLARREAL LEAL | Point | APODACA | EL CARMEN-SALINAS-VICTORIA | INDUSTRIAL |  | NVL155389 | 20.0 mil m³/año | [13 empty] | Fuente: CartoCrítica / REPDA CONAGUA 2024 | {"type":"Feature","properties":{},"geometry":{"type":"Point","coordinates":[-100.241945,25.835557]}}
HIDROCOMERCIAL Y TRANSPORTES S.A. DE C.V. | Point | SANTA CATARINA | ÁREA METROPOLITANA DE MONTERREY | INDUSTRIAL |  | NVL155580 | 30.5 mil m³/año | [13 empty] | Fuente: CartoCrítica / REPDA CONAGUA 2024 | {"type":"Feature","properties":{},"geometry":{"type":"Point","coordinates":[-100.478833,25.703889]}}
REIT PROPIEDADES INDUSTRIALES S. DE R.L. DE C.V. | Point | SANTA CATARINA | CAMPO DURAZNO | INDUSTRIAL |  | NVL156707 | 20.0 mil m³/año | [13 empty] | Fuente: CartoCrítica / REPDA CONAGUA 2024 | {"type":"Feature","properties":{},"geometry":{"type":"Point","coordinates":[-100.518905,25.726947]}}
ARGELIO FLORES MARTINEZ | Point | GENERAL ESCOBEDO | EL CARMEN-SALINAS-VICTORIA | INDUSTRIAL |  | NVL160456 | 5.0 mil m³/año | [13 empty] | Fuente: CartoCrítica / REPDA CONAGUA 2024 | {"type":"Feature","properties":{},"geometry":{"type":"Point","coordinates":[-100.379432,25.838009]}}
INDUSTRIAS GONZALEZ SA DE CV | Point | MONTERREY | ÁREA METROPOLITANA DE MONTERREY | INDUSTRIAL |  | NVL102966 | 20.9 mil m³/año | [13 empty] | Fuente: CartoCrítica / REPDA CONAGUA 2024 | {"type":"Feature","properties":{},"geometry":{"type":"Point","coordinates":[-100.296111,25.679445]}}
GP BIENES INMUEBLES SA DE CV | Point | APODACA | ÁREA METROPOLITANA DE MONTERREY | INDUSTRIAL |  | NVL112687 | 359.4 mil m³/año | [13 empty] | Fuente: CartoCrítica / REPDA CONAGUA 2024 | {"type":"Feature","properties":{},"geometry":{"type":"Point","coordinates":[-100.16925,25.764028]}}
GP BIENES INMUEBLES SA DE CV | Point | APODACA | ÁREA METROPOLITANA DE MONTERREY | INDUSTRIAL |  | NVL112687 | 359.4 mil m³/año | [13 empty] | Fuente: CartoCrítica / REPDA CONAGUA 2024 | {"type":"Feature","properties":{},"geometry":{"type":"Point","coordinates":[-100.164278,25.763833]}}
LABORATORIOS MONTERREY S.A DE C.V | Point | MONTERREY | ÁREA METROPOLITANA DE MONTERREY | INDUSTRIAL |  | NVL113414 | 9.0 mil m³/año | [13 empty] | Fuente: CartoCrítica / REPDA CONAGUA 2024 | {"type":"Feature","properties":{},"geometry":{"type":"Point","coordinates":[-100.280361,25.66975]}}
PALMEX ALIMENTOS SA DE CV | Point | SANTA CATARINA | ÁREA METROPOLITANA DE MONTERREY | INDUSTRIAL |  | NVL150149 | 10.0 mil m³/año | [13 empty] | Fuente: CartoCrítica / REPDA CONAGUA 2024 | {"type":"Feature","properties":{},"geometry":{"type":"Point","coordinates":[-100.443611,25.672778]}}
INDUSTRIALIZADORA DE CALIZA, S.A. DE C.V. | Point | SANTA CATARINA | CAMPO DURAZNO | INDUSTRIAL |  | NVL112139 | 28.9 mil m³/año | [13 empty] | Fuente: CartoCrítica / REPDA CONAGUA 2024 | {"type":"Feature","properties":{},"geometry":{"type":"Point","coordinates":[-100.508612,25.747228]}}
COMPAÑIA TOPO CHICO S DE RL DE CV | Point | MONTERREY | ÁREA METROPOLITANA DE MONTERREY | INDUSTRIAL |  | 06NVL103136 | 7.5 mil m³/año | [13 empty] | Fuente: CartoCrítica / REPDA CONAGUA 2024 | {"type":"Feature","properties":{},"geometry":{"type":"Point","coordinates":[-100.325998,25.735389]}}
CERVECERIA CUAUHTEMOC MOCTEZUMA, S.A. DE C.V. | Point | APODACA | ÁREA METROPOLITANA DE MONTERREY | INDUSTRIAL |  | 06NVL101933 | 200.0 mil m³/año | [13 empty] | Fuente: CartoCrítica / REPDA CONAGUA 2024 | {"type":"Feature","properties":{},"geometry":{"type":"Point","coordinates":[-100.212306,25.77353]}}
CERVECERIA CUAUHTEMOC MOCTEZUMA, S.A. DE C.V. | Point | APODACA | ÁREA METROPOLITANA DE MONTERREY | INDUSTRIAL |  | 06NVL101933 | 200.0 mil m³/año | [13 empty] | Fuente: CartoCrítica / REPDA CONAGUA 2024 | {"type":"Feature","properties":{},"geometry":{"type":"Point","coordinates":[-100.212861,25.773085]}}
CERVECERIA CUAUHTEMOC MOCTEZUMA, S.A. DE C.V. | Point | APODACA | ÁREA METROPOLITANA DE MONTERREY | INDUSTRIAL |  | 06NVL101933 | 200.0 mil m³/año | [13 empty] | Fuente: CartoCrítica / REPDA CONAGUA 2024 | {"type":"Feature","properties":{},"geometry":{"type":"Point","coordinates":[-100.213278,25.772668]}}
CERVECERIA CUAUHTEMOC MOCTEZUMA, S.A. DE C.V. | Point | APODACA | ÁREA METROPOLITANA DE MONTERREY | INDUSTRIAL |  | 06NVL101933 | 200.0 mil m³/año | [13 empty] | Fuente: CartoCrítica / REPDA CONAGUA 2024 | {"type":"Feature","properties":{},"geometry":{"type":"Point","coordinates":[-100.213612,25.771113]}}
VESUVIUS MEXICO, S. A. DE C. V. | Point | GUADALUPE | ÁREA METROPOLITANA DE MONTERREY | INDUSTRIAL |  | 06NVL104114/24FMGR99 | 15.0 mil m³/año | [13 empty] | Fuente: CartoCrítica / REPDA CONAGUA 2024 | {"type":"Feature","properties":{},"geometry":{"type":"Point","coordinates":[-100.215556,25.701667]}}
HARPER L. G. DE MEXICO, S. A. DE C. V. | Point | APODACA | ÁREA METROPOLITANA DE MONTERREY | INDUSTRIAL |  | 06NVL104632/24FLGR98 | 14.0 mil m³/año | [13 empty] | Fuente: CartoCrítica / REPDA CONAGUA 2024 | {"type":"Feature","properties":{},"geometry":{"type":"Point","coordinates":[-100.229167,25.745278]}}
INOAC POLYTEC DE MEXICO, S. A. DE C. V. | Point | APODACA | ÁREA METROPOLITANA DE MONTERREY | INDUSTRIAL |  | 06NVL107752/24FMGR99 | 50.0 mil m³/año | [13 empty] | Fuente: CartoCrítica / REPDA CONAGUA 2024 | {"type":"Feature","properties":{},"geometry":{"type":"Point","coordinates":[-100.168611,25.776944]}}
MILZA, S. A. | Point | SANTA CATARINA | ÁREA METROPOLITANA DE MONTERREY | INDUSTRIAL |  | 06NVL109319/24FMGR01 | 540 m³/año | [13 empty] | Fuente: CartoCrítica / REPDA CONAGUA 2024 | {"type":"Feature","properties":{},"geometry":{"type":"Point","coordinates":[-100.428611,25.673333]}}
PRAXAIR DE MEXICO, S. A. DE C. V. | Point | MONTERREY | ÁREA METROPOLITANA DE MONTERREY | INDUSTRIAL |  | 06NVL109622/24FMGR99 | 103.5 mil m³/año | [13 empty] | Fuente: CartoCrítica / REPDA CONAGUA 2024 | {"type":"Feature","properties":{},"geometry":{"type":"Point","coordinates":[-100.291111,25.683333]}}
MARMOLES LAMINADOS, S. A. | Point | GENERAL ESCOBEDO | ÁREA METROPOLITANA DE MONTERREY | INDUSTRIAL |  | 06NVL109965/24FLGR99 | 1.8 mil m³/año | [13 empty] | Fuente: CartoCrítica / REPDA CONAGUA 2024 | {"type":"Feature","properties":{},"geometry":{"type":"Point","coordinates":[-100.291667,25.751389]}}
INMOBILIARIA STIVA, S.A. DE C.V. | Point | APODACA | ÁREA METROPOLITANA DE MONTERREY | INDUSTRIAL |  | 06NVL110849/24FMGR00 | 900 m³/año | [13 empty] | Fuente: CartoCrítica / REPDA CONAGUA 2024 | {"type":"Feature","properties":{},"geometry":{"type":"Point","coordinates":[-100.148889,25.776667]}}
CASA GUAJARDO, S.A. DE C.V., COL. DEL NORTE | Point | MONTERREY | ÁREA METROPOLITANA DE MONTERREY | INDUSTRIAL |  | 06NVL110887/24FMGR00 | 55.0 mil m³/año | [13 empty] | Fuente: CartoCrítica / REPDA CONAGUA 2024 | {"type":"Feature","properties":{},"geometry":{"type":"Point","coordinates":[-100.308583,25.714528]}}
CASA GUAJARDO, S.A. DE C.V., COL. DEL NORTE | Point | MONTERREY | ÁREA METROPOLITANA DE MONTERREY | INDUSTRIAL |  | 06NVL110887/24FMGR00 | 55.0 mil m³/año | [13 empty] | Fuente: CartoCrítica / REPDA CONAGUA 2024 | {"type":"Feature","properties":{},"geometry":{"type":"Point","coordinates":[-100.308889,25.713444]}}
CASA GUAJARDO, S.A. DE C.V., COL. DEL NORTE | Point | MONTERREY | ÁREA METROPOLITANA DE MONTERREY | INDUSTRIAL |  | 06NVL110887/24FMGR00 | 55.0 mil m³/año | [13 empty] | Fuente: CartoCrítica / REPDA CONAGUA 2024 | {"type":"Feature","properties":{},"geometry":{"type":"Point","coordinates":[-100.309611,25.71375]}}
CASA GUAJARDO, S.A. DE C.V., COL. DEL NORTE | Point | MONTERREY | ÁREA METROPOLITANA DE MONTERREY | INDUSTRIAL |  | 06NVL110887/24FMGR00 | 55.0 mil m³/año | [13 empty] | Fuente: CartoCrítica / REPDA CONAGUA 2024 | {"type":"Feature","properties":{},"geometry":{"type":"Point","coordinates":[-100.309722,25.714167]}}
CASA GUAJARDO, S.A. DE C.V., COL. DEL NORTE | Point | MONTERREY | ÁREA METROPOLITANA DE MONTERREY | INDUSTRIAL |  | 06NVL110887/24FMGR00 | 55.0 mil m³/año | [13 empty] | Fuente: CartoCrítica / REPDA CONAGUA 2024 | {"type":"Feature","properties":{},"geometry":{"type":"Point","coordinates":[-100.309028,25.714722]}}
LENOMEX, S.A. DE C.V. | Point | MONTERREY | ÁREA METROPOLITANA DE MONTERREY | INDUSTRIAL |  | 06NVL110888/24FMGR00 | 4.0 mil m³/año | [13 empty] | Fuente: CartoCrítica / REPDA CONAGUA 2024 | {"type":"Feature","properties":{},"geometry":{"type":"Point","coordinates":[-100.325278,25.701944]}}
CEMEX MEXICO, S.A. DE C.V. | Point | GUADALUPE | ÁREA METROPOLITANA DE MONTERREY | INDUSTRIAL |  | 06NVL112685/24FLGR01 | 1.4 mil m³/año | [13 empty] | Fuente: CartoCrítica / REPDA CONAGUA 2024 | {"type":"Feature","properties":{},"geometry":{"type":"Point","coordinates":[-100.1775,25.581667]}}
DANFOSS COMPRESSORS, S.A. DE C.V. | Point | APODACA | ÁREA METROPOLITANA DE MONTERREY | INDUSTRIAL |  | 06NVL112727/24FMGR01 | 12.0 mil m³/año | [13 empty] | Fuente: CartoCrítica / REPDA CONAGUA 2024 | {"type":"Feature","properties":{},"geometry":{"type":"Point","coordinates":[-100.1975,25.756389]}}
CITRICOS Y SABORES, S.A. DE C.V. | Point | GUADALUPE | ÁREA METROPOLITANA DE MONTERREY | INDUSTRIAL |  | 2NVL100983/24FMGR94 | 7.2 mil m³/año | [13 empty] | Fuente: CartoCrítica / REPDA CONAGUA 2024 | {"type":"Feature","properties":{},"geometry":{"type":"Point","coordinates":[-100.245833,25.692222]}}
INDUSTRIAS METALICAS MONTERREY, S.A. | Point | MONTERREY | ÁREA METROPOLITANA DE MONTERREY | INDUSTRIAL |  | 2NVL102919/24FMGE96 | 8.3 mil m³/año | [13 empty] | Fuente: CartoCrítica / REPDA CONAGUA 2024 | {"type":"Feature","properties":{},"geometry":{"type":"Point","coordinates":[-100.311111,25.717222]}}
HUMBERTO MARTINEZ TIJERINA | Point | APODACA | ÁREA METROPOLITANA DE MONTERREY | INDUSTRIAL |  | 2NVL102968/24FLGE96 | 6.0 mil m³/año | [13 empty] | Fuente: CartoCrítica / REPDA CONAGUA 2024 | {"type":"Feature","properties":{},"geometry":{"type":"Point","coordinates":[-100.243889,25.851667]}}
PRODUCTORA DE BLOQUES S.A. | Point | GUADALUPE | ÁREA METROPOLITANA DE MONTERREY | INDUSTRIAL |  | 2NVL103146/24FMGR97 | 630 m³/año | [13 empty] | Fuente: CartoCrítica / REPDA CONAGUA 2024 | {"type":"Feature","properties":{},"geometry":{"type":"Point","coordinates":[-100.184722,25.656944]}}
ACERO PORCELANIZADO, S.A. DE C.V. | Point | MONTERREY | ÁREA METROPOLITANA DE MONTERREY | INDUSTRIAL |  | 2NVL100182/24FMGE94 | N/D | [13 empty] | Fuente: CartoCrítica / REPDA CONAGUA 2024 | {"type":"Feature","properties":{},"geometry":{"type":"Point","coordinates":[-100.300278,25.694167]}}
BEREL, S.A. | Point | MONTERREY | ÁREA METROPOLITANA DE MONTERREY | INDUSTRIAL |  | 2NVL102011/24FMGE94 | 23.7 mil m³/año | [13 empty] | Fuente: CartoCrítica / REPDA CONAGUA 2024 | {"type":"Feature","properties":{},"geometry":{"type":"Point","coordinates":[-100.282222,25.658333]}}
UCAR CARBON MEXICANA, S.A. DE C.V. | Point | APODACA | ÁREA METROPOLITANA DE MONTERREY | INDUSTRIAL |  | 2NVL100902/24FPGR94 | 15.7 mil m³/año | [13 empty] | Fuente: CartoCrítica / REPDA CONAGUA 2024 | {"type":"Feature","properties":{},"geometry":{"type":"Point","coordinates":[-100.175,25.772222]}}
UCAR CARBON MEXICANA, S.A. DE C.V. | Point | APODACA | ÁREA METROPOLITANA DE MONTERREY | INDUSTRIAL |  | 2NVL100902/24FPGR94 | 15.7 mil m³/año | [13 empty] | Fuente: CartoCrítica / REPDA CONAGUA 2024 | {"type":"Feature","properties":{},"geometry":{"type":"Point","coordinates":[-100.175,25.772222]}}
DANFOSS COMPRESSORS, S.A. DE C.V. | Point | APODACA | ÁREA METROPOLITANA DE MONTERREY | INDUSTRIAL |  | 06NVL113507/24FMGR02 | 25.0 mil m³/año | [13 empty] | Fuente: CartoCrítica / REPDA CONAGUA 2024 | {"type":"Feature","properties":{},"geometry":{"type":"Point","coordinates":[-100.197583,25.756444]}}
CATERPILLAR MEXICO, S.A. DE C.V. | Point | SANTA CATARINA | ÁREA METROPOLITANA DE MONTERREY | INDUSTRIAL |  | 06NVL113221/24FMGR02 | 42.0 mil m³/año | [13 empty] | Fuente: CartoCrítica / REPDA CONAGUA 2024 | {"type":"Feature","properties":{},"geometry":{"type":"Point","coordinates":[-100.445,25.676111]}}
AMERICAN WHEELS DE MEXICO, S.A. DE C.V. | Point | APODACA | EL CARMEN-SALINAS-VICTORIA | INDUSTRIAL |  | 06NVL113146/24FLGR01 | 1.0 mil m³/año | [13 empty] | Fuente: CartoCrítica / REPDA CONAGUA 2024 | {"type":"Feature","properties":{},"geometry":{"type":"Point","coordinates":[-100.216667,25.860556]}}
PROMO NORT, S.C. | Point | MONTERREY | ÁREA METROPOLITANA DE MONTERREY | INDUSTRIAL |  | 06NVL104266/24FLGR03 | 2.4 mil m³/año | [13 empty] | Fuente: CartoCrítica / REPDA CONAGUA 2024 | {"type":"Feature","properties":{},"geometry":{"type":"Point","coordinates":[-100.344444,25.675]}}
PARKER HANNIFIN DE MEXICO, S.A. DE C.V. | Point | APODACA | ÁREA METROPOLITANA DE MONTERREY | INDUSTRIAL |  | 06NVL102461/24FMGR03 | 32.0 mil m³/año | [13 empty] | Fuente: CartoCrítica / REPDA CONAGUA 2024 | {"type":"Feature","properties":{},"geometry":{"type":"Point","coordinates":[-100.168972,25.776222]}}
ALEN DEL NORTE, S.A. DE C.V. | Point | SANTA CATARINA | ÁREA METROPOLITANA DE MONTERREY | INDUSTRIAL |  | 06NVL111921/24FMGR02 | 100.0 mil m³/año | [13 empty] | Fuente: CartoCrítica / REPDA CONAGUA 2024 | {"type":"Feature","properties":{},"geometry":{"type":"Point","coordinates":[-100.423611,25.674722]}}
LAMPARAS GENERAL ELECTRIC, S.A. DE C.V. | Point | MONTERREY | ÁREA METROPOLITANA DE MONTERREY | INDUSTRIAL |  | 2NVL102055/24FLGE94 | 21.0 mil m³/año | [13 empty] | Fuente: CartoCrítica / REPDA CONAGUA 2024 | {"type":"Feature","properties":{},"geometry":{"type":"Point","coordinates":[-100.316667,25.690278]}}
LAMPARAS GENERAL ELECTRIC, S.A. DE C.V. | Point | MONTERREY | ÁREA METROPOLITANA DE MONTERREY | INDUSTRIAL |  | 2NVL102056/24FMGE94 | 44.0 mil m³/año | [13 empty] | Fuente: CartoCrítica / REPDA CONAGUA 2024 | {"type":"Feature","properties":{},"geometry":{"type":"Point","coordinates":[-100.316667,25.689722]}}
REACCIONES QUIMICAS, S. A. DE C. V. | Point | SANTA CATARINA | ÁREA METROPOLITANA DE MONTERREY | INDUSTRIAL |  | 2NVL102842/24FMGE95 | 2.5 mil m³/año | [13 empty] | Fuente: CartoCrítica / REPDA CONAGUA 2024 | {"type":"Feature","properties":{},"geometry":{"type":"Point","coordinates":[-100.498333,25.6925]}}
REACCIONES QUIMICAS, S. A. DE C. V. | Point | SANTA CATARINA | ÁREA METROPOLITANA DE MONTERREY | INDUSTRIAL |  | 2NVL102842/24FMGE95 | 2.5 mil m³/año | [13 empty] | Fuente: CartoCrítica / REPDA CONAGUA 2024 | {"type":"Feature","properties":{},"geometry":{"type":"Point","coordinates":[-100.496944,25.693056]}}
SCHWEITZER ENGINEERING LABORATORIES, S.A. DE C.V. | Point | APODACA | ÁREA METROPOLITANA DE MONTERREY | INDUSTRIAL |  | 06NVL114016/24FMGR03 | 27.0 mil m³/año | [13 empty] | Fuente: CartoCrítica / REPDA CONAGUA 2024 | {"type":"Feature","properties":{},"geometry":{"type":"Point","coordinates":[-100.145556,25.781806]}}
RESIRENE, S. A. DE C. V. | Point | MONTERREY | ÁREA METROPOLITANA DE MONTERREY | INDUSTRIAL |  | 06NVL102181/24FMGR03 | 41.4 mil m³/año | [13 empty] | Fuente: CartoCrítica / REPDA CONAGUA 2024 | {"type":"Feature","properties":{},"geometry":{"type":"Point","coordinates":[-100.320278,25.701944]}}
FABRICA DE JABON LA REYNERA, S.A. | Point | MONTERREY | ÁREA METROPOLITANA DE MONTERREY | INDUSTRIAL |  | 2NVL102117/24FMGE95 | 2.0 mil m³/año | [13 empty] | Fuente: CartoCrítica / REPDA CONAGUA 2024 | {"type":"Feature","properties":{},"geometry":{"type":"Point","coordinates":[-100.323333,25.688056]}}
INDUSTRIAS DE ACERO BUFALO, S.A. | Point | MONTERREY | ÁREA METROPOLITANA DE MONTERREY | INDUSTRIAL |  | 2NVL103377/24FLGE96 | 2.5 mil m³/año | [13 empty] | Fuente: CartoCrítica / REPDA CONAGUA 2024 | {"type":"Feature","properties":{},"geometry":{"type":"Point","coordinates":[-100.265278,25.695]}}
ESPECIALIDADES CERVECERAS, S. A. DE C. V. | Point | APODACA | ÁREA METROPOLITANA DE MONTERREY | INDUSTRIAL |  | 06NVL107754/24FLGR99 | 90.1 mil m³/año | [13 empty] | Fuente: CartoCrítica / REPDA CONAGUA 2024 | {"type":"Feature","properties":{},"geometry":{"type":"Point","coordinates":[-100.116944,25.802222]}}
NIPLES DEL NORTE, S. A. DE C. V. | Point | APODACA | ÁREA METROPOLITANA DE MONTERREY | INDUSTRIAL |  | 06NVL103874/24FMGE00 | 31.1 mil m³/año | [13 empty] | Fuente: CartoCrítica / REPDA CONAGUA 2024 | {"type":"Feature","properties":{},"geometry":{"type":"Point","coordinates":[-100.439444,25.679444]}}
SATURN DE MONTERREY, S. A. DE C. V. | Point | APODACA | ÁREA METROPOLITANA DE MONTERREY | INDUSTRIAL |  | 06NVL110158/24FMGR00 | 31.5 mil m³/año | [13 empty] | Fuente: CartoCrítica / REPDA CONAGUA 2024 | {"type":"Feature","properties":{},"geometry":{"type":"Point","coordinates":[-100.141667,25.786944]}}
INDUSTRIAS TROMEX, S.A. DE C.V. | Point | MONTERREY | ÁREA METROPOLITANA DE MONTERREY | INDUSTRIAL |  | 06NVL110865/24FMGR00 | 3.5 mil m³/año | [13 empty] | Fuente: CartoCrítica / REPDA CONAGUA 2024 | {"type":"Feature","properties":{},"geometry":{"type":"Point","coordinates":[-100.291667,25.666667]}}
PROLEC, S.A. DE C.V. | Point | APODACA | ÁREA METROPOLITANA DE MONTERREY | INDUSTRIAL |  | 06NVL102270/24FMGR05 | 130.0 mil m³/año | [13 empty] | Fuente: CartoCrítica / REPDA CONAGUA 2024 | {"type":"Feature","properties":{},"geometry":{"type":"Point","coordinates":[-100.2035,25.754833]}}
PROLEC, S.A. DE C.V. | Point | APODACA | ÁREA METROPOLITANA DE MONTERREY | INDUSTRIAL |  | 06NVL102270/24FMGR05 | 130.0 mil m³/año | [13 empty] | Fuente: CartoCrítica / REPDA CONAGUA 2024 | {"type":"Feature","properties":{},"geometry":{"type":"Point","coordinates":[-100.209583,25.758611]}}
GRANJA LA LUZ, S. A. DE C. V. | Point | GUADALUPE | ÁREA METROPOLITANA DE MONTERREY | INDUSTRIAL |  | 06NVL104081/24FLGR00 | 1.6 mil m³/año | [13 empty] | Fuente: CartoCrítica / REPDA CONAGUA 2024 | {"type":"Feature","properties":{},"geometry":{"type":"Point","coordinates":[-100.241944,25.691944]}}
ALMACENES REFRIGERANTES S.A. DE C.V. | Point | MONTERREY | ÁREA METROPOLITANA DE MONTERREY | INDUSTRIAL |  | 06NVL110868/24FMGR00 | 23.6 mil m³/año | [13 empty] | Fuente: CartoCrítica / REPDA CONAGUA 2024 | {"type":"Feature","properties":{},"geometry":{"type":"Point","coordinates":[-100.298611,25.681111]}}
BOMBAS GRUNDFOS DE MEXICO, S.A. DE C.V. | Point | APODACA | ÁREA METROPOLITANA DE MONTERREY | INDUSTRIAL |  | 06NVL111398/24FMGR00 | 26.3 mil m³/año | [13 empty] | Fuente: CartoCrítica / REPDA CONAGUA 2024 | {"type":"Feature","properties":{},"geometry":{"type":"Point","coordinates":[-100.986389,25.129444]}}
GRUPO LAMOSA S.A. DE C.V. | Point | MONTERREY | ÁREA METROPOLITANA DE MONTERREY | INDUSTRIAL |  | 06NVL103422/24FMGR05 | 12.0 mil m³/año | [13 empty] | Fuente: CartoCrítica / REPDA CONAGUA 2024 | {"type":"Feature","properties":{},"geometry":{"type":"Point","coordinates":[-100.273056,25.653333]}}
ZINCACERO, S.A. DE C.V. | Point | APODACA | ÁREA METROPOLITANA DE MONTERREY | INDUSTRIAL |  | 06NVL114796/24FMGR06 | 10.0 mil m³/año | [13 empty] | Fuente: CartoCrítica / REPDA CONAGUA 2024 | {"type":"Feature","properties":{},"geometry":{"type":"Point","coordinates":[-100.223028,25.750972]}}
ZINCACERO, S.A. DE C.V. | Point | APODACA | EL CARMEN-SALINAS-VICTORIA | INDUSTRIAL |  | 06NVL112131/24FLGR06 | 46.6 mil m³/año | [13 empty] | Fuente: CartoCrítica / REPDA CONAGUA 2024 | {"type":"Feature","properties":{},"geometry":{"type":"Point","coordinates":[-100.223889,25.751667]}}
CEMEX CONCRETOS, S. A. DE C. V. | Point | APODACA | ÁREA METROPOLITANA DE MONTERREY | INDUSTRIAL |  | 06NVL102281/24FPGR00 | 9.8 mil m³/año | [13 empty] | Fuente: CartoCrítica / REPDA CONAGUA 2024 | {"type":"Feature","properties":{},"geometry":{"type":"Point","coordinates":[-100.196944,25.750556]}}
HIELERA AZTLAN,S.A. DE C.V. | Point | MONTERREY | ÁREA METROPOLITANA DE MONTERREY | INDUSTRIAL |  | 06NVL110948/24FLGR00 | 970 m³/año | [13 empty] | Fuente: CartoCrítica / REPDA CONAGUA 2024 | {"type":"Feature","properties":{},"geometry":{"type":"Point","coordinates":[-100.344444,25.735833]}}
MOSAICOS RIVERO, S. A. DE C. V. | Point | SANTA CATARINA | ÁREA METROPOLITANA DE MONTERREY | INDUSTRIAL |  | 06NVL109619/24FMOC07 | 124 m³/año | [13 empty] | Fuente: CartoCrítica / REPDA CONAGUA 2024 | {"type":"Feature","properties":{},"geometry":{"type":"Point","coordinates":[-100.432778,25.680389]}}
CEMEX MEXICO S. A. DE C. V. | Point | MONTERREY | ÁREA METROPOLITANA DE MONTERREY | INDUSTRIAL |  | 06NVL103135/24FQOC07 | 546.4 mil m³/año | [13 empty] | Fuente: CartoCrítica / REPDA CONAGUA 2024 | {"type":"Feature","properties":{},"geometry":{"type":"Point","coordinates":[-100.298056,25.704722]}}
GRUPO EMPRESARIAL MARTEL, S.A. DE C.V. | Point | APODACA | ÁREA METROPOLITANA DE MONTERREY | INDUSTRIAL |  | 06NVL114938/24FLOC06 | 10.0 mil m³/año | [13 empty] | Fuente: CartoCrítica / REPDA CONAGUA 2024 | {"type":"Feature","properties":{},"geometry":{"type":"Point","coordinates":[-100.189639,25.754389]}}
NIPLES DEL NORTE, S.A.DE C.V. | Point | APODACA | ÁREA METROPOLITANA DE MONTERREY | INDUSTRIAL |  | 06NVL111230/24FMOC07 | 7.6 mil m³/año | [13 empty] | Fuente: CartoCrítica / REPDA CONAGUA 2024 | {"type":"Feature","properties":{},"geometry":{"type":"Point","coordinates":[-100.128611,25.795278]}}
ZINCACERO, S.A. DE C.V. | Point | APODACA | ÁREA METROPOLITANA DE MONTERREY | INDUSTRIAL |  | 06NVL103123/24FMOC08 | 18.0 mil m³/año | [13 empty] | Fuente: CartoCrítica / REPDA CONAGUA 2024 | {"type":"Feature","properties":{},"geometry":{"type":"Point","coordinates":[-100.223028,25.750972]}}
LEAR ELECTRICAL SYSTEMS DE MEXICO, S. DE R.L. DE C | Point | SANTA CATARINA | ÁREA METROPOLITANA DE MONTERREY | INDUSTRIAL |  | 06NVL100522/24FMGR06 | 10.4 mil m³/año | [13 empty] | Fuente: CartoCrítica / REPDA CONAGUA 2024 | {"type":"Feature","properties":{},"geometry":{"type":"Point","coordinates":[-100.449417,25.685722]}}
GRUPO LAMOSA, S. A. B. DE C. V. | Point | MONTERREY | ÁREA METROPOLITANA DE MONTERREY | INDUSTRIAL |  | 06NVL103374/24FMOC08 | 20.0 mil m³/año | [13 empty] | Fuente: CartoCrítica / REPDA CONAGUA 2024 | {"type":"Feature","properties":{},"geometry":{"type":"Point","coordinates":[-100.275194,25.653028]}}
BUILDING SYSTEMS DE MEXICO, S.A. DE C.V. | Point | APODACA | ÁREA METROPOLITANA DE MONTERREY | INDUSTRIAL |  | 06NVL110945/24FMGR05 | 26.3 mil m³/año | [13 empty] | Fuente: CartoCrítica / REPDA CONAGUA 2024 | {"type":"Feature","properties":{},"geometry":{"type":"Point","coordinates":[-100.143056,25.777222]}}
MOLINOS AZTECA, S. A. DE C. V. | Point | GUADALUPE | ÁREA METROPOLITANA DE MONTERREY | INDUSTRIAL |  | 06NVL104334/24FMOC08 | 60.0 mil m³/año | [13 empty] | Fuente: CartoCrítica / REPDA CONAGUA 2024 | {"type":"Feature","properties":{},"geometry":{"type":"Point","coordinates":[-100.241667,25.701111]}}
MOTORES U. S. DE MEXICO, S. A. DE C. V. | Point | APODACA | ÁREA METROPOLITANA DE MONTERREY | INDUSTRIAL |  | 06NVL100799/24FMOC08 | 39.4 mil m³/año | [13 empty] | Fuente: CartoCrítica / REPDA CONAGUA 2024 | {"type":"Feature","properties":{},"geometry":{"type":"Point","coordinates":[-100.19,25.747778]}}
COMERCIALIZADORA CANTU, S. A. DE C. V. | Point | APODACA | ÁREA METROPOLITANA DE MONTERREY | INDUSTRIAL |  | 06NVL104235/24FMOC08 | 20.0 mil m³/año | [13 empty] | Fuente: CartoCrítica / REPDA CONAGUA 2024 | {"type":"Feature","properties":{},"geometry":{"type":"Point","coordinates":[-100.1825,25.776389]}}
FEDERACION NACIONAL DE SINDICATOS INDEPENDIENTES | Point | APODACA | ÁREA METROPOLITANA DE MONTERREY | INDUSTRIAL |  | 06NVL114852/24FLOC08 | 49.0 mil m³/año | [13 empty] | Fuente: CartoCrítica / REPDA CONAGUA 2024 | {"type":"Feature","properties":{},"geometry":{"type":"Point","coordinates":[-100.229167,25.768389]}}
COMPAÑIA DE MOTORES DOMESTICOS, S. A. DE C. V. | Point | APODACA | ÁREA METROPOLITANA DE MONTERREY | INDUSTRIAL |  | 06NVL100800/24FLOC08 | 37.5 mil m³/año | [13 empty] | Fuente: CartoCrítica / REPDA CONAGUA 2024 | {"type":"Feature","properties":{},"geometry":{"type":"Point","coordinates":[-100.202639,25.763528]}}
PROMOTORA INDUSTRIAL MONTERREY, S.A. DE C.V. | Point | APODACA | ÁREA METROPOLITANA DE MONTERREY | INDUSTRIAL |  | 06NVL113799/24FMOC08 | 195.5 mil m³/año | [13 empty] | Fuente: CartoCrítica / REPDA CONAGUA 2024 | {"type":"Feature","properties":{},"geometry":{"type":"Point","coordinates":[-100.161667,25.776389]}}
GRUPO SMURFIT MEXICO, S.A. DE C.V. | Point | MONTERREY | ÁREA METROPOLITANA DE MONTERREY | INDUSTRIAL |  | 06NVL114978/24FMOC07 | 80.0 mil m³/año | [13 empty] | Fuente: CartoCrítica / REPDA CONAGUA 2024 | {"type":"Feature","properties":{},"geometry":{"type":"Point","coordinates":[-100.296389,25.680278]}}
GRUPO SMURFIT MEXICO, S.A. DE C.V. | Point | MONTERREY | ÁREA METROPOLITANA DE MONTERREY | INDUSTRIAL |  | 06NVL114978/24FMOC07 | 80.0 mil m³/año | [13 empty] | Fuente: CartoCrítica / REPDA CONAGUA 2024 | {"type":"Feature","properties":{},"geometry":{"type":"Point","coordinates":[-100.296389,25.681111]}}
GRUPO SMURFIT MEXICO, S.A. DE C.V. | Point | MONTERREY | ÁREA METROPOLITANA DE MONTERREY | INDUSTRIAL |  | 06NVL114978/24FMOC07 | 80.0 mil m³/año | [13 empty] | Fuente: CartoCrítica / REPDA CONAGUA 2024 | {"type":"Feature","properties":{},"geometry":{"type":"Point","coordinates":[-100.295833,25.680278]}}
KANSAS CITY SOUTHERN DE MEXICO, S.A DE C.V. | Point | SALINAS VICTORIA | EL CARMEN-SALINAS-VICTORIA | INDUSTRIAL |  | 06NVL115207/24FMOC08 | 60.0 mil m³/año | [13 empty] | Fuente: CartoCrítica / REPDA CONAGUA 2024 | {"type":"Feature","properties":{},"geometry":{"type":"Point","coordinates":[-100.285333,25.938278]}}
CARRIER MEXICO, S.A. DE C.V. | Point | SANTA CATARINA | ÁREA METROPOLITANA DE MONTERREY | INDUSTRIAL |  | 06NVL114828/24FMOC09 | 20.0 mil m³/año | [13 empty] | Fuente: CartoCrítica / REPDA CONAGUA 2024 | {"type":"Feature","properties":{},"geometry":{"type":"Point","coordinates":[-100.459194,25.684667]}}
MOLINOS AZTECA, S. A. DE C. V. | Point | GUADALUPE | ÁREA METROPOLITANA DE MONTERREY | INDUSTRIAL |  | 06NVL102515/24FMOC08 | 90.0 mil m³/año | [13 empty] | Fuente: CartoCrítica / REPDA CONAGUA 2024 | {"type":"Feature","properties":{},"geometry":{"type":"Point","coordinates":[-100.239444,25.701667]}}
BUDENHEIM MEXICO, S.A. DE C.V. | Point | SANTA CATARINA | ÁREA METROPOLITANA DE MONTERREY | INDUSTRIAL |  | 06NVL106670/24FMOC10 | 3.0 mil m³/año | [13 empty] | Fuente: CartoCrítica / REPDA CONAGUA 2024 | {"type":"Feature","properties":{},"geometry":{"type":"Point","coordinates":[-100.439639,25.670444]}}
INDUSTRIAS INTERCONTINENTAL, S. A. DE C. V. | Point | APODACA | ÁREA METROPOLITANA DE MONTERREY | INDUSTRIAL |  | 06NVL109896/24FMGR99 | 10.0 mil m³/año | [13 empty] | Fuente: CartoCrítica / REPDA CONAGUA 2024 | {"type":"Feature","properties":{},"geometry":{"type":"Point","coordinates":[-100.236111,25.743056]}}
ELVIRA QUIROGA GOMEZ | Point | GUADALUPE | ÁREA METROPOLITANA DE MONTERREY | INDUSTRIAL |  | 06NVL109901/24FLGR99 | 527 m³/año | [13 empty] | Fuente: CartoCrítica / REPDA CONAGUA 2024 | {"type":"Feature","properties":{},"geometry":{"type":"Point","coordinates":[-100.205833,25.785278]}}
FONDO INDUSTRIAL STIVA, S.A. DE C.V. | Point | APODACA | ÁREA METROPOLITANA DE MONTERREY | INDUSTRIAL |  | 06NVL110151/24FMOC08 | 28.9 mil m³/año | [13 empty] | Fuente: CartoCrítica / REPDA CONAGUA 2024 | {"type":"Feature","properties":{},"geometry":{"type":"Point","coordinates":[-100.141389,25.785278]}}
FONDO INDUSTRIAL STIVA, S.A. DE C.V. | Point | APODACA | ÁREA METROPOLITANA DE MONTERREY | INDUSTRIAL |  | 06NVL110152/24FMOC08 | 28.9 mil m³/año | [13 empty] | Fuente: CartoCrítica / REPDA CONAGUA 2024 | {"type":"Feature","properties":{},"geometry":{"type":"Point","coordinates":[-100.1425,25.785278]}}
FONDO INDUSTRIAL STIVA, S.A. DE C.V. | Point | APODACA | ÁREA METROPOLITANA DE MONTERREY | INDUSTRIAL |  | 06NVL110153/24FMOC08 | 28.9 mil m³/año | [13 empty] | Fuente: CartoCrítica / REPDA CONAGUA 2024 | {"type":"Feature","properties":{},"geometry":{"type":"Point","coordinates":[-100.1425,25.786667]}}
FONDO INDUSTRIAL STIVA, S.A. DE C.V. | Point | APODACA | ÁREA METROPOLITANA DE MONTERREY | INDUSTRIAL |  | 06NVL110154/24FMOC08 | 26.3 mil m³/año | [13 empty] | Fuente: CartoCrítica / REPDA CONAGUA 2024 | {"type":"Feature","properties":{},"geometry":{"type":"Point","coordinates":[-100.1425,25.786111]}}
FONDO INDUSTRIAL STIVA, S.A. DE C.V. | Point | APODACA | ÁREA METROPOLITANA DE MONTERREY | INDUSTRIAL |  | 06NVL110155/24FMOC08 | 28.9 mil m³/año | [13 empty] | Fuente: CartoCrítica / REPDA CONAGUA 2024 | {"type":"Feature","properties":{},"geometry":{"type":"Point","coordinates":[-100.141389,25.783333]}}
FONDO INDUSTRIAL STIVA, S.A. DE C.V. | Point | APODACA | ÁREA METROPOLITANA DE MONTERREY | INDUSTRIAL |  | 06NVL110156/24FMOC08 | 23.7 mil m³/año | [13 empty] | Fuente: CartoCrítica / REPDA CONAGUA 2024 | {"type":"Feature","properties":{},"geometry":{"type":"Point","coordinates":[-100.142222,25.799722]}}
FONDO INDUSTRIAL STIVA, S.A. DE C.V. | Point | APODACA | ÁREA METROPOLITANA DE MONTERREY | INDUSTRIAL |  | 06NVL110157/24FMOC08 | 26.3 mil m³/año | [13 empty] | Fuente: CartoCrítica / REPDA CONAGUA 2024 | {"type":"Feature","properties":{},"geometry":{"type":"Point","coordinates":[-100.141111,25.785833]}}
FONDO INDUSTRIAL STIVA, S.A. DE C.V. | Point | APODACA | ÁREA METROPOLITANA DE MONTERREY | INDUSTRIAL |  | 06NVL115157/24FMOC08 | 9.2 mil m³/año | [13 empty] | Fuente: CartoCrítica / REPDA CONAGUA 2024 | {"type":"Feature","properties":{},"geometry":{"type":"Point","coordinates":[-100.141389,25.785278]}}
GRUPO SMURFIT MEXICO, S.A. DE C.V. | Point | MONTERREY | ÁREA METROPOLITANA DE MONTERREY | INDUSTRIAL |  | 06NVL102142/24FMGR05 | 31.5 mil m³/año | [13 empty] | Fuente: CartoCrítica / REPDA CONAGUA 2024 | {"type":"Feature","properties":{},"geometry":{"type":"Point","coordinates":[-100.296389,25.680278]}}
FONDO INDUSTRIAL STIVA, S.A. DE C.V. | Point | APODACA | ÁREA METROPOLITANA DE MONTERREY | INDUSTRIAL |  | 06NVL110852/24FMOC08 | 28.9 mil m³/año | [13 empty] | Fuente: CartoCrítica / REPDA CONAGUA 2024 | {"type":"Feature","properties":{},"geometry":{"type":"Point","coordinates":[-100.1425,25.798611]}}
PEMEX REFINACION | Point | SANTA CATARINA | ÁREA METROPOLITANA DE MONTERREY | INDUSTRIAL |  | 06NVL115474/24FMOC10 | 76.0 mil m³/año | [13 empty] | Fuente: CartoCrítica / REPDA CONAGUA 2024 | {"type":"Feature","properties":{},"geometry":{"type":"Point","coordinates":[-100.481389,25.703056]}}
PROVEEDORA DE PIELES Y CALZADO, S. A. DE C. V. | Point | GUADALUPE | ÁREA METROPOLITANA DE MONTERREY | INDUSTRIAL |  | 2NVL104019/24FPGE97 | 2.0 mil m³/año | [13 empty] | Fuente: CartoCrítica / REPDA CONAGUA 2024 | {"type":"Feature","properties":{},"geometry":{"type":"Point","coordinates":[-100.258611,25.680833]}}
PROVEEDORA DE PIELES Y CALZADO, S. A. DE C. V. | Point | GUADALUPE | ÁREA METROPOLITANA DE MONTERREY | INDUSTRIAL |  | 2NVL104019/24FPGE97 | 2.0 mil m³/año | [13 empty] | Fuente: CartoCrítica / REPDA CONAGUA 2024 | {"type":"Feature","properties":{},"geometry":{"type":"Point","coordinates":[-100.258333,25.680556]}}
INVERSIONES DEL AEROPUERTO, S.A DE C.V. | Point | APODACA | ÁREA METROPOLITANA DE MONTERREY | INDUSTRIAL |  | 06NVL110853/24FMGR00 | 31.5 mil m³/año | [13 empty] | Fuente: CartoCrítica / REPDA CONAGUA 2024 | {"type":"Feature","properties":{},"geometry":{"type":"Point","coordinates":[-100.143889,25.788333]}}
INVERSIONES DEL AEROPUERTO, S.A DE C.V. | Point | APODACA | ÁREA METROPOLITANA DE MONTERREY | INDUSTRIAL |  | 06NVL110854/24FMGR00 | 39.4 mil m³/año | [13 empty] | Fuente: CartoCrítica / REPDA CONAGUA 2024 | {"type":"Feature","properties":{},"geometry":{"type":"Point","coordinates":[-100.143333,25.787778]}}
FONDO INDUSTRIAL STIVA, S.A. DE C.V. | Point | APODACA | ÁREA METROPOLITANA DE MONTERREY | INDUSTRIAL |  | 06NVL110942/24FMOC08 | 26.3 mil m³/año | [13 empty] | Fuente: CartoCrítica / REPDA CONAGUA 2024 | {"type":"Feature","properties":{},"geometry":{"type":"Point","coordinates":[-100.151389,25.778889]}}
FONDO INDUSTRIAL STIVA, S.A. DE C.V. | Point | APODACA | ÁREA METROPOLITANA DE MONTERREY | INDUSTRIAL |  | 06NVL111395/24FMOC08 | 26.3 mil m³/año | [13 empty] | Fuente: CartoCrítica / REPDA CONAGUA 2024 | {"type":"Feature","properties":{},"geometry":{"type":"Point","coordinates":[-100.148333,25.780556]}}
FONDO INDUSTRIAL STIVA, S.A DE C.V. | Point | APODACA | ÁREA METROPOLITANA DE MONTERREY | INDUSTRIAL |  | 06NVL111396/24FMOC08 | 26.3 mil m³/año | [13 empty] | Fuente: CartoCrítica / REPDA CONAGUA 2024 | {"type":"Feature","properties":{},"geometry":{"type":"Point","coordinates":[-100.15,25.784444]}}
FONDO INDUSTRIAL STIVA, S.A DE C.V. | Point | APODACA | ÁREA METROPOLITANA DE MONTERREY | INDUSTRIAL |  | 06NVL111396/24FMOC08 | 26.3 mil m³/año | [13 empty] | Fuente: CartoCrítica / REPDA CONAGUA 2024 | {"type":"Feature","properties":{},"geometry":{"type":"Point","coordinates":[-100.151389,25.785556]}}
FONDO INDUSTRIAL STIVA, S.A. DE C.V. | Point | APODACA | ÁREA METROPOLITANA DE MONTERREY | INDUSTRIAL |  | 06NVL111397/24FMOC08 | 23.7 mil m³/año | [13 empty] | Fuente: CartoCrítica / REPDA CONAGUA 2024 | {"type":"Feature","properties":{},"geometry":{"type":"Point","coordinates":[-100.145556,25.773611]}}
INMOBILIARIA STIVA, S.A. DE C.V. | Point | APODACA | ÁREA METROPOLITANA DE MONTERREY | INDUSTRIAL |  | 06NVL112135/24FMOC08 | 22.3 mil m³/año | [13 empty] | Fuente: CartoCrítica / REPDA CONAGUA 2024 | {"type":"Feature","properties":{},"geometry":{"type":"Point","coordinates":[-100.143333,25.771944]}}
INMOBILIARIA STIVA, S.A. DE C.V. | Point | APODACA | ÁREA METROPOLITANA DE MONTERREY | INDUSTRIAL |  | 06NVL112135/24FMOC08 | 22.3 mil m³/año | [13 empty] | Fuente: CartoCrítica / REPDA CONAGUA 2024 | {"type":"Feature","properties":{},"geometry":{"type":"Point","coordinates":[-100.149722,25.7675]}}
INMOBILIARIA STIVA, S.A. DE C.V. | Point | APODACA | ÁREA METROPOLITANA DE MONTERREY | INDUSTRIAL |  | 06NVL112135/24FMOC08 | 22.3 mil m³/año | [13 empty] | Fuente: CartoCrítica / REPDA CONAGUA 2024 | {"type":"Feature","properties":{},"geometry":{"type":"Point","coordinates":[-100.1475,25.770556]}}
METALSA, S.A. DE C.V. | Point | APODACA | ÁREA METROPOLITANA DE MONTERREY | INDUSTRIAL |  | 06NVL114560/24FMOC10 | 100.0 mil m³/año | [13 empty] | Fuente: CartoCrítica / REPDA CONAGUA 2024 | {"type":"Feature","properties":{},"geometry":{"type":"Point","coordinates":[-100.200833,25.75075]}}
METALSA, S.A. DE C.V. | Point | APODACA | ÁREA METROPOLITANA DE MONTERREY | INDUSTRIAL |  | 06NVL114560/24FMOC10 | 100.0 mil m³/año | [13 empty] | Fuente: CartoCrítica / REPDA CONAGUA 2024 | {"type":"Feature","properties":{},"geometry":{"type":"Point","coordinates":[-100.206889,25.751611]}}
FONDO INDUSTRIAL STIVA, S.A DE C.V. | Point | APODACA | ÁREA METROPOLITANA DE MONTERREY | INDUSTRIAL |  | 06NVL110850/24FMOC08 | 26.3 mil m³/año | [13 empty] | Fuente: CartoCrítica / REPDA CONAGUA 2024 | {"type":"Feature","properties":{},"geometry":{"type":"Point","coordinates":[-100.146667,25.786667]}}
FONDO INDUSTRIAL STIVA, S.A DE C.V. | Point | APODACA | ÁREA METROPOLITANA DE MONTERREY | INDUSTRIAL |  | 06NVL110850/24FMOC08 | 26.3 mil m³/año | [13 empty] | Fuente: CartoCrítica / REPDA CONAGUA 2024 | {"type":"Feature","properties":{},"geometry":{"type":"Point","coordinates":[-100.143889,25.787778]}}
FERNANDO JULIAN QUINTANILLA TREVIÑO | Point | GENERAL ESCOBEDO | ÁREA METROPOLITANA DE MONTERREY | INDUSTRIAL |  | 06NVL102398/24FMDA11 | 141.9 mil m³/año | [13 empty] | Fuente: CartoCrítica / REPDA CONAGUA 2024 | {"type":"Feature","properties":{},"geometry":{"type":"Point","coordinates":[-100.347222,25.825]}}
FERNANDO JULIAN QUINTANILLA TREVIÑO | Point | GENERAL ESCOBEDO | ÁREA METROPOLITANA DE MONTERREY | INDUSTRIAL |  | 06NVL102398/24FMDA11 | 141.9 mil m³/año | [13 empty] | Fuente: CartoCrítica / REPDA CONAGUA 2024 | {"type":"Feature","properties":{},"geometry":{"type":"Point","coordinates":[-100.35,25.831944]}}
FERNANDO JULIAN QUINTANILLA TREVIÑO | Point | GENERAL ESCOBEDO | ÁREA METROPOLITANA DE MONTERREY | INDUSTRIAL |  | 06NVL102398/24FMDA11 | 141.9 mil m³/año | [13 empty] | Fuente: CartoCrítica / REPDA CONAGUA 2024 | {"type":"Feature","properties":{},"geometry":{"type":"Point","coordinates":[-100.35,25.830556]}}
ECONO CLIMAS, S. A. DE C. V. | Point | APODACA | ÁREA METROPOLITANA DE MONTERREY | INDUSTRIAL |  | 06NVL103338/24FPGR00 | 580 m³/año | [13 empty] | Fuente: CartoCrítica / REPDA CONAGUA 2024 | {"type":"Feature","properties":{},"geometry":{"type":"Point","coordinates":[-100.194167,25.749722]}}
CONTENEDORES INDUSTRIALES MEZQUITAL, S.A. DE C.V. | Point | APODACA | ÁREA METROPOLITANA DE MONTERREY | INDUSTRIAL |  | 06NVL110949/24FLDA11 | 1.1 mil m³/año | [13 empty] | Fuente: CartoCrítica / REPDA CONAGUA 2024 | {"type":"Feature","properties":{},"geometry":{"type":"Point","coordinates":[-100.236111,25.726944]}}
GRUPO SMURFIT MEXICO, S.A. DE C.V. | Point | MONTERREY | ÁREA METROPOLITANA DE MONTERREY | INDUSTRIAL |  | 06NVL102141/24FMOC10 | 63.1 mil m³/año | [13 empty] | Fuente: CartoCrítica / REPDA CONAGUA 2024 | {"type":"Feature","properties":{},"geometry":{"type":"Point","coordinates":[-100.295833,25.680278]}}
INDUSTRIAS DIZA, S. A. DE C. V. | Point | APODACA | ÁREA METROPOLITANA DE MONTERREY | INDUSTRIAL |  | 06NVL104057/24FLOC10 | 1.5 mil m³/año | [13 empty] | Fuente: CartoCrítica / REPDA CONAGUA 2024 | {"type":"Feature","properties":{},"geometry":{"type":"Point","coordinates":[-100.133889,25.7045]}}
CURTIDOS BOSTON, S. A. DE C. V. | Point | APODACA | ÁREA METROPOLITANA DE MONTERREY | INDUSTRIAL |  | 06NVL107669/24FMOC10 | 1.1 mil m³/año | [13 empty] | Fuente: CartoCrítica / REPDA CONAGUA 2024 | {"type":"Feature","properties":{},"geometry":{"type":"Point","coordinates":[-100.191333,25.748889]}}
PHILAMEX, S. A. DE C. V. | Point | APODACA | ÁREA METROPOLITANA DE MONTERREY | INDUSTRIAL |  | 06NVL109898/24FMOC09 | 600 m³/año | [13 empty] | Fuente: CartoCrítica / REPDA CONAGUA 2024 | {"type":"Feature","properties":{},"geometry":{"type":"Point","coordinates":[-100.192639,25.748139]}}
BEXEL INTERNACIONAL, S.A. DE C.V. | Point | GENERAL ESCOBEDO | EL CARMEN-SALINAS-VICTORIA | INDUSTRIAL |  | 06NVL110867/24FMOC09 | 500 m³/año | [13 empty] | Fuente: CartoCrítica / REPDA CONAGUA 2024 | {"type":"Feature","properties":{},"geometry":{"type":"Point","coordinates":[-100.321667,25.847222]}}
FONDO INDUSTRIAL STIVA, S.A. DE C.V. | Point | APODACA | ÁREA METROPOLITANA DE MONTERREY | INDUSTRIAL |  | 06NVL112136/24FMOC08 | 50 m³/año | [13 empty] | Fuente: CartoCrítica / REPDA CONAGUA 2024 | {"type":"Feature","properties":{},"geometry":{"type":"Point","coordinates":[-100.143333,25.788056]}}
INMOBILIARIA DINLER, S.A. DE C.V. | Point | GENERAL ZUAZUA | EL CARMEN-SALINAS-VICTORIA | INDUSTRIAL |  | 06NVL114752/24FMDA11 | 14.1 mil m³/año | [13 empty] | Fuente: CartoCrítica / REPDA CONAGUA 2024 | {"type":"Feature","properties":{},"geometry":{"type":"Point","coordinates":[-100.158611,25.916944]}}
PORCELAMEX, S.A. DE C.V. | Point | APODACA | ÁREA METROPOLITANA DE MONTERREY | INDUSTRIAL |  | 06NVL115614/24FLDA11 | 5.4 mil m³/año | [13 empty] | Fuente: CartoCrítica / REPDA CONAGUA 2024 | {"type":"Feature","properties":{},"geometry":{"type":"Point","coordinates":[-100.184444,25.773333]}}
MEXICANA DE INVERSIONES FEMAC, S.A.DE C.V. | Point | GUADALUPE | ÁREA METROPOLITANA DE MONTERREY | INDUSTRIAL |  | 06NVL115564/24FMOC10 | 6.4 mil m³/año | [13 empty] | Fuente: CartoCrítica / REPDA CONAGUA 2024 | {"type":"Feature","properties":{},"geometry":{"type":"Point","coordinates":[-100.223056,25.700833]}}
EMPACADORA TREVIÑO, S. A. DE C. V. | Point | MONTERREY | ÁREA METROPOLITANA DE MONTERREY | INDUSTRIAL |  | 06NVL104144/24FLDA12 | 7.2 mil m³/año | [13 empty] | Fuente: CartoCrítica / REPDA CONAGUA 2024 | {"type":"Feature","properties":{},"geometry":{"type":"Point","coordinates":[-100.323333,25.692778]}}
ACERO PORCELANIZADO, S.A. DE C.V. | Point | MONTERREY | ÁREA METROPOLITANA DE MONTERREY | INDUSTRIAL |  | 2NVL100180/24FMGE94 | 16.9 mil m³/año | [13 empty] | Fuente: CartoCrítica / REPDA CONAGUA 2024 | {"type":"Feature","properties":{},"geometry":{"type":"Point","coordinates":[-100.300833,25.693889]}}
ACERO PORCELANIZADO, S.A. DE C.V. | Point | MONTERREY | ÁREA METROPOLITANA DE MONTERREY | INDUSTRIAL |  | 2NVL100181/24FMGE94 | 7.4 mil m³/año | [13 empty] | Fuente: CartoCrítica / REPDA CONAGUA 2024 | {"type":"Feature","properties":{},"geometry":{"type":"Point","coordinates":[-100.300556,25.693333]}}
FABRICA DE HIELO MONTERREY, S.A. DE C.V. | Point | MONTERREY | ÁREA METROPOLITANA DE MONTERREY | INDUSTRIAL |  | 06NVL115756/24FMOC14 | 16.9 mil m³/año | [13 empty] | Fuente: CartoCrítica / REPDA CONAGUA 2024 | {"type":"Feature","properties":{},"geometry":{"type":"Point","coordinates":[-100.310833,25.712222]}}
FABRICA DE HIELO MONTERREY, S.A. DE C.V. | Point | MONTERREY | ÁREA METROPOLITANA DE MONTERREY | INDUSTRIAL |  | 06NVL115756/24FMOC14 | 16.9 mil m³/año | [13 empty] | Fuente: CartoCrítica / REPDA CONAGUA 2024 | {"type":"Feature","properties":{},"geometry":{"type":"Point","coordinates":[-100.310556,25.711667]}}
COMPAÑIA DE MOTORES DOMESTICOS, S.A. DE C.V. | Point | APODACA | ÁREA METROPOLITANA DE MONTERREY | INDUSTRIAL |  | 06NVL115748/24FLDA15 | 101.7 mil m³/año | [13 empty] | Fuente: CartoCrítica / REPDA CONAGUA 2024 | {"type":"Feature","properties":{},"geometry":{"type":"Point","coordinates":[-100.202639,25.7635]}}
DE TODO EN ALAMBRE DE AGUASCALIENTES, S.A. DE C.V. | Point | APODACA | EL CARMEN-SALINAS-VICTORIA | INDUSTRIAL |  | 06NVL114663/24FMGR06 | 2.9 mil m³/año | [13 empty] | Fuente: CartoCrítica / REPDA CONAGUA 2024 | {"type":"Feature","properties":{},"geometry":{"type":"Point","coordinates":[-100.254972,25.841361]}}
FRANCISCO CASTILLO LEOS | Point | SALINAS VICTORIA | EL CARMEN-SALINAS-VICTORIA | INDUSTRIAL |  | 06NVL115272/24FLDA15 | 2.5 mil m³/año | [13 empty] | Fuente: CartoCrítica / REPDA CONAGUA 2024 | {"type":"Feature","properties":{},"geometry":{"type":"Point","coordinates":[-100.285278,25.889444]}}
CONCRETOS LA SILLA, S.A. DE C.V. | Point | APODACA | ÁREA METROPOLITANA DE MONTERREY | INDUSTRIAL |  | 06NVL115438/24FLDA15 | 10.0 mil m³/año | [13 empty] | Fuente: CartoCrítica / REPDA CONAGUA 2024 | {"type":"Feature","properties":{},"geometry":{"type":"Point","coordinates":[-100.227639,25.763694]}}
TECNICAS EN CONCRETO, S.A. DE C.V. | Point | SANTA CATARINA | ÁREA METROPOLITANA DE MONTERREY | INDUSTRIAL |  | 06NVL115439/24FMDA15 | 10.0 mil m³/año | [13 empty] | Fuente: CartoCrítica / REPDA CONAGUA 2024 | {"type":"Feature","properties":{},"geometry":{"type":"Point","coordinates":[-100.4755,25.691639]}}
USUARIOS DEL PONIENTE, A.C. | Point | SANTA CATARINA | ÁREA METROPOLITANA DE MONTERREY | INDUSTRIAL |  | 06NVL115440/24FMDA15 | 50.0 mil m³/año | [13 empty] | Fuente: CartoCrítica / REPDA CONAGUA 2024 | {"type":"Feature","properties":{},"geometry":{"type":"Point","coordinates":[-100.442222,25.669167]}}
AK CONTRATISTAS INDUSTRIALES MEXICO, S.A. DE C.V. | Point | APODACA | ÁREA METROPOLITANA DE MONTERREY | INDUSTRIAL |  | 06NVL115546/24FMDA15 | 5.0 mil m³/año | [13 empty] | Fuente: CartoCrítica / REPDA CONAGUA 2024 | {"type":"Feature","properties":{},"geometry":{"type":"Point","coordinates":[-100.230556,25.763333]}}
EMPAQUES MOLDEADOS AGROPECUARIOS, S.A. DE C.V. | Point | GUADALUPE | ÁREA METROPOLITANA DE MONTERREY | INDUSTRIAL |  | 06NVL115247/24FMDA16 | 2.5 mil m³/año | [13 empty] | Fuente: CartoCrítica / REPDA CONAGUA 2024 | {"type":"Feature","properties":{},"geometry":{"type":"Point","coordinates":[-100.197778,25.675556]}}
EMPAQUES MOLDEADOS DE AMERICA TECNOLOGIAS, S. DE R | Point | GUADALUPE | ÁREA METROPOLITANA DE MONTERREY | INDUSTRIAL |  | 06NVL115774/24FMDA16 | 20.0 mil m³/año | [13 empty] | Fuente: CartoCrítica / REPDA CONAGUA 2024 | {"type":"Feature","properties":{},"geometry":{"type":"Point","coordinates":[-100.197778,25.675556]}}
LALA ARRENDADORA MONTERREY, S.A. DE C.V. | Point | MONTERREY | ÁREA METROPOLITANA DE MONTERREY | INDUSTRIAL |  | 06NVL115504/24FMDA17 | 65.0 mil m³/año | [13 empty] | Fuente: CartoCrítica / REPDA CONAGUA 2024 | {"type":"Feature","properties":{},"geometry":{"type":"Point","coordinates":[-100.3625,25.722222]}}
ABINSA, S.A. DE C.V. | Point | APODACA | ÁREA METROPOLITANA DE MONTERREY | INDUSTRIAL |  | 06NVL113972/24FMDA17 | 5.0 mil m³/año | [13 empty] | Fuente: CartoCrítica / REPDA CONAGUA 2024 | {"type":"Feature","properties":{},"geometry":{"type":"Point","coordinates":[-100.156111,25.768611]}}
SANITARIOS LAMOSA, S.A. DE C.V. | Point | MONTERREY | ÁREA METROPOLITANA DE MONTERREY | INDUSTRIAL |  | 06NVL115603/24FLDA11 | 15.0 mil m³/año | [13 empty] | Fuente: CartoCrítica / REPDA CONAGUA 2024 | {"type":"Feature","properties":{},"geometry":{"type":"Point","coordinates":[-100.286389,25.708889]}}
ASOCACION DE PROPIETARIOS DEL NORTE, A. C. | Point | SALINAS VICTORIA | EL CARMEN-SALINAS-VICTORIA | INDUSTRIAL |  | 06NVL150186/24FLDA13 | 15.0 mil m³/año | [13 empty] | Fuente: CartoCrítica / REPDA CONAGUA 2024 | {"type":"Feature","properties":{},"geometry":{"type":"Point","coordinates":[-100.258333,25.889722]}}
HILOS IRIS, S. A. DE C. V. | Point | MONTERREY | ÁREA METROPOLITANA DE MONTERREY | INDUSTRIAL |  | 06NVL154106/24FMDA13 | 10.0 mil m³/año | [13 empty] | Fuente: CartoCrítica / REPDA CONAGUA 2024 | {"type":"Feature","properties":{},"geometry":{"type":"Point","coordinates":[-100.310833,25.706389]}}
COMERCIALIZACION Y PREFABRICADOS COMPRE, S.A. DE C | Point | SANTA CATARINA | ÁREA METROPOLITANA DE MONTERREY | INDUSTRIAL |  | 06NVL154286/24FMDA15 | 7.0 mil m³/año | [13 empty] | Fuente: CartoCrítica / REPDA CONAGUA 2024 | {"type":"Feature","properties":{},"geometry":{"type":"Point","coordinates":[-100.485306,25.709]}}
VOLKRAM S. DE R.L. DE C.V. | Point | APODACA | ÁREA METROPOLITANA DE MONTERREY | INDUSTRIAL |  | 06NVL154299/24FMDA15 | 58.3 mil m³/año | [13 empty] | Fuente: CartoCrítica / REPDA CONAGUA 2024 | {"type":"Feature","properties":{},"geometry":{"type":"Point","coordinates":[-100.2625,25.799167]}}
GÜNTNER DE MEXICO, S.A DE C.V. | Point | APODACA | ÁREA METROPOLITANA DE MONTERREY | INDUSTRIAL |  | 06NVL154385/24FMDA16 | 5.3 mil m³/año | [13 empty] | Fuente: CartoCrítica / REPDA CONAGUA 2024 | {"type":"Feature","properties":{},"geometry":{"type":"Point","coordinates":[-100.15125,25.772972]}}
INVERSIONES DOMUS, S.A. DE C.V. | Point | SANTA CATARINA | ÁREA METROPOLITANA DE MONTERREY | INDUSTRIAL |  | 06NVL154399/24FMDA15 | 15.0 mil m³/año | [13 empty] | Fuente: CartoCrítica / REPDA CONAGUA 2024 | {"type":"Feature","properties":{},"geometry":{"type":"Point","coordinates":[-100.455722,25.682556]}}
PROTEINAS NATURALES, S. A. DE C. V. | Point | GUADALUPE | ÁREA METROPOLITANA DE MONTERREY | INDUSTRIAL |  | 06NVL154400/24FMDA15 | 350.0 mil m³/año | [13 empty] | Fuente: CartoCrítica / REPDA CONAGUA 2024 | {"type":"Feature","properties":{},"geometry":{"type":"Point","coordinates":[-100.154444,25.687778]}}
REFRACTARIOS BASICOS, S.A. DE C.V. | Point | SANTA CATARINA | CAMPO DURAZNO | INDUSTRIAL |  | 06NVL155339/24FMDA15 | 52.6 mil m³/año | [13 empty] | Fuente: CartoCrítica / REPDA CONAGUA 2024 | {"type":"Feature","properties":{},"geometry":{"type":"Point","coordinates":[-100.490361,25.713694]}}
INMOBILIARIA TOTAL, S.A. DE C.V. | Point | APODACA | ÁREA METROPOLITANA DE MONTERREY | INDUSTRIAL |  | 06NVL155397/24FMDA16 | 14.0 mil m³/año | [13 empty] | Fuente: CartoCrítica / REPDA CONAGUA 2024 | {"type":"Feature","properties":{},"geometry":{"type":"Point","coordinates":[-100.14675,25.78775]}}
GRUPO LEA DE MEXICO, S. DE R.L. DE C.V. | Point | SALINAS VICTORIA | EL CARMEN-SALINAS-VICTORIA | INDUSTRIAL |  | 06NVL155423/24FLDA16 | 4.0 mil m³/año | [13 empty] | Fuente: CartoCrítica / REPDA CONAGUA 2024 | {"type":"Feature","properties":{},"geometry":{"type":"Point","coordinates":[-100.296639,26.008861]}}
DENSO MEXICO, S.A. DE C.V. | Point | GUADALUPE | ÁREA METROPOLITANA DE MONTERREY | INDUSTRIAL |  | 06NVL155424/24FMDA16 | 28.0 mil m³/año | [13 empty] | Fuente: CartoCrítica / REPDA CONAGUA 2024 | {"type":"Feature","properties":{},"geometry":{"type":"Point","coordinates":[-100.184,25.646028]}}
GRUPO WATPRO, S.A. DE C.V. | Point | GUADALUPE | ÁREA METROPOLITANA DE MONTERREY | INDUSTRIAL |  | 06NVL155443/24FLDA18 | 10.0 mil m³/año | [13 empty] | Fuente: CartoCrítica / REPDA CONAGUA 2024 | {"type":"Feature","properties":{},"geometry":{"type":"Point","coordinates":[-100.186917,25.678139]}}
HSBC MEXICO, SOCIEDAD ANONIMA, INSTITUTO DE BANCA | Point | APODACA | ÁREA METROPOLITANA DE MONTERREY | INDUSTRIAL |  | 06NVL155444/24FMDA18 | 90.0 mil m³/año | [13 empty] | Fuente: CartoCrítica / REPDA CONAGUA 2024 | {"type":"Feature","properties":{},"geometry":{"type":"Point","coordinates":[-100.210556,25.801111]}}
JKL SOLUCIONES INTEGRALES, S.A. DE C.V. | Point | MONTERREY | ÁREA METROPOLITANA DE MONTERREY | INDUSTRIAL |  | 06NVL155447/24FLDA17 | 10.0 mil m³/año | [13 empty] | Fuente: CartoCrítica / REPDA CONAGUA 2024 | {"type":"Feature","properties":{},"geometry":{"type":"Point","coordinates":[-100.280833,25.668333]}}
LADRILLERA EL AGUILA, CESAREO PEREZ QUINTANILLA, S | Point | GUADALUPE | ÁREA METROPOLITANA DE MONTERREY | INDUSTRIAL |  | 06NVL155561/24FPDA16 | 700 m³/año | [13 empty] | Fuente: CartoCrítica / REPDA CONAGUA 2024 | {"type":"Feature","properties":{},"geometry":{"type":"Point","coordinates":[-100.247083,25.702111]}}
HILOS IRIS, S.A. DE C.V. | Point | MONTERREY | ÁREA METROPOLITANA DE MONTERREY | INDUSTRIAL |  | 06NVL155563/24FMDA16 | 10.0 mil m³/año | [13 empty] | Fuente: CartoCrítica / REPDA CONAGUA 2024 | {"type":"Feature","properties":{},"geometry":{"type":"Point","coordinates":[-100.310833,25.706389]}}
HARMAK MATERIALES, S.A. DE C.V. | Point | SANTA CATARINA | ÁREA METROPOLITANA DE MONTERREY | INDUSTRIAL |  | 06NVL155564/24FMDA16 | 12.0 mil m³/año | [13 empty] | Fuente: CartoCrítica / REPDA CONAGUA 2024 | {"type":"Feature","properties":{},"geometry":{"type":"Point","coordinates":[-100.481583,25.708167]}}
BARMEX, S.A. DE C.V. | Point | SANTA CATARINA | ÁREA METROPOLITANA DE MONTERREY | INDUSTRIAL |  | 06NVL155578/24FMDA16 | 8.4 mil m³/año | [13 empty] | Fuente: CartoCrítica / REPDA CONAGUA 2024 | {"type":"Feature","properties":{},"geometry":{"type":"Point","coordinates":[-100.478111,25.693417]}}
COMPAÑIA TOPOCHICO, S. DE R.L. DE C.V. | Point | MONTERREY | CAMPO TOPO CHICO | INDUSTRIAL |  | 06NVL155616/24FMDA16 | 400.0 mil m³/año | [13 empty] | Fuente: CartoCrítica / REPDA CONAGUA 2024 | {"type":"Feature","properties":{},"geometry":{"type":"Point","coordinates":[-100.328833,25.736028]}}
MANTENIMIENTO INTEGRAL FINSA, S.A. DE C.V. | Point | GUADALUPE | ÁREA METROPOLITANA DE MONTERREY | INDUSTRIAL |  | 06NVL156131/24FMDA17 | 100.0 mil m³/año | [13 empty] | Fuente: CartoCrítica / REPDA CONAGUA 2024 | {"type":"Feature","properties":{},"geometry":{"type":"Point","coordinates":[-100.140611,25.689806]}}
PINTURAS OSEL, S.A. DE C.V. | Point | GUADALUPE | ÁREA METROPOLITANA DE MONTERREY | INDUSTRIAL |  | 06NVL156132/24FLDA17 | 60.0 mil m³/año | [13 empty] | Fuente: CartoCrítica / REPDA CONAGUA 2024 | {"type":"Feature","properties":{},"geometry":{"type":"Point","coordinates":[-100.186667,25.723889]}}
EQUIPO AUTOMOTRIZ AMERICANA S.A. DE C.V. | Point | APODACA | ÁREA METROPOLITANA DE MONTERREY | INDUSTRIAL |  | 06NVL156497/24FMDA17 | 6.0 mil m³/año | [13 empty] | Fuente: CartoCrítica / REPDA CONAGUA 2024 | {"type":"Feature","properties":{},"geometry":{"type":"Point","coordinates":[-100.211278,25.806056]}}
INMOBILIARIA 1904, S.A. DE C.V. | Point | APODACA | ÁREA METROPOLITANA DE MONTERREY | INDUSTRIAL |  | 06NVL156513/24FLDA17 | 10.0 mil m³/año | [13 empty] | Fuente: CartoCrítica / REPDA CONAGUA 2024 | {"type":"Feature","properties":{},"geometry":{"type":"Point","coordinates":[-100.190833,25.746111]}}
GRUPO INDUSTRIAL NEXXUS, S.A. DE C.V. | Point | GUADALUPE | ÁREA METROPOLITANA DE MONTERREY | INDUSTRIAL |  | 06NVL156528/24FMDA17 | 100.0 mil m³/año | [13 empty] | Fuente: CartoCrítica / REPDA CONAGUA 2024 | {"type":"Feature","properties":{},"geometry":{"type":"Point","coordinates":[-100.157528,25.698194]}}
COMPAÑIA TOPO CHICO, S. DE R.L. DE C.V. | Point | MONTERREY | ÁREA METROPOLITANA DE MONTERREY | INDUSTRIAL |  | 06NVL156541/24FMDA17 | 511.0 mil m³/año | [13 empty] | Fuente: CartoCrítica / REPDA CONAGUA 2024 | {"type":"Feature","properties":{},"geometry":{"type":"Point","coordinates":[-100.326667,25.735556]}}
COMPAÑIA TOPO CHICO, S. DE R.L. DE C.V. | Point | MONTERREY | ÁREA METROPOLITANA DE MONTERREY | INDUSTRIAL |  | 06NVL156541/24FMDA17 | 511.0 mil m³/año | [13 empty] | Fuente: CartoCrítica / REPDA CONAGUA 2024 | {"type":"Feature","properties":{},"geometry":{"type":"Point","coordinates":[-100.327167,25.737528]}}
INDUSTRIAS LENNOX DE MEXICO, S.A. DE C.V. | Point | SANTA CATARINA | ÁREA METROPOLITANA DE MONTERREY | INDUSTRIAL |  | 06NVL156732/24FLDA17 | 980 m³/año | [13 empty] | Fuente: CartoCrítica / REPDA CONAGUA 2024 | {"type":"Feature","properties":{},"geometry":{"type":"Point","coordinates":[-100.445833,25.678333]}}
ENVASADORAS DE AGUAS EN MEXICO, S. DE R.L. DE C.V. | Point | GUADALUPE | ÁREA METROPOLITANA DE MONTERREY | INDUSTRIAL |  | 06NVL156869/24FMDA18 | 100.0 mil m³/año | [13 empty] | Fuente: CartoCrítica / REPDA CONAGUA 2024 | {"type":"Feature","properties":{},"geometry":{"type":"Point","coordinates":[-100.177722,25.653333]}}
SALEC BR, S.A. DE C.V. | Point | GENERAL ESCOBEDO | EL CARMEN-SALINAS-VICTORIA | INDUSTRIAL |  | 06NVL160085/24FMDA18 | 60.0 mil m³/año | [13 empty] | Fuente: CartoCrítica / REPDA CONAGUA 2024 | {"type":"Feature","properties":{},"geometry":{"type":"Point","coordinates":[-100.245,25.842806]}}
PERFILES Y HERRAJES L.M., S.A. DE C.V. | Point | APODACA | CITRÍCOLA NORTE | INDUSTRIAL |  | 06NVL160088/24FLDA18 | 7.3 mil m³/año | [13 empty] | Fuente: CartoCrítica / REPDA CONAGUA 2024 | {"type":"Feature","properties":{},"geometry":{"type":"Point","coordinates":[-100.211667,25.754444]}}
INCUBADORA HUINALA, S. DE R. L. DE C. V. | Point | APODACA | ÁREA METROPOLITANA DE MONTERREY | INDUSTRIAL |  | 06NVL160136/24FPDA18 | 1.7 mil m³/año | [13 empty] | Fuente: CartoCrítica / REPDA CONAGUA 2024 | {"type":"Feature","properties":{},"geometry":{"type":"Point","coordinates":[-100.166611,25.745083]}}
ADMINISTRADORA DE BIENES DEL NORTE, S.A. DE C.V. | Point | MONTERREY | ÁREA METROPOLITANA DE MONTERREY | INDUSTRIAL |  | 06NVL160174/24FMDA18 | 1.0 mil m³/año | [13 empty] | Fuente: CartoCrítica / REPDA CONAGUA 2024 | {"type":"Feature","properties":{},"geometry":{"type":"Point","coordinates":[-100.321389,25.705556]}}
BUNGE COMERCIAL, S.A. DE C.V. | Point | GUADALUPE | ÁREA METROPOLITANA DE MONTERREY | INDUSTRIAL |  | 06NVL160237/24FMDA18 | 1.8 mil m³/año | [13 empty] | Fuente: CartoCrítica / REPDA CONAGUA 2024 | {"type":"Feature","properties":{},"geometry":{"type":"Point","coordinates":[-100.206944,25.704167]}}
CONCRETOS LA SILLA, S.A. DE C.V. | Point | MONTERREY | ÁREA METROPOLITANA DE MONTERREY | INDUSTRIAL |  | 06NVL160392/24FMDA18 | 15.0 mil m³/año | [13 empty] | Fuente: CartoCrítica / REPDA CONAGUA 2024 | {"type":"Feature","properties":{},"geometry":{"type":"Point","coordinates":[-100.255417,25.5875]}}
CONCRETOS LA SILLA, S.A. DE C.V. | Point | SANTA CATARINA | ÁREA METROPOLITANA DE MONTERREY | INDUSTRIAL |  | 06NVL160392/24FMDA18 | 15.0 mil m³/año | [13 empty] | Fuente: CartoCrítica / REPDA CONAGUA 2024 | {"type":"Feature","properties":{},"geometry":{"type":"Point","coordinates":[-100.429167,25.673056]}}
SERVICIOS DE ADMINISTRACION DE MONTERREY, S.C. | Point | SANTA CATARINA | ÁREA METROPOLITANA DE MONTERREY | INDUSTRIAL |  | 06NVL160432/24FMDA18 | 14.8 mil m³/año | [13 empty] | Fuente: CartoCrítica / REPDA CONAGUA 2024 | {"type":"Feature","properties":{},"geometry":{"type":"Point","coordinates":[-100.445833,25.666944]}}
SERVICIOS DE ADMINISTRACION DE MONTERREY, S.C. | Point | SANTA CATARINA | ÁREA METROPOLITANA DE MONTERREY | INDUSTRIAL |  | 06NVL160433/24FMDA18 | 5.6 mil m³/año | [13 empty] | Fuente: CartoCrítica / REPDA CONAGUA 2024 | {"type":"Feature","properties":{},"geometry":{"type":"Point","coordinates":[-100.445833,25.666944]}}
FONDO INDUSTRIAL STIVA, S.A. DE C.V. | Point | APODACA | ÁREA METROPOLITANA DE MONTERREY | INDUSTRIAL |  | 06NVL160552/24FMDA18 | 29.0 mil m³/año | [13 empty] | Fuente: CartoCrítica / REPDA CONAGUA 2024 | {"type":"Feature","properties":{},"geometry":{"type":"Point","coordinates":[-100.142778,25.772778]}}
COMIDAS Y BEBIDAS FERMENTADAS, S.A. DE C.V. | Point | MONTERREY | ÁREA METROPOLITANA DE MONTERREY | INDUSTRIAL |  | 06NVL160581/24FMDA19 | 10.0 mil m³/año | [13 empty] | Fuente: CartoCrítica / REPDA CONAGUA 2024 | {"type":"Feature","properties":{},"geometry":{"type":"Point","coordinates":[-100.381111,25.673056]}}
VESUVIUS MEXICO, S. A. DE C. V. | Point | GUADALUPE | ÁREA METROPOLITANA DE MONTERREY | INDUSTRIAL |  | 06NVL150090/24FMDA12 | 35.0 mil m³/año | [13 empty] | Fuente: CartoCrítica / REPDA CONAGUA 2024 | {"type":"Feature","properties":{},"geometry":{"type":"Point","coordinates":[-100.215556,25.701667]}}
TROSI DE CARNES S.A. DE C.V. | Point | APODACA | EL CARMEN-SALINAS-VICTORIA | INDUSTRIAL |  | 06NVL109899/24FMGR99 | 29.3 mil m³/año | [13 empty] | Fuente: CartoCrítica / REPDA CONAGUA 2024 | {"type":"Feature","properties":{},"geometry":{"type":"Point","coordinates":[-100.151389,25.811944]}}
OSRAM DE MEXICO S.A. DE C.V. | Point | APODACA | ÁREA METROPOLITANA DE MONTERREY | INDUSTRIAL |  | 06NVL111394/24FMGR04 | 21.0 mil m³/año | [13 empty] | Fuente: CartoCrítica / REPDA CONAGUA 2024 | {"type":"Feature","properties":{},"geometry":{"type":"Point","coordinates":[-100.148889,25.681111]}}
CONTINENTAL FUNDING MEXICO, S.A DE C.V., SOFOM, E. | Point | SANTA CATARINA | CAMPO DURAZNO | INDUSTRIAL |  | 06NVL115068/24FMDA10 | 30.0 mil m³/año | [13 empty] | Fuente: CartoCrítica / REPDA CONAGUA 2024 | {"type":"Feature","properties":{},"geometry":{"type":"Point","coordinates":[-100.531167,25.726694]}}
HERSMEX, S. DE R.L. DE C.V. | Point | GENERAL ESCOBEDO | EL CARMEN-SALINAS-VICTORIA | INDUSTRIAL |  | 06NVL150040/24FMDA14 | 235.3 mil m³/año | [13 empty] | Fuente: CartoCrítica / REPDA CONAGUA 2024 | {"type":"Feature","properties":{},"geometry":{"type":"Point","coordinates":[-100.358056,25.819167]}}
ENVASADORAS DE AGUAS EN MEXICO, S. DE R. L. DE C. | Point | GUADALUPE | ÁREA METROPOLITANA DE MONTERREY | INDUSTRIAL |  | 06NVL150047/24FMDA13 | 50.0 mil m³/año | [13 empty] | Fuente: CartoCrítica / REPDA CONAGUA 2024 | {"type":"Feature","properties":{},"geometry":{"type":"Point","coordinates":[-100.183333,25.648611]}}
SIGMA ALIMENTOS LACTEOS, S.A. DE C.V. | Point | APODACA | ÁREA METROPOLITANA DE MONTERREY | INDUSTRIAL |  | 06NVL150048/24FMDA17 | 5.0 mil m³/año | [13 empty] | Fuente: CartoCrítica / REPDA CONAGUA 2024 | {"type":"Feature","properties":{},"geometry":{"type":"Point","coordinates":[-100.211389,25.757222]}}
HILOS IRIS, S.A. DE C.V. | Point | MONTERREY | ÁREA METROPOLITANA DE MONTERREY | INDUSTRIAL |  | 06NVL150129/24FMDA12 | 5.0 mil m³/año | [13 empty] | Fuente: CartoCrítica / REPDA CONAGUA 2024 | {"type":"Feature","properties":{},"geometry":{"type":"Point","coordinates":[-100.310833,25.706389]}}
URBANIZACIONES DELTA, S.A. DE C.V. | Point | APODACA | ÁREA METROPOLITANA DE MONTERREY | INDUSTRIAL |  | 06NVL150136/24FMDA12 | 100.0 mil m³/año | [13 empty] | Fuente: CartoCrítica / REPDA CONAGUA 2024 | {"type":"Feature","properties":{},"geometry":{"type":"Point","coordinates":[-100.128056,25.680556]}}
MANTENIMIENTO INTEGRAL FINSA, S.A. DE C.V. | Point | SANTA CATARINA | CAMPO DURAZNO | INDUSTRIAL |  | 06NVL150138/24FMDA12 | 25.0 mil m³/año | [13 empty] | Fuente: CartoCrítica / REPDA CONAGUA 2024 | {"type":"Feature","properties":{},"geometry":{"type":"Point","coordinates":[-100.530111,25.724083]}}
PORCELANA CORONA DE MEXICO, S.A. DE C.V. | Point | MONTERREY | ÁREA METROPOLITANA DE MONTERREY | INDUSTRIAL |  | 06NVL154247/24FMDA15 | 83.2 mil m³/año | [13 empty] | Fuente: CartoCrítica / REPDA CONAGUA 2024 | {"type":"Feature","properties":{},"geometry":{"type":"Point","coordinates":[-100.286917,25.706417]}}
TERNIUM MEXICO, S. A. DE C. V. | Point | APODACA | ÁREA METROPOLITANA DE MONTERREY | INDUSTRIAL |  | 06NVL100165/24FMDA13 | 1.37 Mm³/año | [13 empty] | Fuente: CartoCrítica / REPDA CONAGUA 2024 | {"type":"Feature","properties":{},"geometry":{"type":"Point","coordinates":[-100.188778,25.757528]}}
BEBIDAS MUNDIALES, S. DE R.L. DE C.V. | Point | GUADALUPE | ÁREA METROPOLITANA DE MONTERREY | INDUSTRIAL |  | 06NVL100176/24FMDA17 | 116.6 mil m³/año | [13 empty] | Fuente: CartoCrítica / REPDA CONAGUA 2024 | {"type":"Feature","properties":{},"geometry":{"type":"Point","coordinates":[-100.227083,25.683611]}}
BEBIDAS MUNDIALES, S. DE R.L. DE C.V. | Point | MONTERREY | ÁREA METROPOLITANA DE MONTERREY | INDUSTRIAL |  | 06NVL100177/24FMDA17 | 116.6 mil m³/año | [13 empty] | Fuente: CartoCrítica / REPDA CONAGUA 2024 | {"type":"Feature","properties":{},"geometry":{"type":"Point","coordinates":[-100.36675,25.678222]}}
CRISA LIBBEY MEXICO, S. DE R.L. DE C.V. | Point | MONTERREY | ÁREA METROPOLITANA DE MONTERREY | INDUSTRIAL |  | 06NVL100178/24FMDA15 | 30.0 mil m³/año | [13 empty] | Fuente: CartoCrítica / REPDA CONAGUA 2024 | {"type":"Feature","properties":{},"geometry":{"type":"Point","coordinates":[-100.298611,25.688889]}}
CRISA LIBBEY MEXICO, S. DE R.L. DE C.V. | Point | MONTERREY | ÁREA METROPOLITANA DE MONTERREY | INDUSTRIAL |  | 06NVL100179/24FPDA14 | 45.0 mil m³/año | [13 empty] | Fuente: CartoCrítica / REPDA CONAGUA 2024 | {"type":"Feature","properties":{},"geometry":{"type":"Point","coordinates":[-100.306083,25.704583]}}
BRITISH AMERICAN TOBACCO MEXICO, S.A. DE C.V. | Point | MONTERREY | ÁREA METROPOLITANA DE MONTERREY | INDUSTRIAL |  | 06NVL100557/24FMOC07 | 14.2 mil m³/año | [13 empty] | Fuente: CartoCrítica / REPDA CONAGUA 2024 | {"type":"Feature","properties":{},"geometry":{"type":"Point","coordinates":[-100.339444,25.685556]}}
VARROC LIGHTING SYSTEMS, S.A. DE R.L. DE C.V. | Point | APODACA | ÁREA METROPOLITANA DE MONTERREY | INDUSTRIAL |  | 06NVL100572/24FMDA15 | 300.0 mil m³/año | [13 empty] | Fuente: CartoCrítica / REPDA CONAGUA 2024 | {"type":"Feature","properties":{},"geometry":{"type":"Point","coordinates":[-100.163889,25.766667]}}
VARROC LIGHTING SYSTEMS, S.A. DE R.L. DE C.V. | Point | APODACA | ÁREA METROPOLITANA DE MONTERREY | INDUSTRIAL |  | 06NVL100572/24FMDA15 | 300.0 mil m³/año | [13 empty] | Fuente: CartoCrítica / REPDA CONAGUA 2024 | {"type":"Feature","properties":{},"geometry":{"type":"Point","coordinates":[-100.162222,25.767222]}}
MANTENIMIENTO INTEGRAL FINSA, S.A. DE C.V. | Point | APODACA | ÁREA METROPOLITANA DE MONTERREY | INDUSTRIAL |  | 06NVL100611/24FMOC09 | 600.0 mil m³/año | [13 empty] | Fuente: CartoCrítica / REPDA CONAGUA 2024 | {"type":"Feature","properties":{},"geometry":{"type":"Point","coordinates":[-100.138333,25.780278]}}
MANTENIMIENTO INTEGRAL FINSA, S.A. DE C.V. | Point | APODACA | ÁREA METROPOLITANA DE MONTERREY | INDUSTRIAL |  | 06NVL100611/24FMOC09 | 600.0 mil m³/año | [13 empty] | Fuente: CartoCrítica / REPDA CONAGUA 2024 | {"type":"Feature","properties":{},"geometry":{"type":"Point","coordinates":[-100.143611,25.795]}}
MANTENIMIENTO INTEGRAL FINSA, S.A. DE C.V. | Point | APODACA | ÁREA METROPOLITANA DE MONTERREY | INDUSTRIAL |  | 06NVL100611/24FMOC09 | 600.0 mil m³/año | [13 empty] | Fuente: CartoCrítica / REPDA CONAGUA 2024 | {"type":"Feature","properties":{},"geometry":{"type":"Point","coordinates":[-100.148889,25.7975]}}
MANTENIMIENTO INTEGRAL FINSA, S.A. DE C.V. | Point | APODACA | ÁREA METROPOLITANA DE MONTERREY | INDUSTRIAL |  | 06NVL100611/24FMOC09 | 600.0 mil m³/año | [13 empty] | Fuente: CartoCrítica / REPDA CONAGUA 2024 | {"type":"Feature","properties":{},"geometry":{"type":"Point","coordinates":[-100.143611,25.769444]}}
CERVECERIA CUAUHTEMOC MOCTEZUMA, S.A. DE C.V. | Point | MONTERREY | ÁREA METROPOLITANA DE MONTERREY | INDUSTRIAL |  | 06NVL100642/24FMDA12 | 2.21 Mm³/año | [13 empty] | Fuente: CartoCrítica / REPDA CONAGUA 2024 | {"type":"Feature","properties":{},"geometry":{"type":"Point","coordinates":[-100.379222,25.671667]}}
CERVECERIA CUAUHTEMOC MOCTEZUMA, S. A. DE C. V. | Point | MONTERREY | ÁREA METROPOLITANA DE MONTERREY | INDUSTRIAL |  | 06NVL100643/24FPDA12 | 1.24 Mm³/año | [13 empty] | Fuente: CartoCrítica / REPDA CONAGUA 2024 | {"type":"Feature","properties":{},"geometry":{"type":"Point","coordinates":[-100.382778,25.6725]}}
CERVECERIA CUAUHTEMOC MOCTEZUMA, S. A. DE C. V. | Point | MONTERREY | ÁREA METROPOLITANA DE MONTERREY | INDUSTRIAL |  | 06NVL100644/24FMOC09 | 1.26 Mm³/año | [13 empty] | Fuente: CartoCrítica / REPDA CONAGUA 2024 | {"type":"Feature","properties":{},"geometry":{"type":"Point","coordinates":[-100.379139,25.671639]}}
CERVECERIA CUAUHTEMOC MOCTEZUMA, S. A. DE C. V. | Point | MONTERREY | ÁREA METROPOLITANA DE MONTERREY | INDUSTRIAL |  | 06NVL100645/24FMOC09 | 1.42 Mm³/año | [13 empty] | Fuente: CartoCrítica / REPDA CONAGUA 2024 | {"type":"Feature","properties":{},"geometry":{"type":"Point","coordinates":[-100.379083,25.671583]}}
MAGNA MIRROR SYSTEMS MONTERREY, S. A. DE C. V. | Point | GUADALUPE | ÁREA METROPOLITANA DE MONTERREY | INDUSTRIAL |  | 06NVL100900/24FMDA16 | 13.9 mil m³/año | [13 empty] | Fuente: CartoCrítica / REPDA CONAGUA 2024 | {"type":"Feature","properties":{},"geometry":{"type":"Point","coordinates":[-100.136111,25.690278]}}
VIDRIO PLANO DE MEXICO, S. A. DE C. V. | Point | MONTERREY | ÁREA METROPOLITANA DE MONTERREY | INDUSTRIAL |  | 06NVL100907/24FMOC10 | 87.5 mil m³/año | [13 empty] | Fuente: CartoCrítica / REPDA CONAGUA 2024 | {"type":"Feature","properties":{},"geometry":{"type":"Point","coordinates":[-100.449722,26.7]}}
VIDRIO PLANO DE MEXICO, S. A. DE C. V. | Point | MONTERREY | ÁREA METROPOLITANA DE MONTERREY | INDUSTRIAL |  | 06NVL100907/24FMOC10 | 87.5 mil m³/año | [13 empty] | Fuente: CartoCrítica / REPDA CONAGUA 2024 | {"type":"Feature","properties":{},"geometry":{"type":"Point","coordinates":[-100.449722,26.7]}}
BIO PAPPEL, S.A.B. DE C.V. | Point | APODACA | ÁREA METROPOLITANA DE MONTERREY | INDUSTRIAL |  | 06NVL100909/24FMDA18 | 55.6 mil m³/año | [13 empty] | Fuente: CartoCrítica / REPDA CONAGUA 2024 | {"type":"Feature","properties":{},"geometry":{"type":"Point","coordinates":[-100.225,25.743611]}}
GANADERIA INTEGRAL SK, S.A. DE C.V. | Point | GENERAL ESCOBEDO | EL CARMEN-SALINAS-VICTORIA | INDUSTRIAL |  | 06NVL101829/24FMDA13 | 301.2 mil m³/año | [13 empty] | Fuente: CartoCrítica / REPDA CONAGUA 2024 | {"type":"Feature","properties":{},"geometry":{"type":"Point","coordinates":[-100.357194,25.847778]}}
GANADERIA INTEGRAL SK, S.A. DE C.V. | Point | GENERAL ESCOBEDO | EL CARMEN-SALINAS-VICTORIA | INDUSTRIAL |  | 06NVL101829/24FMDA13 | 301.2 mil m³/año | [13 empty] | Fuente: CartoCrítica / REPDA CONAGUA 2024 | {"type":"Feature","properties":{},"geometry":{"type":"Point","coordinates":[-100.365278,25.827778]}}
CRISA LIBBEY MEXICO, S. DE R.L. DE C. V | Point | MONTERREY | ÁREA METROPOLITANA DE MONTERREY | INDUSTRIAL |  | 06NVL101832/24FMDA16 | 400.6 mil m³/año | [13 empty] | Fuente: CartoCrítica / REPDA CONAGUA 2024 | {"type":"Feature","properties":{},"geometry":{"type":"Point","coordinates":[-100.306111,25.708056]}}
CRISA LIBBEY MEXICO, S. DE R.L. DE C. V | Point | MONTERREY | ÁREA METROPOLITANA DE MONTERREY | INDUSTRIAL |  | 06NVL101832/24FMDA16 | 400.6 mil m³/año | [13 empty] | Fuente: CartoCrítica / REPDA CONAGUA 2024 | {"type":"Feature","properties":{},"geometry":{"type":"Point","coordinates":[-100.305556,25.707222]}}
CRISA LIBBEY MEXICO, S. DE R.L. DE C. V | Point | MONTERREY | ÁREA METROPOLITANA DE MONTERREY | INDUSTRIAL |  | 06NVL101832/24FMDA16 | 400.6 mil m³/año | [13 empty] | Fuente: CartoCrítica / REPDA CONAGUA 2024 | {"type":"Feature","properties":{},"geometry":{"type":"Point","coordinates":[-100.305111,25.704056]}}
CRISA LIBBEY MEXICO, S. DE R.L. DE C. V | Point | MONTERREY | ÁREA METROPOLITANA DE MONTERREY | INDUSTRIAL |  | 06NVL101832/24FMDA16 | 400.6 mil m³/año | [13 empty] | Fuente: CartoCrítica / REPDA CONAGUA 2024 | {"type":"Feature","properties":{},"geometry":{"type":"Point","coordinates":[-100.305306,25.704472]}}
INMOBILIARIA VIEJO GUERRERO, S.A. DE C.V. | Point | GUADALUPE | ÁREA METROPOLITANA DE MONTERREY | INDUSTRIAL |  | 06NVL101932/24FMGR01 | 32.4 mil m³/año | [13 empty] | Fuente: CartoCrítica / REPDA CONAGUA 2024 | {"type":"Feature","properties":{},"geometry":{"type":"Point","coordinates":[-100.272778,25.681944]}}
BEBIDAS MUNDIALES, S. DE R.L. DE C.V. | Point | GUADALUPE | ÁREA METROPOLITANA DE MONTERREY | INDUSTRIAL |  | 06NVL102004/24FMDA17 | 261.8 mil m³/año | [13 empty] | Fuente: CartoCrítica / REPDA CONAGUA 2024 | {"type":"Feature","properties":{},"geometry":{"type":"Point","coordinates":[-100.226833,25.677861]}}
BEBIDAS MUNDIALES, S. DE R.L. DE C.V. | Point | GUADALUPE | ÁREA METROPOLITANA DE MONTERREY | INDUSTRIAL |  | 06NVL102004/24FMDA17 | 261.8 mil m³/año | [13 empty] | Fuente: CartoCrítica / REPDA CONAGUA 2024 | {"type":"Feature","properties":{},"geometry":{"type":"Point","coordinates":[-100.227778,25.675]}}
ASOCIACION DE COLONOS DE LAS ESTANCIAS, A.C. | Point | MONTERREY | ÁREA METROPOLITANA DE MONTERREY | INDUSTRIAL |  | 06NVL102123/24FMDA15 | 87.3 mil m³/año | [13 empty] | Fuente: CartoCrítica / REPDA CONAGUA 2024 | {"type":"Feature","properties":{},"geometry":{"type":"Point","coordinates":[-100.257167,25.567917]}}
CERAMICA NACESA, S. A. DE C. V. | Point | SANTA CATARINA | ÁREA METROPOLITANA DE MONTERREY | INDUSTRIAL |  | 06NVL102287/24FMOC09 | 7.1 mil m³/año | [13 empty] | Fuente: CartoCrítica / REPDA CONAGUA 2024 | {"type":"Feature","properties":{},"geometry":{"type":"Point","coordinates":[-100.450556,25.670278]}}
BEREL, S.A. | Point | SANTA CATARINA | CAMPO DURAZNO | INDUSTRIAL |  | 06NVL102404/24FMOC11 | 15.7 mil m³/año | [13 empty] | Fuente: CartoCrítica / REPDA CONAGUA 2024 | {"type":"Feature","properties":{},"geometry":{"type":"Point","coordinates":[-100.5175,25.720278]}}
INDUSTRIAS TUK, S.A. DE C.V. | Point | APODACA | ÁREA METROPOLITANA DE MONTERREY | INDUSTRIAL |  | 2NVL102405/24FMGR95 | 18.2 mil m³/año | [13 empty] | Fuente: CartoCrítica / REPDA CONAGUA 2024 | {"type":"Feature","properties":{},"geometry":{"type":"Point","coordinates":[-100.224167,25.75]}}
AGROINDUSTRIAS INTEGRADAS DEL NORTE, S.A DE C.V | Point | GUADALUPE | ÁREA METROPOLITANA DE MONTERREY | INDUSTRIAL |  | 06NVL102414/24FMGR95 | 45.0 mil m³/año | [13 empty] | Fuente: CartoCrítica / REPDA CONAGUA 2024 | {"type":"Feature","properties":{},"geometry":{"type":"Point","coordinates":[-100.230278,25.695833]}}
GRUPO SMURFIT MEXICO, S.A. DE C.V. | Point | MONTERREY | ÁREA METROPOLITANA DE MONTERREY | INDUSTRIAL |  | 06NVL102415/24FMDA16 | 31.5 mil m³/año | [13 empty] | Fuente: CartoCrítica / REPDA CONAGUA 2024 | {"type":"Feature","properties":{},"geometry":{"type":"Point","coordinates":[-100.296167,25.680639]}}
SISTEMAS AUTOMOTRICES DE MEXICO, S.A. DE C.V. | Point | GENERAL ESCOBEDO | EL CARMEN-SALINAS-VICTORIA | INDUSTRIAL |  | 06NVL102606/24FMGR05 | 46.0 mil m³/año | [13 empty] | Fuente: CartoCrítica / REPDA CONAGUA 2024 | {"type":"Feature","properties":{},"geometry":{"type":"Point","coordinates":[-100.294722,25.814444]}}
ALIMENTOS TEXO, S.A. DE C.V. | Point | GUADALUPE | ÁREA METROPOLITANA DE MONTERREY | INDUSTRIAL |  | 06NVL102706/24FMDA13 | 11.3 mil m³/año | [13 empty] | Fuente: CartoCrítica / REPDA CONAGUA 2024 | {"type":"Feature","properties":{},"geometry":{"type":"Point","coordinates":[-100.218056,25.699444]}}
HARBISONWALKER INTERNATIONAL, S. A. DE C. V. | Point | SALINAS VICTORIA | EL CARMEN-SALINAS-VICTORIA | INDUSTRIAL |  | 06NVL102844/24FMDA15 | 592 m³/año | [13 empty] | Fuente: CartoCrítica / REPDA CONAGUA 2024 | {"type":"Feature","properties":{},"geometry":{"type":"Point","coordinates":[-100.279722,25.974167]}}
LA IMPERIAL, S. A. | Point | MONTERREY | ÁREA METROPOLITANA DE MONTERREY | INDUSTRIAL |  | 06NVL102858/24FMDA15 | 17.3 mil m³/año | [13 empty] | Fuente: CartoCrítica / REPDA CONAGUA 2024 | {"type":"Feature","properties":{},"geometry":{"type":"Point","coordinates":[-100.330556,25.686389]}}
MAQUINARIA DIESEL, S.A. DE C.V. | Point | SANTA CATARINA | ÁREA METROPOLITANA DE MONTERREY | INDUSTRIAL |  | 06NVL102947/24FMDA15 | 17.3 mil m³/año | [13 empty] | Fuente: CartoCrítica / REPDA CONAGUA 2024 | {"type":"Feature","properties":{},"geometry":{"type":"Point","coordinates":[-100.457278,25.680194]}}
BLOCKERA REGIOMONTANA, S. A. DE C. V. | Point | SANTA CATARINA | ÁREA METROPOLITANA DE MONTERREY | INDUSTRIAL |  | 06NVL103076/24FLOC08 | 8.5 mil m³/año | [13 empty] | Fuente: CartoCrítica / REPDA CONAGUA 2024 | {"type":"Feature","properties":{},"geometry":{"type":"Point","coordinates":[-100.473417,25.688083]}}
TERZA, S.A. DE C.V. | Point | APODACA | ÁREA METROPOLITANA DE MONTERREY | INDUSTRIAL |  | 06NVL103121/24FMGR06 | 80.7 mil m³/año | [13 empty] | Fuente: CartoCrítica / REPDA CONAGUA 2024 | {"type":"Feature","properties":{},"geometry":{"type":"Point","coordinates":[-100.216667,25.794444]}}
EDITORA EL SOL S.A. DE C.V. | Point | MONTERREY | ÁREA METROPOLITANA DE MONTERREY | INDUSTRIAL |  | 06NVL103142/24FMOC07 | 5.5 mil m³/año | [13 empty] | Fuente: CartoCrítica / REPDA CONAGUA 2024 | {"type":"Feature","properties":{},"geometry":{"type":"Point","coordinates":[-100.177778,25.673611]}}
PINTURAS OSEL, S.A. DE C.V. | Point | GUADALUPE | ÁREA METROPOLITANA DE MONTERREY | INDUSTRIAL |  | 06NVL103147/24FMOC07 | 4.1 mil m³/año | [13 empty] | Fuente: CartoCrítica / REPDA CONAGUA 2024 | {"type":"Feature","properties":{},"geometry":{"type":"Point","coordinates":[-100.186667,25.723889]}}
PEMEX TRANSFORMACION INDUSTRIAL | Point | SALINAS VICTORIA | CAMPO CERRITOS | INDUSTRIAL |  | 06NVL103150/24FMDA17 | 1.92 Mm³/año | [13 empty] | Fuente: CartoCrítica / REPDA CONAGUA 2024 | {"type":"Feature","properties":{},"geometry":{"type":"Point","coordinates":[-100.115,26.037361]}}
PEMEX TRANSFORMACION INDUSTRIAL | Point | SALINAS VICTORIA | CAMPO CERRITOS | INDUSTRIAL |  | 06NVL103150/24FMDA17 | 1.92 Mm³/año | [13 empty] | Fuente: CartoCrítica / REPDA CONAGUA 2024 | {"type":"Feature","properties":{},"geometry":{"type":"Point","coordinates":[-100.12275,26.041778]}}
PEMEX TRANSFORMACION INDUSTRIAL | Point | SALINAS VICTORIA | CAMPO CERRITOS | INDUSTRIAL |  | 06NVL103150/24FMDA17 | 1.92 Mm³/año | [13 empty] | Fuente: CartoCrítica / REPDA CONAGUA 2024 | {"type":"Feature","properties":{},"geometry":{"type":"Point","coordinates":[-99.869167,25.853333]}}
PEMEX TRANSFORMACION INDUSTRIAL | Point | SALINAS VICTORIA | CAMPO PAPAGAYOS | INDUSTRIAL |  | 06NVL103150/24FMDA17 | 1.92 Mm³/año | [13 empty] | Fuente: CartoCrítica / REPDA CONAGUA 2024 | {"type":"Feature","properties":{},"geometry":{"type":"Point","coordinates":[-100.124361,26.048389]}}
PEMEX TRANSFORMACION INDUSTRIAL | Point | SALINAS VICTORIA | CAMPO CERRITOS | INDUSTRIAL |  | 06NVL103150/24FMDA17 | 1.92 Mm³/año | [13 empty] | Fuente: CartoCrítica / REPDA CONAGUA 2024 | {"type":"Feature","properties":{},"geometry":{"type":"Point","coordinates":[-100.121028,26.046361]}}
PEMEX TRANSFORMACION INDUSTRIAL | Point | SALINAS VICTORIA | CAMPO CERRITOS | INDUSTRIAL |  | 06NVL103150/24FMDA17 | 1.92 Mm³/año | [13 empty] | Fuente: CartoCrítica / REPDA CONAGUA 2024 | {"type":"Feature","properties":{},"geometry":{"type":"Point","coordinates":[-100.129194,26.058139]}}
INDUSTRIAS LENNOX DE MEXICO, S. A. DE C. V. | Point | SANTA CATARINA | ÁREA METROPOLITANA DE MONTERREY | INDUSTRIAL |  | 06NVL103561/24FMGR00 | 680 m³/año | [13 empty] | Fuente: CartoCrítica / REPDA CONAGUA 2024 | {"type":"Feature","properties":{},"geometry":{"type":"Point","coordinates":[-100.468056,25.741389]}}
FONDO INDUSTRIAL STIVA, S.A. DE C.V. | Point | APODACA | ÁREA METROPOLITANA DE MONTERREY | INDUSTRIAL |  | 06NVL103781/24FLOC08 | 63.1 mil m³/año | [13 empty] | Fuente: CartoCrítica / REPDA CONAGUA 2024 | {"type":"Feature","properties":{},"geometry":{"type":"Point","coordinates":[-100.175,25.780556]}}
FONDO INDUSTRIAL STIVA, S.A. DE C.V. | Point | APODACA | ÁREA METROPOLITANA DE MONTERREY | INDUSTRIAL |  | 06NVL103781/24FLOC08 | 63.1 mil m³/año | [13 empty] | Fuente: CartoCrítica / REPDA CONAGUA 2024 | {"type":"Feature","properties":{},"geometry":{"type":"Point","coordinates":[-100.145556,25.773611]}}
ACS INTERNACIONAL, S. DE R.L. DE C. V. | Point | MONTERREY | ÁREA METROPOLITANA DE MONTERREY | INDUSTRIAL |  | 06NVL104003/24FLOC09 | 20.0 mil m³/año | [13 empty] | Fuente: CartoCrítica / REPDA CONAGUA 2024 | {"type":"Feature","properties":{},"geometry":{"type":"Point","coordinates":[-100.330556,25.705556]}}
SANTA CATARINA DEL PONIENTE, S. A. DE C. V. | Point | SANTA CATARINA | ÁREA METROPOLITANA DE MONTERREY | INDUSTRIAL |  | 06NVL104040/24FMDA17 | 13.0 mil m³/año | [13 empty] | Fuente: CartoCrítica / REPDA CONAGUA 2024 | {"type":"Feature","properties":{},"geometry":{"type":"Point","coordinates":[-100.445444,25.67475]}}
OWENS VIMOSA, S. DE R.L. DE C.V. | Point | MONTERREY | ÁREA METROPOLITANA DE MONTERREY | INDUSTRIAL |  | 06NVL104084/24FMDA16 | 300.0 mil m³/año | [13 empty] | Fuente: CartoCrítica / REPDA CONAGUA 2024 | {"type":"Feature","properties":{},"geometry":{"type":"Point","coordinates":[-100.305278,25.683889]}}
OWENS VIMOSA, S. DE R.L. DE C.V. | Point | MONTERREY | ÁREA METROPOLITANA DE MONTERREY | INDUSTRIAL |  | 06NVL104084/24FMDA16 | 300.0 mil m³/año | [13 empty] | Fuente: CartoCrítica / REPDA CONAGUA 2024 | {"type":"Feature","properties":{},"geometry":{"type":"Point","coordinates":[-100.306111,25.685]}}
OWENS VIMOSA, S. DE R.L. DE C.V. | Point | MONTERREY | ÁREA METROPOLITANA DE MONTERREY | INDUSTRIAL |  | 06NVL104084/24FMDA16 | 300.0 mil m³/año | [13 empty] | Fuente: CartoCrítica / REPDA CONAGUA 2024 | {"type":"Feature","properties":{},"geometry":{"type":"Point","coordinates":[-100.306389,25.688611]}}
GRUPO MILIMEX, S.A. DE C.V. | Point | APODACA | ÁREA METROPOLITANA DE MONTERREY | INDUSTRIAL |  | 06NVL104335/24FMDA15 | 2.1 mil m³/año | [13 empty] | Fuente: CartoCrítica / REPDA CONAGUA 2024 | {"type":"Feature","properties":{},"geometry":{"type":"Point","coordinates":[-100.197222,25.752778]}}
GRUPO UNITI S.A. DE C.V. | Point | SANTA CATARINA | ÁREA METROPOLITANA DE MONTERREY | INDUSTRIAL |  | 06NVL104510/24FMDA13 | 3.6 mil m³/año | [13 empty] | Fuente: CartoCrítica / REPDA CONAGUA 2024 | {"type":"Feature","properties":{},"geometry":{"type":"Point","coordinates":[-100.442778,25.672222]}}
CATERPILLAR MEXICO, S. A. DE C. V. | Point | SANTA CATARINA | ÁREA METROPOLITANA DE MONTERREY | INDUSTRIAL |  | 06NVL104639/24FMGR01 | 87.4 mil m³/año | [13 empty] | Fuente: CartoCrítica / REPDA CONAGUA 2024 | {"type":"Feature","properties":{},"geometry":{"type":"Point","coordinates":[-100.516111,25.735]}}
CATERPILLAR MEXICO, S. A. DE C. V. | Point | SANTA CATARINA | ÁREA METROPOLITANA DE MONTERREY | INDUSTRIAL |  | 06NVL104639/24FMGR01 | 87.4 mil m³/año | [13 empty] | Fuente: CartoCrítica / REPDA CONAGUA 2024 | {"type":"Feature","properties":{},"geometry":{"type":"Point","coordinates":[-100.510556,25.729444]}}
CATERPILLAR MEXICO, S. A. DE C. V. | Point | SANTA CATARINA | ÁREA METROPOLITANA DE MONTERREY | INDUSTRIAL |  | 06NVL104639/24FMGR01 | 87.4 mil m³/año | [13 empty] | Fuente: CartoCrítica / REPDA CONAGUA 2024 | {"type":"Feature","properties":{},"geometry":{"type":"Point","coordinates":[-100.518611,25.734722]}}
INMOBILIARIA Y DESARROLLOS MONTERREY, S. A. DE C. | Point | APODACA | ÁREA METROPOLITANA DE MONTERREY | INDUSTRIAL |  | 06NVL106838/24FMOC09 | 567.6 mil m³/año | [13 empty] | Fuente: CartoCrítica / REPDA CONAGUA 2024 | {"type":"Feature","properties":{},"geometry":{"type":"Point","coordinates":[-100.1325,25.783889]}}
INMOBILIARIA Y DESARROLLOS MONTERREY, S. A. DE C. | Point | APODACA | ÁREA METROPOLITANA DE MONTERREY | INDUSTRIAL |  | 06NVL106838/24FMOC09 | 567.6 mil m³/año | [13 empty] | Fuente: CartoCrítica / REPDA CONAGUA 2024 | {"type":"Feature","properties":{},"geometry":{"type":"Point","coordinates":[-100.136111,25.778333]}}
INMOBILIARIA Y DESARROLLOS MONTERREY, S. A. DE C. | Point | APODACA | ÁREA METROPOLITANA DE MONTERREY | INDUSTRIAL |  | 06NVL106838/24FMOC09 | 567.6 mil m³/año | [13 empty] | Fuente: CartoCrítica / REPDA CONAGUA 2024 | {"type":"Feature","properties":{},"geometry":{"type":"Point","coordinates":[-100.132778,25.776667]}}
INMOBILIARIA Y DESARROLLOS MONTERREY, S. A. DE C. | Point | APODACA | ÁREA METROPOLITANA DE MONTERREY | INDUSTRIAL |  | 06NVL106838/24FMOC09 | 567.6 mil m³/año | [13 empty] | Fuente: CartoCrítica / REPDA CONAGUA 2024 | {"type":"Feature","properties":{},"geometry":{"type":"Point","coordinates":[-100.135833,25.778333]}}
MATERIAS PRIMAS MONTERREY, S. DE R.L. DE C.V. | Point | APODACA | ÁREA METROPOLITANA DE MONTERREY | INDUSTRIAL |  | 06NVL107411/24FLDA16 | 10.0 mil m³/año | [13 empty] | Fuente: CartoCrítica / REPDA CONAGUA 2024 | {"type":"Feature","properties":{},"geometry":{"type":"Point","coordinates":[-100.173056,25.768056]}}
PROMOTORA INDUSTRIAL MONTERREY S.A. DE C.V. | Point | APODACA | ÁREA METROPOLITANA DE MONTERREY | INDUSTRIAL |  | 06NVL107751/24FMGR03 | 117.2 mil m³/año | [13 empty] | Fuente: CartoCrítica / REPDA CONAGUA 2024 | {"type":"Feature","properties":{},"geometry":{"type":"Point","coordinates":[-100.16525,25.778167]}}
PROMOTORA INDUSTRIAL MONTERREY S.A. DE C.V. | Point | APODACA | ÁREA METROPOLITANA DE MONTERREY | INDUSTRIAL |  | 06NVL107751/24FMGR03 | 117.2 mil m³/año | [13 empty] | Fuente: CartoCrítica / REPDA CONAGUA 2024 | {"type":"Feature","properties":{},"geometry":{"type":"Point","coordinates":[-100.166417,25.775556]}}
PROMOTORA INDUSTRIAL MONTERREY S.A. DE C.V. | Point | APODACA | ÁREA METROPOLITANA DE MONTERREY | INDUSTRIAL |  | 06NVL107751/24FMGR03 | 117.2 mil m³/año | [13 empty] | Fuente: CartoCrítica / REPDA CONAGUA 2024 | {"type":"Feature","properties":{},"geometry":{"type":"Point","coordinates":[-100.15775,25.768722]}}
PROMOTORA INDUSTRIAL MONTERREY S.A. DE C.V. | Point | APODACA | ÁREA METROPOLITANA DE MONTERREY | INDUSTRIAL |  | 06NVL107751/24FMGR03 | 117.2 mil m³/año | [13 empty] | Fuente: CartoCrítica / REPDA CONAGUA 2024 | {"type":"Feature","properties":{},"geometry":{"type":"Point","coordinates":[-100.162556,25.771361]}}
ACS INTERNACIONAL, S. DE R.L. DE C. V. | Point | GUADALUPE | ÁREA METROPOLITANA DE MONTERREY | INDUSTRIAL |  | 06NVL108939/24FLOC07 | 13.1 mil m³/año | [13 empty] | Fuente: CartoCrítica / REPDA CONAGUA 2024 | {"type":"Feature","properties":{},"geometry":{"type":"Point","coordinates":[-100.292222,25.695278]}}
ACS INTERNACIONAL, S. DE R.L. DE C. V. | Point | GUADALUPE | ÁREA METROPOLITANA DE MONTERREY | INDUSTRIAL |  | 06NVL108939/24FLOC07 | 13.1 mil m³/año | [13 empty] | Fuente: CartoCrítica / REPDA CONAGUA 2024 | {"type":"Feature","properties":{},"geometry":{"type":"Point","coordinates":[-100.244444,25.696667]}}
ACS INTERNACIONAL, S. DE R.L. DE C. V. | Point | GUADALUPE | ÁREA METROPOLITANA DE MONTERREY | INDUSTRIAL |  | 06NVL108939/24FLOC07 | 13.1 mil m³/año | [13 empty] | Fuente: CartoCrítica / REPDA CONAGUA 2024 | {"type":"Feature","properties":{},"geometry":{"type":"Point","coordinates":[-100.243889,25.6975]}}
GRUPO INMOBILIARIO DEL BOSQUE FERNANDEZ, S.A. DE C | Point | APODACA | EL CARMEN-SALINAS-VICTORIA | INDUSTRIAL |  | 06NVL108989/24FMDA18 | 60.2 mil m³/año | [13 empty] | Fuente: CartoCrítica / REPDA CONAGUA 2024 | {"type":"Feature","properties":{},"geometry":{"type":"Point","coordinates":[-100.233889,25.858056]}}
ENVASADORAS DE AGUAS EN MEXICO, S. DE R.L. DE C.V. | Point | GUADALUPE | ÁREA METROPOLITANA DE MONTERREY | INDUSTRIAL |  | 06NVL109318/24FMDA18 | 90.0 mil m³/año | [13 empty] | Fuente: CartoCrítica / REPDA CONAGUA 2024 | {"type":"Feature","properties":{},"geometry":{"type":"Point","coordinates":[-100.176361,25.653944]}}
OWENS VIMOSA, S. DE R.L. DE C.V. | Point | APODACA | ÁREA METROPOLITANA DE MONTERREY | INDUSTRIAL |  | 06NVL109321/24FMDA17 | 24.0 mil m³/año | [13 empty] | Fuente: CartoCrítica / REPDA CONAGUA 2024 | {"type":"Feature","properties":{},"geometry":{"type":"Point","coordinates":[-100.189444,25.751111]}}
MEXICHEM SOLUCIONES INTEGRALES, S.A. DE C.V. | Point | APODACA | ÁREA METROPOLITANA DE MONTERREY | INDUSTRIAL |  | 06NVL109962/24FMDA14 | 1.9 mil m³/año | [13 empty] | Fuente: CartoCrítica / REPDA CONAGUA 2024 | {"type":"Feature","properties":{},"geometry":{"type":"Point","coordinates":[-100.203889,25.765833]}}
BIENES TURGON, S.A. DE C.V. | Point | APODACA | ÁREA METROPOLITANA DE MONTERREY | INDUSTRIAL |  | 06NVL110872/24FLGR00 | 4.7 mil m³/año | [13 empty] | Fuente: CartoCrítica / REPDA CONAGUA 2024 | {"type":"Feature","properties":{},"geometry":{"type":"Point","coordinates":[-100.190833,25.746111]}}
HARINERA MONTERREY, S.A. DE C.V. | Point | MONTERREY | ÁREA METROPOLITANA DE MONTERREY | INDUSTRIAL |  | 06NVL110874/24FLDA16 | 20.3 mil m³/año | [13 empty] | Fuente: CartoCrítica / REPDA CONAGUA 2024 | {"type":"Feature","properties":{},"geometry":{"type":"Point","coordinates":[-100.335,25.684722]}}
SQUARE D COMPANY MEXICO, S.A. DE C.V. | Point | APODACA | ÁREA METROPOLITANA DE MONTERREY | INDUSTRIAL |  | 06NVL111393/24FMDA18 | 6.7 mil m³/año | [13 empty] | Fuente: CartoCrítica / REPDA CONAGUA 2024 | {"type":"Feature","properties":{},"geometry":{"type":"Point","coordinates":[-100.149139,25.776944]}}
INVERSIONES Y VALORES MILENIUM, S. A. DE C. V. | Point | MONTERREY | ÁREA METROPOLITANA DE MONTERREY | INDUSTRIAL |  | 06NVL111824/24FMDA12 | 25.0 mil m³/año | [13 empty] | Fuente: CartoCrítica / REPDA CONAGUA 2024 | {"type":"Feature","properties":{},"geometry":{"type":"Point","coordinates":[-100.313056,25.664722]}}
INDUSTRIALIZADORA DE CALIZA, S.A. DE C.V. | Point | SANTA CATARINA | CAMPO DURAZNO | INDUSTRIAL |  | 06NVL112132/24FMDA15 | 10.5 mil m³/año | [13 empty] | Fuente: CartoCrítica / REPDA CONAGUA 2024 | {"type":"Feature","properties":{},"geometry":{"type":"Point","coordinates":[-100.498611,25.723056]}}
INDUSTRIALIZADORA DE CALIZA, S.A. DE C.V. | Point | SANTA CATARINA | CAMPO DURAZNO | INDUSTRIAL |  | 06NVL112132/24FMDA15 | 10.5 mil m³/año | [13 empty] | Fuente: CartoCrítica / REPDA CONAGUA 2024 | {"type":"Feature","properties":{},"geometry":{"type":"Point","coordinates":[-100.4975,25.718333]}}
LALA ARRENDADORA MONTERREY, S.A. DE C.V. | Point | MONTERREY | ÁREA METROPOLITANA DE MONTERREY | INDUSTRIAL |  | 06NVL112354/24FMDA11 | 404.0 mil m³/año | [13 empty] | Fuente: CartoCrítica / REPDA CONAGUA 2024 | {"type":"Feature","properties":{},"geometry":{"type":"Point","coordinates":[-100.3625,25.722222]}}
SAE TOWERS MEXICO, S. DE R.L. DE C.V. | Point | GENERAL ESCOBEDO | EL CARMEN-SALINAS-VICTORIA | INDUSTRIAL |  | 06NVL112908/24FLOC08 | 3.4 mil m³/año | [13 empty] | Fuente: CartoCrítica / REPDA CONAGUA 2024 | {"type":"Feature","properties":{},"geometry":{"type":"Point","coordinates":[-100.367778,25.8175]}}
KEMET DE MEXICO, S.A. DE C.V. | Point | GUADALUPE | ÁREA METROPOLITANA DE MONTERREY | INDUSTRIAL |  | 06NVL112915/24FMGR01 | 30.0 mil m³/año | [13 empty] | Fuente: CartoCrítica / REPDA CONAGUA 2024 | {"type":"Feature","properties":{},"geometry":{"type":"Point","coordinates":[-100.186944,25.646944]}}
PLASTICOS TECNICOS MEXICANOS TOTAL, S.A DE C.V. | Point | GUADALUPE | ÁREA METROPOLITANA DE MONTERREY | INDUSTRIAL |  | 06NVL113413/24FMDA17 | 5.0 mil m³/año | [13 empty] | Fuente: CartoCrítica / REPDA CONAGUA 2024 | {"type":"Feature","properties":{},"geometry":{"type":"Point","coordinates":[-100.178639,25.697083]}}
PROLEC, S.A. DE C.V. | Point | APODACA | ÁREA METROPOLITANA DE MONTERREY | INDUSTRIAL |  | 06NVL113485/24FMOC08 | 250.0 mil m³/año | [13 empty] | Fuente: CartoCrítica / REPDA CONAGUA 2024 | {"type":"Feature","properties":{},"geometry":{"type":"Point","coordinates":[-100.2035,25.754833]}}
PROLEC, S.A. DE C.V. | Point | APODACA | ÁREA METROPOLITANA DE MONTERREY | INDUSTRIAL |  | 06NVL113485/24FMOC08 | 250.0 mil m³/año | [13 empty] | Fuente: CartoCrítica / REPDA CONAGUA 2024 | {"type":"Feature","properties":{},"geometry":{"type":"Point","coordinates":[-100.209583,25.758611]}}
CONCRETOS DELESE, S.A. DE C.V. | Point | APODACA | ÁREA METROPOLITANA DE MONTERREY | INDUSTRIAL |  | 06NVL113976/24FLGR03 | 15.0 mil m³/año | [13 empty] | Fuente: CartoCrítica / REPDA CONAGUA 2024 | {"type":"Feature","properties":{},"geometry":{"type":"Point","coordinates":[-100.238056,25.781]}}
MIRTHALA OFELIA CORTES GARZA | Point | APODACA | ÁREA METROPOLITANA DE MONTERREY | INDUSTRIAL |  | 06NVL113979/24FLOC08 | 30.0 mil m³/año | [13 empty] | Fuente: CartoCrítica / REPDA CONAGUA 2024 | {"type":"Feature","properties":{},"geometry":{"type":"Point","coordinates":[-100.159167,25.787778]}}
BLOCKERA REGIOMONTANA, S.A. DE C.V. | Point | SANTA CATARINA | ÁREA METROPOLITANA DE MONTERREY | INDUSTRIAL |  | 06NVL114172/24FLDA16 | 63.0 mil m³/año | [13 empty] | Fuente: CartoCrítica / REPDA CONAGUA 2024 | {"type":"Feature","properties":{},"geometry":{"type":"Point","coordinates":[-100.473417,25.688083]}}
BEBIDAS MUNDIALES, S. DE R.L. DE C.V. | Point | MONTERREY | ÁREA METROPOLITANA DE MONTERREY | INDUSTRIAL |  | 06NVL114213/24FMDA16 | 360.0 mil m³/año | [13 empty] | Fuente: CartoCrítica / REPDA CONAGUA 2024 | {"type":"Feature","properties":{},"geometry":{"type":"Point","coordinates":[-100.361333,25.6755]}}
BEBIDAS MUNDIALES, S. DE R.L. DE C.V. | Point | MONTERREY | ÁREA METROPOLITANA DE MONTERREY | INDUSTRIAL |  | 06NVL114213/24FMDA16 | 360.0 mil m³/año | [13 empty] | Fuente: CartoCrítica / REPDA CONAGUA 2024 | {"type":"Feature","properties":{},"geometry":{"type":"Point","coordinates":[-100.361389,25.675333]}}
BEBIDAS MUNDIALES, S. DE R.L. DE C.V. | Point | MONTERREY | ÁREA METROPOLITANA DE MONTERREY | INDUSTRIAL |  | 06NVL114213/24FMDA16 | 360.0 mil m³/año | [13 empty] | Fuente: CartoCrítica / REPDA CONAGUA 2024 | {"type":"Feature","properties":{},"geometry":{"type":"Point","coordinates":[-100.361389,25.675389]}}
COMERCIALIZADORA DE PRODUCTOS BASICOS DE MEXICO, S | Point | APODACA | ÁREA METROPOLITANA DE MONTERREY | INDUSTRIAL |  | 06NVL114308/24FMDA18 | 64.9 mil m³/año | [13 empty] | Fuente: CartoCrítica / REPDA CONAGUA 2024 | {"type":"Feature","properties":{},"geometry":{"type":"Point","coordinates":[-100.151111,25.749167]}}
COMERCIALIZADORA DE PRODUCTOS BASICOS DE MEXICO, S | Point | APODACA | ÁREA METROPOLITANA DE MONTERREY | INDUSTRIAL |  | 06NVL114309/24FMDA15 | 41.4 mil m³/año | [13 empty] | Fuente: CartoCrítica / REPDA CONAGUA 2024 | {"type":"Feature","properties":{},"geometry":{"type":"Point","coordinates":[-100.1425,25.752778]}}
ENVASADORAS DE AGUAS EN MEXICO, S. DE R.L. DE C.V. | Point | GUADALUPE | ÁREA METROPOLITANA DE MONTERREY | INDUSTRIAL |  | 06NVL114377/24FMOC08 | 100.0 mil m³/año | [13 empty] | Fuente: CartoCrítica / REPDA CONAGUA 2024 | {"type":"Feature","properties":{},"geometry":{"type":"Point","coordinates":[-100.177389,25.652917]}}
OWENS VIMOSA, S. DE R.L. DE C.V. | Point | MONTERREY | ÁREA METROPOLITANA DE MONTERREY | INDUSTRIAL |  | 06NVL114548/24FLDA16 | 65.0 mil m³/año | [13 empty] | Fuente: CartoCrítica / REPDA CONAGUA 2024 | {"type":"Feature","properties":{},"geometry":{"type":"Point","coordinates":[-100.305278,25.687778]}}
OWENS VIMOSA, S. DE R.L. DE C.V. | Point | MONTERREY | ÁREA METROPOLITANA DE MONTERREY | INDUSTRIAL |  | 06NVL114549/24FLDA16 | 40.0 mil m³/año | [13 empty] | Fuente: CartoCrítica / REPDA CONAGUA 2024 | {"type":"Feature","properties":{},"geometry":{"type":"Point","coordinates":[-100.304722,25.690556]}}
PARQUE INDUSTRIAL AZTECA, .S.A. DE C.V. | Point | APODACA | EL CARMEN-SALINAS-VICTORIA | INDUSTRIAL |  | 06NVL114575/24FLGR05 | 5.0 mil m³/año | [13 empty] | Fuente: CartoCrítica / REPDA CONAGUA 2024 | {"type":"Feature","properties":{},"geometry":{"type":"Point","coordinates":[-100.231222,25.835194]}}
BEBIDAS MUNDIALES, S. DE R.L. DE C.V. | Point | GUADALUPE | ÁREA METROPOLITANA DE MONTERREY | INDUSTRIAL |  | 06NVL114677/24FMDA16 | 500.0 mil m³/año | [13 empty] | Fuente: CartoCrítica / REPDA CONAGUA 2024 | {"type":"Feature","properties":{},"geometry":{"type":"Point","coordinates":[-100.224,25.685194]}}
BEBIDAS MUNDIALES, S. DE R.L. DE C.V. | Point | GUADALUPE | ÁREA METROPOLITANA DE MONTERREY | INDUSTRIAL |  | 06NVL114677/24FMDA16 | 500.0 mil m³/año | [13 empty] | Fuente: CartoCrítica / REPDA CONAGUA 2024 | {"type":"Feature","properties":{},"geometry":{"type":"Point","coordinates":[-100.227722,24.679139]}}
BEBIDAS MUNDIALES, S. DE R.L. DE C.V. | Point | GUADALUPE | ÁREA METROPOLITANA DE MONTERREY | INDUSTRIAL |  | 06NVL114677/24FMDA16 | 500.0 mil m³/año | [13 empty] | Fuente: CartoCrítica / REPDA CONAGUA 2024 | {"type":"Feature","properties":{},"geometry":{"type":"Point","coordinates":[-100.226833,25.677861]}}
BEBIDAS MUNDIALES, S. DE R.L. DE C.V. | Point | GUADALUPE | ÁREA METROPOLITANA DE MONTERREY | INDUSTRIAL |  | 06NVL114677/24FMDA16 | 500.0 mil m³/año | [13 empty] | Fuente: CartoCrítica / REPDA CONAGUA 2024 | {"type":"Feature","properties":{},"geometry":{"type":"Point","coordinates":[-100.22625,25.682278]}}
CINTACERO, S.A. DE C.V. | Point | GUADALUPE | ÁREA METROPOLITANA DE MONTERREY | INDUSTRIAL |  | 06NVL114804/24FMGR06 | 20.0 mil m³/año | [13 empty] | Fuente: CartoCrítica / REPDA CONAGUA 2024 | {"type":"Feature","properties":{},"geometry":{"type":"Point","coordinates":[-100.199778,25.706583]}}
CINTACERO, S.A. DE C.V. | Point | GUADALUPE | ÁREA METROPOLITANA DE MONTERREY | INDUSTRIAL |  | 06NVL114804/24FMGR06 | 20.0 mil m³/año | [13 empty] | Fuente: CartoCrítica / REPDA CONAGUA 2024 | {"type":"Feature","properties":{},"geometry":{"type":"Point","coordinates":[-100.197556,25.705167]}}
HILOS IRIS, S.A. DE C.V. | Point | MONTERREY | ÁREA METROPOLITANA DE MONTERREY | INDUSTRIAL |  | 06NVL114826/24FMDA11 | 6.0 mil m³/año | [13 empty] | Fuente: CartoCrítica / REPDA CONAGUA 2024 | {"type":"Feature","properties":{},"geometry":{"type":"Point","coordinates":[-100.310833,25.706389]}}
MIGUEL JORGE ANCER ANCER | Point | MONTERREY | ÁREA METROPOLITANA DE MONTERREY | INDUSTRIAL |  | 06NVL114850/24FPOC06 | 2.0 mil m³/año | [13 empty] | Fuente: CartoCrítica / REPDA CONAGUA 2024 | {"type":"Feature","properties":{},"geometry":{"type":"Point","coordinates":[-100.269389,25.612306]}}
VALMONT MONTERREY, S. DE R.L. DE C.V. | Point | APODACA | EL CARMEN-SALINAS-VICTORIA | INDUSTRIAL |  | 06NVL114860/24FMOC08 | 10.0 mil m³/año | [13 empty] | Fuente: CartoCrítica / REPDA CONAGUA 2024 | {"type":"Feature","properties":{},"geometry":{"type":"Point","coordinates":[-100.237861,25.848556]}}
TDF, S. DE R.L. DE C.V. | Point | SALINAS VICTORIA | EL CARMEN-SALINAS-VICTORIA | INDUSTRIAL |  | 06NVL114879/24FMDA16 | 8.9 mil m³/año | [13 empty] | Fuente: CartoCrítica / REPDA CONAGUA 2024 | {"type":"Feature","properties":{},"geometry":{"type":"Point","coordinates":[-100.187611,26.043028]}}
TDF, S. DE R.L. DE C.V. | Point | SALINAS VICTORIA | EL CARMEN-SALINAS-VICTORIA | INDUSTRIAL |  | 06NVL114879/24FMDA16 | 8.9 mil m³/año | [13 empty] | Fuente: CartoCrítica / REPDA CONAGUA 2024 | {"type":"Feature","properties":{},"geometry":{"type":"Point","coordinates":[-100.187,26.043139]}}
MINERALES Y CARBONES DE MEXICO, S.A. DE C.V. | Point | GENERAL ESCOBEDO | EL CARMEN-SALINAS-VICTORIA | INDUSTRIAL |  | 06NVL114932/24FLOC07 | 3.5 mil m³/año | [13 empty] | Fuente: CartoCrítica / REPDA CONAGUA 2024 | {"type":"Feature","properties":{},"geometry":{"type":"Point","coordinates":[-100.369333,25.826583]}}
ACS INTERNACIONAL, S. DE R.L. DE C.V. | Point | GUADALUPE | ÁREA METROPOLITANA DE MONTERREY | INDUSTRIAL |  | 06NVL114958/24FLOC09 | 20.0 mil m³/año | [13 empty] | Fuente: CartoCrítica / REPDA CONAGUA 2024 | {"type":"Feature","properties":{},"geometry":{"type":"Point","coordinates":[-100.292222,25.695278]}}
ACS INTERNACIONAL, S. DE R.L. DE C.V. | Point | GUADALUPE | ÁREA METROPOLITANA DE MONTERREY | INDUSTRIAL |  | 06NVL114958/24FLOC09 | 20.0 mil m³/año | [13 empty] | Fuente: CartoCrítica / REPDA CONAGUA 2024 | {"type":"Feature","properties":{},"geometry":{"type":"Point","coordinates":[-100.244444,25.696667]}}
ACS INTERNACIONAL, S. DE R.L. DE C.V. | Point | GUADALUPE | ÁREA METROPOLITANA DE MONTERREY | INDUSTRIAL |  | 06NVL114958/24FLOC09 | 20.0 mil m³/año | [13 empty] | Fuente: CartoCrítica / REPDA CONAGUA 2024 | {"type":"Feature","properties":{},"geometry":{"type":"Point","coordinates":[-100.243889,25.6975]}}
DESARROLLO INTERNACIONAL DE HOTELES, S. DE R.L. DE | Point | MONTERREY | ÁREA METROPOLITANA DE MONTERREY | INDUSTRIAL |  | 06NVL114959/24FMOC07 | 5.0 mil m³/año | [13 empty] | Fuente: CartoCrítica / REPDA CONAGUA 2024 | {"type":"Feature","properties":{},"geometry":{"type":"Point","coordinates":[-100.284333,25.63625]}}
INVERSIONES Y VALORES MILENIUM, S.A. DE C.V. | Point | MONTERREY | ÁREA METROPOLITANA DE MONTERREY | INDUSTRIAL |  | 06NVL114975/24FMDA12 | 12.0 mil m³/año | [13 empty] | Fuente: CartoCrítica / REPDA CONAGUA 2024 | {"type":"Feature","properties":{},"geometry":{"type":"Point","coordinates":[-100.313056,25.664722]}}
GENERAL DE TUBOS Y ACEROS, S.A. DE C.V. | Point | APODACA | ÁREA METROPOLITANA DE MONTERREY | INDUSTRIAL |  | 06NVL114985/24FLOC07 | 510 m³/año | [13 empty] | Fuente: CartoCrítica / REPDA CONAGUA 2024 | {"type":"Feature","properties":{},"geometry":{"type":"Point","coordinates":[-100.23,25.770556]}}
PALMEX ALIMENTOS, S.A. DE C.V. | Point | SANTA CATARINA | ÁREA METROPOLITANA DE MONTERREY | INDUSTRIAL |  | 06NVL115042/24FMOC07 | 30.0 mil m³/año | [13 empty] | Fuente: CartoCrítica / REPDA CONAGUA 2024 | {"type":"Feature","properties":{},"geometry":{"type":"Point","coordinates":[-100.443611,25.672778]}}
FRISA FORJADOS, S.A. DE C.V. | Point | SANTA CATARINA | ÁREA METROPOLITANA DE MONTERREY | INDUSTRIAL |  | 06NVL115051/24FMOC11 | 150.0 mil m³/año | [13 empty] | Fuente: CartoCrítica / REPDA CONAGUA 2024 | {"type":"Feature","properties":{},"geometry":{"type":"Point","coordinates":[-100.441667,25.676389]}}
GYBSACO, S.A DE C.V. | Point | SANTA CATARINA | ÁREA METROPOLITANA DE MONTERREY | INDUSTRIAL |  | 06NVL115108/24FLOC08 | 10.0 mil m³/año | [13 empty] | Fuente: CartoCrítica / REPDA CONAGUA 2024 | {"type":"Feature","properties":{},"geometry":{"type":"Point","coordinates":[-100.47275,25.691861]}}
KAYAKU SAFETY SYSTEMS DE MEXICO, S.A DE C.V. | Point | SALINAS VICTORIA | EL CARMEN-SALINAS-VICTORIA | INDUSTRIAL |  | 06NVL115168/24FMDA16 | 30.0 mil m³/año | [13 empty] | Fuente: CartoCrítica / REPDA CONAGUA 2024 | {"type":"Feature","properties":{},"geometry":{"type":"Point","coordinates":[-100.291167,25.926111]}}
INMOBILIARIA J 3 G, S.A. DE C.V. | Point | APODACA | ÁREA METROPOLITANA DE MONTERREY | INDUSTRIAL |  | 06NVL115195/24FLOC08 | 16.0 mil m³/año | [13 empty] | Fuente: CartoCrítica / REPDA CONAGUA 2024 | {"type":"Feature","properties":{},"geometry":{"type":"Point","coordinates":[-100.226139,25.768139]}}
MATERIALES ASFALTICOS, S.A. DE C.V. | Point | SANTA CATARINA | ÁREA METROPOLITANA DE MONTERREY | INDUSTRIAL |  | 06NVL115208/24FMOC08 | 10.0 mil m³/año | [13 empty] | Fuente: CartoCrítica / REPDA CONAGUA 2024 | {"type":"Feature","properties":{},"geometry":{"type":"Point","coordinates":[-100.479167,25.705833]}}
EQUIPO AUTOMOTRIZ AMERICANA, S.A. DE C.V. | Point | APODACA | ÁREA METROPOLITANA DE MONTERREY | INDUSTRIAL |  | 06NVL115216/24FMOC08 | 20.0 mil m³/año | [13 empty] | Fuente: CartoCrítica / REPDA CONAGUA 2024 | {"type":"Feature","properties":{},"geometry":{"type":"Point","coordinates":[-100.210833,25.805556]}}
MOTORES U.S. DE MEXICO, S.A. DE C.V. | Point | APODACA | ÁREA METROPOLITANA DE MONTERREY | INDUSTRIAL |  | 06NVL115224/24FMDA18 | 13.5 mil m³/año | [13 empty] | Fuente: CartoCrítica / REPDA CONAGUA 2024 | {"type":"Feature","properties":{},"geometry":{"type":"Point","coordinates":[-100.19,25.747778]}}
LABORATORIOS MONTERREY, S.A. DE C.V. | Point | MONTERREY | ÁREA METROPOLITANA DE MONTERREY | INDUSTRIAL |  | 06NVL115226/24FMOC08 | 3.0 mil m³/año | [13 empty] | Fuente: CartoCrítica / REPDA CONAGUA 2024 | {"type":"Feature","properties":{},"geometry":{"type":"Point","coordinates":[-100.280361,25.66975]}}
ALEN DEL NORTE, S.A.DE C.V. | Point | SANTA CATARINA | ÁREA METROPOLITANA DE MONTERREY | INDUSTRIAL |  | 06NVL115262/24FMDA18 | 90.0 mil m³/año | [13 empty] | Fuente: CartoCrítica / REPDA CONAGUA 2024 | {"type":"Feature","properties":{},"geometry":{"type":"Point","coordinates":[-100.423611,25.674722]}}
AUTOTRANSPORTES ESPECIALIZADOS ALFA, S.A. DE C.V. | Point | APODACA | ÁREA METROPOLITANA DE MONTERREY | INDUSTRIAL |  | 06NVL115488/24FMOC09 | 10.0 mil m³/año | [13 empty] | Fuente: CartoCrítica / REPDA CONAGUA 2024 | {"type":"Feature","properties":{},"geometry":{"type":"Point","coordinates":[-100.228611,25.763333]}}
ENVASADORAS DE AGUAS EN MEXICO, S. DE R.L. DE C.V. | Point | GUADALUPE | ÁREA METROPOLITANA DE MONTERREY | INDUSTRIAL |  | 06NVL115492/24FMDA12 | 75.0 mil m³/año | [13 empty] | Fuente: CartoCrítica / REPDA CONAGUA 2024 | {"type":"Feature","properties":{},"geometry":{"type":"Point","coordinates":[-100.183333,25.648611]}}
CPA SERVICIOS, S. DE R.L. DE C.V. | Point | APODACA | ÁREA METROPOLITANA DE MONTERREY | INDUSTRIAL |  | 06NVL115545/24FMDA14 | 50.0 mil m³/año | [13 empty] | Fuente: CartoCrítica / REPDA CONAGUA 2024 | {"type":"Feature","properties":{},"geometry":{"type":"Point","coordinates":[-100.14,25.769583]}}
ALEN DEL NORTE, S.A. DE C.V. | Point | SANTA CATARINA | ÁREA METROPOLITANA DE MONTERREY | INDUSTRIAL |  | 06NVL115585/24FMDA12 | 100.0 mil m³/año | [13 empty] | Fuente: CartoCrítica / REPDA CONAGUA 2024 | {"type":"Feature","properties":{},"geometry":{"type":"Point","coordinates":[-100.420833,25.674444]}}
HILOS IRIS, S.A. DE C.V. | Point | MONTERREY | ÁREA METROPOLITANA DE MONTERREY | INDUSTRIAL |  | 06NVL115607/24FMDA11 | 10.0 mil m³/año | [13 empty] | Fuente: CartoCrítica / REPDA CONAGUA 2024 | {"type":"Feature","properties":{},"geometry":{"type":"Point","coordinates":[-100.310833,25.706389]}}
COMERCIALIZADORA GONAC, S.A. DE C.V. | Point | SANTA CATARINA | ÁREA METROPOLITANA DE MONTERREY | INDUSTRIAL |  | 06NVL115622/24FMDA11 | 100.0 mil m³/año | [13 empty] | Fuente: CartoCrítica / REPDA CONAGUA 2024 | {"type":"Feature","properties":{},"geometry":{"type":"Point","coordinates":[-100.475833,25.69]}}
SEIVAL, A. C. | Point | MONTERREY | ÁREA METROPOLITANA DE MONTERREY | INDUSTRIAL |  | 06NVL115642/24FLDA11 | 5.0 mil m³/año | [13 empty] | Fuente: CartoCrítica / REPDA CONAGUA 2024 | {"type":"Feature","properties":{},"geometry":{"type":"Point","coordinates":[-100.286167,25.596]}}
FERRUMAJA, S.A. DE C.V. | Point | APODACA | ÁREA METROPOLITANA DE MONTERREY | INDUSTRIAL |  | 06NVL115725/24FLDA12 | 10.0 mil m³/año | [13 empty] | Fuente: CartoCrítica / REPDA CONAGUA 2024 | {"type":"Feature","properties":{},"geometry":{"type":"Point","coordinates":[-100.218917,25.752194]}}
MARICELA GUAJARDO GUAJARDO | Point | APODACA | EL CARMEN-SALINAS-VICTORIA | AGRÍCOLA |  | 812887 | 15.6 mil m³/año | [13 empty] | Fuente: CartoCrítica / REPDA CONAGUA 2024 | {"type":"Feature","properties":{},"geometry":{"type":"Point","coordinates":[-100.153344,25.813906]}}
MARICELA GUAJARDO GUAJARDO | Point | APODACA | EL CARMEN-SALINAS-VICTORIA | AGRÍCOLA |  | 812887 | 15.6 mil m³/año | [13 empty] | Fuente: CartoCrítica / REPDA CONAGUA 2024 | {"type":"Feature","properties":{},"geometry":{"type":"Point","coordinates":[-100.154733,25.814471]}}
JAVIER FRANCO PADILLA | Point | SANTIAGO | CAÑÓN DEL HUAJUCO | AGRÍCOLA |  | 813376 | 5.3 mil m³/año | [13 empty] | Fuente: CartoCrítica / REPDA CONAGUA 2024 | {"type":"Feature","properties":{},"geometry":{"type":"Point","coordinates":[-100.149306,25.44953]}}
PEDRO ALEJANDRO ROJAS GARCIA | Point | SALINAS VICTORIA | EL CARMEN-SALINAS-VICTORIA | AGRÍCOLA |  | 814272 | 82.0 mil m³/año | [13 empty] | Fuente: CartoCrítica / REPDA CONAGUA 2024 | {"type":"Feature","properties":{},"geometry":{"type":"Point","coordinates":[-100.229445,26.041112]}}
PEDRO ALEJANDRO ROJAS GARCIA | Point | SALINAS VICTORIA | EL CARMEN-SALINAS-VICTORIA | AGRÍCOLA |  | 814272 | 82.0 mil m³/año | [13 empty] | Fuente: CartoCrítica / REPDA CONAGUA 2024 | {"type":"Feature","properties":{},"geometry":{"type":"Point","coordinates":[-100.232639,26.045667]}}
PEDRO ALEJANDRO ROJAS GARCIA | Point | SALINAS VICTORIA | EL CARMEN-SALINAS-VICTORIA | AGRÍCOLA |  | 814272 | 82.0 mil m³/año | [13 empty] | Fuente: CartoCrítica / REPDA CONAGUA 2024 | {"type":"Feature","properties":{},"geometry":{"type":"Point","coordinates":[-100.218889,26.038056]}}
PEDRO ALEJANDRO ROJAS GARCIA | Point | SALINAS VICTORIA | EL CARMEN-SALINAS-VICTORIA | AGRÍCOLA |  | 814272 | 82.0 mil m³/año | [13 empty] | Fuente: CartoCrítica / REPDA CONAGUA 2024 | {"type":"Feature","properties":{},"geometry":{"type":"Point","coordinates":[-100.22,26.039167]}}
JOSE HUMBERTO CAVAZOS CANTU | Point | SANTIAGO | CAÑÓN DEL HUAJUCO | AGRÍCOLA |  | 814880 | 18.0 mil m³/año | [13 empty] | Fuente: CartoCrítica / REPDA CONAGUA 2024 | {"type":"Feature","properties":{},"geometry":{"type":"Point","coordinates":[-100.173334,25.452223]}}
GILBERTO QUIROGA ELIZONDO | Point | SALINAS VICTORIA | CAMPO CERRITOS | AGRÍCOLA |  | 817632 | 180.0 mil m³/año | [13 empty] | Fuente: CartoCrítica / REPDA CONAGUA 2024 | {"type":"Feature","properties":{},"geometry":{"type":"Point","coordinates":[-100.122972,26.041973]}}
GILBERTO QUIROGA ELIZONDO | Point | SALINAS VICTORIA | CAMPO CERRITOS | AGRÍCOLA |  | 817632 | 180.0 mil m³/año | [13 empty] | Fuente: CartoCrítica / REPDA CONAGUA 2024 | {"type":"Feature","properties":{},"geometry":{"type":"Point","coordinates":[-100.146695,26.040085]}}
SCANPAINT, CECILIA ELVIRA DE LOURDES GARZA PEREZ, | Point | SALINAS VICTORIA | EL CARMEN-SALINAS-VICTORIA | AGRÍCOLA |  | 819119 | 225.0 mil m³/año | [13 empty] | Fuente: CartoCrítica / REPDA CONAGUA 2024 | {"type":"Feature","properties":{},"geometry":{"type":"Point","coordinates":[-100.2384,25.960649]}}
ROSA MARIA FERNANDEZ MARTINEZ, MARIA DEL CARMEN FE | Point | APODACA | ÁREA METROPOLITANA DE MONTERREY | AGRÍCOLA |  | 821411 | 117.0 mil m³/año | [13 empty] | Fuente: CartoCrítica / REPDA CONAGUA 2024 | {"type":"Feature","properties":{},"geometry":{"type":"Point","coordinates":[-100.150556,25.738889]}}
ROLANDO DERBEZ QUINTANILLA | Point | MONTERREY | CAÑÓN DEL HUAJUCO | AGRÍCOLA |  | 824812 | 12.0 mil m³/año | [13 empty] | Fuente: CartoCrítica / REPDA CONAGUA 2024 | {"type":"Feature","properties":{},"geometry":{"type":"Point","coordinates":[-100.2025,25.518612]}}
ROSA MARIA FERNANDEZ MARTINEZ, MARIA DEL CARMEN FE | Point | APODACA | ÁREA METROPOLITANA DE MONTERREY | AGRÍCOLA |  | 825930 | 25.8 mil m³/año | [13 empty] | Fuente: CartoCrítica / REPDA CONAGUA 2024 | {"type":"Feature","properties":{},"geometry":{"type":"Point","coordinates":[-100.151389,25.744446]}}
DAVID ENRIQUE VILLARREAL SALDIVAR | Point | GENERAL ZUAZUA | EL CARMEN-SALINAS-VICTORIA | AGRÍCOLA |  | 835969 | 19.1 mil m³/año | [13 empty] | Fuente: CartoCrítica / REPDA CONAGUA 2024 | {"type":"Feature","properties":{},"geometry":{"type":"Point","coordinates":[-100.109722,25.888889]}}
ROBERTO FERNANDEZ MARTINEZ, J. JESUS CORDOVA VAZQU | Point | APODACA | ÁREA METROPOLITANA DE MONTERREY | AGRÍCOLA |  | 836716 | 10.0 mil m³/año | [13 empty] | Fuente: CartoCrítica / REPDA CONAGUA 2024 | {"type":"Feature","properties":{},"geometry":{"type":"Point","coordinates":[-100.150004,25.738899]}}
LUIS ALBERTO MARTINEZ RODRIGUEZ | Point | SANTIAGO | CAMPO BUENOS AIRES | AGRÍCOLA |  | 837253 | 7.7 mil m³/año | [13 empty] | Fuente: CartoCrítica / REPDA CONAGUA 2024 | {"type":"Feature","properties":{},"geometry":{"type":"Point","coordinates":[-100.269176,25.335857]}}
DESARROLLO Y ENGORDA RAMOS, S. DE P. R. DE R. L. D | Point | SALINAS VICTORIA | EL CARMEN-SALINAS-VICTORIA | AGRÍCOLA |  | 838986 | 129.6 mil m³/año | [13 empty] | Fuente: CartoCrítica / REPDA CONAGUA 2024 | {"type":"Feature","properties":{},"geometry":{"type":"Point","coordinates":[-100.312612,26.047555]}}
JUAN ANTONIO VILLARREAL MARTINEZ | Point | GENERAL ZUAZUA | EL CARMEN-SALINAS-VICTORIA | AGRÍCOLA |  | 843924 | 108.0 mil m³/año | [13 empty] | Fuente: CartoCrítica / REPDA CONAGUA 2024 | {"type":"Feature","properties":{},"geometry":{"type":"Point","coordinates":[-100.113333,25.876112]}}
JESUS RAFAEL GUTIERREZ CANTU | Point | GENERAL ZUAZUA | EL CARMEN-SALINAS-VICTORIA | AGRÍCOLA |  | 844632 | 30.0 mil m³/año | [13 empty] | Fuente: CartoCrítica / REPDA CONAGUA 2024 | {"type":"Feature","properties":{},"geometry":{"type":"Point","coordinates":[-100.088333,25.868056]}}
LAURA ODRIOZOLA DAVALOS | Point | SALINAS VICTORIA | EL CARMEN-SALINAS-VICTORIA | AGRÍCOLA |  | 848277 | 158.4 mil m³/año | [13 empty] | Fuente: CartoCrítica / REPDA CONAGUA 2024 | {"type":"Feature","properties":{},"geometry":{"type":"Point","coordinates":[-100.115834,26.140279]}}
JAVIER DAVILA GAUNA | Point | SANTIAGO | CAMPO BUENOS AIRES | AGRÍCOLA |  | 849743 | 30.0 mil m³/año | [13 empty] | Fuente: CartoCrítica / REPDA CONAGUA 2024 | {"type":"Feature","properties":{},"geometry":{"type":"Point","coordinates":[-100.295278,25.397223]}}
EDUARDO ELIZONDO ELIZONDO | Point | APODACA | EL CARMEN-SALINAS-VICTORIA | AGRÍCOLA |  | 857410 | 160.0 mil m³/año | [13 empty] | Fuente: CartoCrítica / REPDA CONAGUA 2024 | {"type":"Feature","properties":{},"geometry":{"type":"Point","coordinates":[-100.186505,25.844035]}}
EDUARDO ELIZONDO ELIZONDO | Point | GENERAL ZUAZUA | EL CARMEN-SALINAS-VICTORIA | AGRÍCOLA |  | 858887 | 24.0 mil m³/año | [13 empty] | Fuente: CartoCrítica / REPDA CONAGUA 2024 | {"type":"Feature","properties":{},"geometry":{"type":"Point","coordinates":[-100.156961,25.857818]}}
MARIA GUADALUPE FLORES QUINTANILLA | Point | GENERAL ZUAZUA | EL CARMEN-SALINAS-VICTORIA | AGRÍCOLA |  | 06NVL114961 | 94.1 mil m³/año | [13 empty] | Fuente: CartoCrítica / REPDA CONAGUA 2024 | {"type":"Feature","properties":{},"geometry":{"type":"Point","coordinates":[-100.118889,25.880336]}}
RAUL FELIPE BORTONI IRUEGAS | Point | GUADALUPE | ÁREA METROPOLITANA DE MONTERREY | AGRÍCOLA |  | NVL100556 | 70.0 mil m³/año | [13 empty] | Fuente: CartoCrítica / REPDA CONAGUA 2024 | {"type":"Feature","properties":{},"geometry":{"type":"Point","coordinates":[-100.222431,25.708261]}}
CARLOS DE LA FUENTE FUENTES | Point | APODACA | EL CARMEN-SALINAS-VICTORIA | AGRÍCOLA |  | NVL100696 | 15.8 mil m³/año | [13 empty] | Fuente: CartoCrítica / REPDA CONAGUA 2024 | {"type":"Feature","properties":{},"geometry":{"type":"Point","coordinates":[-100.115344,25.840042]}}
JESUS MANUEL ELIZONDO ELIZONDO | Point | APODACA | ÁREA METROPOLITANA DE MONTERREY | AGRÍCOLA |  | NVL107425 | 100 m³/año | [13 empty] | Fuente: CartoCrítica / REPDA CONAGUA 2024 | {"type":"Feature","properties":{},"geometry":{"type":"Point","coordinates":[-100.179528,25.734546]}}
MARIO ELIZONDO ELIZONDO | Point | APODACA | ÁREA METROPOLITANA DE MONTERREY | PECUARIO |  | NVL107428 | 328 m³/año | [13 empty] | Fuente: CartoCrítica / REPDA CONAGUA 2024 | {"type":"Feature","properties":{},"geometry":{"type":"Point","coordinates":[-100.150834,25.739723]}}
MARIA ELENA ELIZONDO ELIZONDO | Point | APODACA | ÁREA METROPOLITANA DE MONTERREY | PECUARIO |  | NVL107429 | 315 m³/año | [13 empty] | Fuente: CartoCrítica / REPDA CONAGUA 2024 | {"type":"Feature","properties":{},"geometry":{"type":"Point","coordinates":[-100.145834,25.741112]}}
FLORENTINO MARTINEZ VILLARREAL | Point | GENERAL ZUAZUA | EL CARMEN-SALINAS-VICTORIA | AGRÍCOLA |  | NVL108963 | 12.0 mil m³/año | [13 empty] | Fuente: CartoCrítica / REPDA CONAGUA 2024 | {"type":"Feature","properties":{},"geometry":{"type":"Point","coordinates":[-100.072223,25.925001]}}
HOMERO MARTINEZ LANDA | Point | GENERAL ZUAZUA | EL CARMEN-SALINAS-VICTORIA | AGRÍCOLA |  | NVL110118 | 15.0 mil m³/año | [13 empty] | Fuente: CartoCrítica / REPDA CONAGUA 2024 | {"type":"Feature","properties":{},"geometry":{"type":"Point","coordinates":[-100.208333,25.896945]}}
ERMILO ELIZONDO CHAPA | Point | SANTIAGO | CAÑÓN DEL HUAJUCO | AGRÍCOLA |  | NVL110345 | 2.5 mil m³/año | [13 empty] | Fuente: CartoCrítica / REPDA CONAGUA 2024 | {"type":"Feature","properties":{},"geometry":{"type":"Point","coordinates":[-100.159738,25.4528]}}
BEATRIZ CARMEN SANCHEZ CAÑAMAR | Point | MONTERREY | ÁREA METROPOLITANA DE MONTERREY | AGRÍCOLA |  | NVL110352 | 18.0 mil m³/año | [13 empty] | Fuente: CartoCrítica / REPDA CONAGUA 2024 | {"type":"Feature","properties":{},"geometry":{"type":"Point","coordinates":[-100.249188,25.580582]}}
GRACIA LEIJA CASTAÑEDA | Point | SANTIAGO | CAMPO BUENOS AIRES | AGRÍCOLA |  | NVL110486 | 25.3 mil m³/año | [13 empty] | Fuente: CartoCrítica / REPDA CONAGUA 2024 | {"type":"Feature","properties":{},"geometry":{"type":"Point","coordinates":[-100.26917,25.335841]}}
GRANJA SAN MIGUEL, S.A. | Point | APODACA | ÁREA METROPOLITANA DE MONTERREY | PECUARIO |  | NVL110742 | 35.2 mil m³/año | [13 empty] | Fuente: CartoCrítica / REPDA CONAGUA 2024 | {"type":"Feature","properties":{},"geometry":{"type":"Point","coordinates":[-100.168889,25.717223]}}
GRANJA SAN MIGUEL, S.A. | Point | APODACA | ÁREA METROPOLITANA DE MONTERREY | PECUARIO |  | NVL110742 | 35.2 mil m³/año | [13 empty] | Fuente: CartoCrítica / REPDA CONAGUA 2024 | {"type":"Feature","properties":{},"geometry":{"type":"Point","coordinates":[-100.168056,25.718057]}}
JORGE LUIS AGUILAR OLAGUE | Point | GENERAL ZUAZUA | EL CARMEN-SALINAS-VICTORIA | AGRÍCOLA |  | NVL110913 | 58.1 mil m³/año | [13 empty] | Fuente: CartoCrítica / REPDA CONAGUA 2024 | {"type":"Feature","properties":{},"geometry":{"type":"Point","coordinates":[-100.146389,25.879167]}}
FELIPE GALVAN MARTINEZ | Point | GENERAL ZUAZUA | EL CARMEN-SALINAS-VICTORIA | AGRÍCOLA |  | NVL110959 | 6.4 mil m³/año | [13 empty] | Fuente: CartoCrítica / REPDA CONAGUA 2024 | {"type":"Feature","properties":{},"geometry":{"type":"Point","coordinates":[-100.10278,25.890283]}}
JUAN MANUEL ESPARZA ROSALES | Point | SANTIAGO | CITRÍCOLA NORTE | AGRÍCOLA |  | NVL113502 | 63.5 mil m³/año | [13 empty] | Fuente: CartoCrítica / REPDA CONAGUA 2024 | {"type":"Feature","properties":{},"geometry":{"type":"Point","coordinates":[-100.043611,25.447778]}}
JUAN MANUEL ESPARZA ROSALES | Point | SANTIAGO | CITRÍCOLA NORTE | AGRÍCOLA |  | NVL113503 | 112.9 mil m³/año | [13 empty] | Fuente: CartoCrítica / REPDA CONAGUA 2024 | {"type":"Feature","properties":{},"geometry":{"type":"Point","coordinates":[-100.045833,25.446111]}}
HERNAN GUAJARDO GUAJARDO | Point | GENERAL ZUAZUA | EL CARMEN-SALINAS-VICTORIA | AGRÍCOLA |  | NVL113645 | 51.0 mil m³/año | [13 empty] | Fuente: CartoCrítica / REPDA CONAGUA 2024 | {"type":"Feature","properties":{},"geometry":{"type":"Point","coordinates":[-100.08389,25.886666]}}
JESUS FLORES CHAPA | Point | APODACA | EL CARMEN-SALINAS-VICTORIA | AGRÍCOLA |  | NVL113708 | 25.2 mil m³/año | [13 empty] | Fuente: CartoCrítica / REPDA CONAGUA 2024 | {"type":"Feature","properties":{},"geometry":{"type":"Point","coordinates":[-100.1575,25.813056]}}
RICARDO JAVIER GARZA VILLARREAL | Point | SALINAS VICTORIA | EL CARMEN-SALINAS-VICTORIA | AGRÍCOLA |  | NVL113850 | 160.0 mil m³/año | [13 empty] | Fuente: CartoCrítica / REPDA CONAGUA 2024 | {"type":"Feature","properties":{},"geometry":{"type":"Point","coordinates":[-100.298964,26.064209]}}
RICARDO JAVIER GARZA VILLARREAL | Point | SALINAS VICTORIA | EL CARMEN-SALINAS-VICTORIA | AGRÍCOLA |  | NVL113850 | 160.0 mil m³/año | [13 empty] | Fuente: CartoCrítica / REPDA CONAGUA 2024 | {"type":"Feature","properties":{},"geometry":{"type":"Point","coordinates":[-100.300283,26.067546]}}
PATRICIA MONTEMAYOR MARTINEZ | Point | SALINAS VICTORIA | EL CARMEN-SALINAS-VICTORIA | AGRÍCOLA |  | NVL113852 | 36.0 mil m³/año | [13 empty] | Fuente: CartoCrítica / REPDA CONAGUA 2024 | {"type":"Feature","properties":{},"geometry":{"type":"Point","coordinates":[-100.253278,26.072944]}}
FRANCISCO JAVIER VARGAS DEL TORO | Point | SALINAS VICTORIA | EL CARMEN-SALINAS-VICTORIA | AGRÍCOLA |  | NVL113987 | 150.0 mil m³/año | [13 empty] | Fuente: CartoCrítica / REPDA CONAGUA 2024 | {"type":"Feature","properties":{},"geometry":{"type":"Point","coordinates":[-100.215167,26.129281]}}
EDELMIRO CANTU LOZANO | Point | SALINAS VICTORIA | EL CARMEN-SALINAS-VICTORIA | AGRÍCOLA |  | NVL114960 | 190.0 mil m³/año | [13 empty] | Fuente: CartoCrítica / REPDA CONAGUA 2024 | {"type":"Feature","properties":{},"geometry":{"type":"Point","coordinates":[-100.290917,26.063166]}}
JAVIER TORRES VILLARREAL, RODRIGO TORRES VILLARREA | Point | SALINAS VICTORIA | EL CARMEN-SALINAS-VICTORIA | AGRÍCOLA |  | NVL114983 | 512.6 mil m³/año | [13 empty] | Fuente: CartoCrítica / REPDA CONAGUA 2024 | {"type":"Feature","properties":{},"geometry":{"type":"Point","coordinates":[-100.196833,26.133]}}
JAVIER TORRES VILLARREAL, RODRIGO TORRES VILLARREA | Point | SALINAS VICTORIA | EL CARMEN-SALINAS-VICTORIA | AGRÍCOLA |  | NVL114983 | 512.6 mil m³/año | [13 empty] | Fuente: CartoCrítica / REPDA CONAGUA 2024 | {"type":"Feature","properties":{},"geometry":{"type":"Point","coordinates":[-100.192361,26.136278]}}
ALBERTO JORGE HAUSER ETERNOD | Point | MONTERREY | CAÑÓN DEL HUAJUCO | AGRÍCOLA |  | NVL115074 | 11.0 mil m³/año | [13 empty] | Fuente: CartoCrítica / REPDA CONAGUA 2024 | {"type":"Feature","properties":{},"geometry":{"type":"Point","coordinates":[-100.227723,25.546223]}}
OPERADORA DE INMUEBLES DEL ORIENTE, S.A. DE C.V. | Point | SANTIAGO | CITRÍCOLA NORTE | AGRÍCOLA |  | NVL115109 | 150.0 mil m³/año | [13 empty] | Fuente: CartoCrítica / REPDA CONAGUA 2024 | {"type":"Feature","properties":{},"geometry":{"type":"Point","coordinates":[-100.110556,25.4875]}}
JAVIER TORRES VILLARREAL, SERGIO TORRES VILLARREAL | Point | SALINAS VICTORIA | EL CARMEN-SALINAS-VICTORIA | AGRÍCOLA |  | NVL115137 | 570.0 mil m³/año | [13 empty] | Fuente: CartoCrítica / REPDA CONAGUA 2024 | {"type":"Feature","properties":{},"geometry":{"type":"Point","coordinates":[-100.207222,26.13639]}}
JOSE JUAN MORALES MORENO, JORGE ALBERTO MORALES MO | Point | SALINAS VICTORIA | EL CARMEN-SALINAS-VICTORIA | AGRÍCOLA |  | NVL115268 | 12.0 mil m³/año | [13 empty] | Fuente: CartoCrítica / REPDA CONAGUA 2024 | {"type":"Feature","properties":{},"geometry":{"type":"Point","coordinates":[-100.347778,26.095556]}}
FOMENTO AGROPECUARIO Y COMERCIAL, S.A. DE C.V. | Point | SALINAS VICTORIA | EL CARMEN-SALINAS-VICTORIA | PECUARIO |  | NVL115507 | 23.5 mil m³/año | [13 empty] | Fuente: CartoCrítica / REPDA CONAGUA 2024 | {"type":"Feature","properties":{},"geometry":{"type":"Point","coordinates":[-100.283611,25.990281]}}
FOMENTO AGROPECUARIO Y COMERCIAL, S.A. DE C.V. | Point | APODACA | EL CARMEN-SALINAS-VICTORIA | PECUARIO |  | NVL115508 | 27.3 mil m³/año | [13 empty] | Fuente: CartoCrítica / REPDA CONAGUA 2024 | {"type":"Feature","properties":{},"geometry":{"type":"Point","coordinates":[-100.234873,25.830649]}}
FOMENTO AGROPECUARIO Y COMERCIAL, S.A. DE C.V. | Point | APODACA | EL CARMEN-SALINAS-VICTORIA | PECUARIO |  | NVL115508 | 27.3 mil m³/año | [13 empty] | Fuente: CartoCrítica / REPDA CONAGUA 2024 | {"type":"Feature","properties":{},"geometry":{"type":"Point","coordinates":[-100.234278,25.83117]}}
FOMENTO AGROPECUARIO Y COMERCIAL | Point | SALINAS VICTORIA | EL CARMEN-SALINAS-VICTORIA | PECUARIO |  | NVL115509 | 30.0 mil m³/año | [13 empty] | Fuente: CartoCrítica / REPDA CONAGUA 2024 | {"type":"Feature","properties":{},"geometry":{"type":"Point","coordinates":[-100.282991,25.995396]}}
FOMENTO AGROPECUARIO Y COMERCIAL | Point | SALINAS VICTORIA | EL CARMEN-SALINAS-VICTORIA | PECUARIO |  | NVL115509 | 30.0 mil m³/año | [13 empty] | Fuente: CartoCrítica / REPDA CONAGUA 2024 | {"type":"Feature","properties":{},"geometry":{"type":"Point","coordinates":[-100.282871,25.995476]}}
FOMENTO AGROPECUARIO Y COMERCIAL | Point | SALINAS VICTORIA | EL CARMEN-SALINAS-VICTORIA | PECUARIO |  | NVL115509 | 30.0 mil m³/año | [13 empty] | Fuente: CartoCrítica / REPDA CONAGUA 2024 | {"type":"Feature","properties":{},"geometry":{"type":"Point","coordinates":[-100.282799,25.995332]}}
HOMERO YESAKI CAVAZOS, JAIME HISAO YESAKI CAVAZOS | Point | SALINAS VICTORIA | EL CARMEN-SALINAS-VICTORIA | PECUARIO |  | NVL115510 | 58.3 mil m³/año | [13 empty] | Fuente: CartoCrítica / REPDA CONAGUA 2024 | {"type":"Feature","properties":{},"geometry":{"type":"Point","coordinates":[-100.273889,25.967779]}}
HOMERO YESAKI CAVAZOS, JAIME HISAO YESAKI CAVAZOS | Point | SALINAS VICTORIA | EL CARMEN-SALINAS-VICTORIA | PECUARIO |  | NVL115510 | 58.3 mil m³/año | [13 empty] | Fuente: CartoCrítica / REPDA CONAGUA 2024 | {"type":"Feature","properties":{},"geometry":{"type":"Point","coordinates":[-100.272222,25.967778]}}
HOMERO YESAKI CAVAZOS, JAIME HISAO YESAKI CAVAZOS | Point | SALINAS VICTORIA | EL CARMEN-SALINAS-VICTORIA | PECUARIO |  | NVL115510 | 58.3 mil m³/año | [13 empty] | Fuente: CartoCrítica / REPDA CONAGUA 2024 | {"type":"Feature","properties":{},"geometry":{"type":"Point","coordinates":[-100.274445,25.983056]}}
ERMILIO ELIZONDO CHAPA | Point | APODACA | EL CARMEN-SALINAS-VICTORIA | AGRÍCOLA |  | NVL115513 | 49.9 mil m³/año | [13 empty] | Fuente: CartoCrítica / REPDA CONAGUA 2024 | {"type":"Feature","properties":{},"geometry":{"type":"Point","coordinates":[-100.236389,25.828057]}}
LUIS RAFAEL GONZALEZ ZAMBRANO | Point | SANTA CATARINA | CAMPO DURAZNO | AGRÍCOLA |  | NVL115726 | 166.0 mil m³/año | [13 empty] | Fuente: CartoCrítica / REPDA CONAGUA 2024 | {"type":"Feature","properties":{},"geometry":{"type":"Point","coordinates":[-100.501389,25.732778]}}
RODRIGO GARCIA MARTINEZ | Point | SANTIAGO | CAÑÓN DEL HUAJUCO | AGRÍCOLA |  | NVL150146 | 2.0 mil m³/año | [13 empty] | Fuente: CartoCrítica / REPDA CONAGUA 2024 | {"type":"Feature","properties":{},"geometry":{"type":"Point","coordinates":[-100.170545,25.485802]}}
JESUS TAMEZ SANCHEZ | Point | SANTIAGO | CAÑÓN DEL HUAJUCO | AGRÍCOLA |  | NVL154168 | 10.8 mil m³/año | [13 empty] | Fuente: CartoCrítica / REPDA CONAGUA 2024 | {"type":"Feature","properties":{},"geometry":{"type":"Point","coordinates":[-100.186278,25.486113]}}
JESUS TAMEZ SANCHEZ | Point | SANTIAGO | CAÑÓN DEL HUAJUCO | AGRÍCOLA |  | NVL154168 | 10.8 mil m³/año | [13 empty] | Fuente: CartoCrítica / REPDA CONAGUA 2024 | {"type":"Feature","properties":{},"geometry":{"type":"Point","coordinates":[-100.186078,25.486808]}}
MARTHA PATRICIA NAVARRO TREVIÑO | Point | SANTIAGO | CAÑÓN DEL HUAJUCO | AGRÍCOLA |  | NVL154169 | 15.0 mil m³/año | [13 empty] | Fuente: CartoCrítica / REPDA CONAGUA 2024 | {"type":"Feature","properties":{},"geometry":{"type":"Point","coordinates":[-100.184644,25.48754]}}
MARTHA PATRICIA NAVARRO TREVIÑO | Point | SANTIAGO | CAÑÓN DEL HUAJUCO | AGRÍCOLA |  | NVL154169 | 15.0 mil m³/año | [13 empty] | Fuente: CartoCrítica / REPDA CONAGUA 2024 | {"type":"Feature","properties":{},"geometry":{"type":"Point","coordinates":[-100.184232,25.48782]}}
RODOLFO GUERRA CASTILLO | Point | MONTERREY | ÁREA METROPOLITANA DE MONTERREY | AGRÍCOLA |  | NVL155415 | 3.5 mil m³/año | [13 empty] | Fuente: CartoCrítica / REPDA CONAGUA 2024 | {"type":"Feature","properties":{},"geometry":{"type":"Point","coordinates":[-100.256444,25.584]}}
JOSE CANTU GARZA | Point | APODACA | ÁREA METROPOLITANA DE MONTERREY | PECUARIO |  | NVL114615 | 24.4 mil m³/año | [13 empty] | Fuente: CartoCrítica / REPDA CONAGUA 2024 | {"type":"Feature","properties":{},"geometry":{"type":"Point","coordinates":[-100.236945,25.75389]}}
JOSE CANTU GARZA | Point | APODACA | ÁREA METROPOLITANA DE MONTERREY | PECUARIO |  | NVL114615 | 24.4 mil m³/año | [13 empty] | Fuente: CartoCrítica / REPDA CONAGUA 2024 | {"type":"Feature","properties":{},"geometry":{"type":"Point","coordinates":[-100.236944,25.753334]}}
GUADALUPE HERNANDEZ GARCIA | Point | SALINAS VICTORIA | EL CARMEN-SALINAS-VICTORIA | PECUARIO |  | 06NVL108503 | 160 m³/año | [13 empty] | Fuente: CartoCrítica / REPDA CONAGUA 2024 | {"type":"Feature","properties":{},"geometry":{"type":"Point","coordinates":[-100.265279,25.908333]}}
JOSE DE GABRIEL DE LA GARZA GONZALEZ | Point | SANTIAGO | CITRÍCOLA NORTE | AGRÍCOLA |  | 06NVL108832 | 270.0 mil m³/año | [13 empty] | Fuente: CartoCrítica / REPDA CONAGUA 2024 | {"type":"Feature","properties":{},"geometry":{"type":"Point","coordinates":[-100.06147,25.418129]}}
JOSE DE GABRIEL DE LA GARZA GONZALEZ | Point | SANTIAGO | CITRÍCOLA NORTE | AGRÍCOLA |  | 06NVL108832 | 270.0 mil m³/año | [13 empty] | Fuente: CartoCrítica / REPDA CONAGUA 2024 | {"type":"Feature","properties":{},"geometry":{"type":"Point","coordinates":[-100.059209,25.420583]}}
JOSE DE GABRIEL DE LA GARZA GONZALEZ | Point | SANTIAGO | CITRÍCOLA NORTE | AGRÍCOLA |  | 06NVL108832 | 270.0 mil m³/año | [13 empty] | Fuente: CartoCrítica / REPDA CONAGUA 2024 | {"type":"Feature","properties":{},"geometry":{"type":"Point","coordinates":[-100.059676,25.421255]}}
JOSE DE GABRIEL DE LA GARZA GONZALEZ | Point | SANTIAGO | CITRÍCOLA NORTE | AGRÍCOLA |  | 06NVL108832 | 270.0 mil m³/año | [13 empty] | Fuente: CartoCrítica / REPDA CONAGUA 2024 | {"type":"Feature","properties":{},"geometry":{"type":"Point","coordinates":[-100.060792,25.417551]}}
ALBERTO JORGE HAUSER ETERNOD | Point | MONTERREY | CAÑÓN DEL HUAJUCO | AGRÍCOLA |  | 06NVL113667 | 11.0 mil m³/año | [13 empty] | Fuente: CartoCrítica / REPDA CONAGUA 2024 | {"type":"Feature","properties":{},"geometry":{"type":"Point","coordinates":[-100.2225,25.544444]}}
OSCAR ZAMBRANO FERNANDEZ | Point | APODACA | ÁREA METROPOLITANA DE MONTERREY | AGRÍCOLA |  | 06NVL104292/24ALGR98 | 24.0 mil m³/año | [13 empty] | Fuente: CartoCrítica / REPDA CONAGUA 2024 | {"type":"Feature","properties":{},"geometry":{"type":"Point","coordinates":[-100.138889,25.7425]}}
FLORENTINO FLORES ESCAMILLA Y/O ELENA ALICIA LOZAN | Point | GENERAL ZUAZUA | EL CARMEN-SALINAS-VICTORIA | AGRÍCOLA |  | 06NVL104919/24ALGR98 | 15.0 mil m³/año | [13 empty] | Fuente: CartoCrítica / REPDA CONAGUA 2024 | {"type":"Feature","properties":{},"geometry":{"type":"Point","coordinates":[-100.088889,25.871111]}}
ENRIQUE VILLARREAL MARTINEZ | Point | GENERAL ZUAZUA | EL CARMEN-SALINAS-VICTORIA | AGRÍCOLA |  | 06NVL105320/24ALGR98 | 51.8 mil m³/año | [13 empty] | Fuente: CartoCrítica / REPDA CONAGUA 2024 | {"type":"Feature","properties":{},"geometry":{"type":"Point","coordinates":[-100.119167,25.885556]}}
JOSE ANGEL ALCALA GONZALEZ | Point | APODACA | ÁREA METROPOLITANA DE MONTERREY | AGRÍCOLA |  | 06NVL105670/24APGR98 | 7.2 mil m³/año | [13 empty] | Fuente: CartoCrítica / REPDA CONAGUA 2024 | {"type":"Feature","properties":{},"geometry":{"type":"Point","coordinates":[-100.116111,25.807222]}}
HUMBERTO IGNACIO ALVARADO | Point | GENERAL ZUAZUA | EL CARMEN-SALINAS-VICTORIA | AGRÍCOLA |  | 06NVL106563/24ALGR99 | 9.4 mil m³/año | [13 empty] | Fuente: CartoCrítica / REPDA CONAGUA 2024 | {"type":"Feature","properties":{},"geometry":{"type":"Point","coordinates":[-100.143333,25.885556]}}
DIDIO AMERICO SALDIVAR MARTINEZ | Point | GENERAL ZUAZUA | EL CARMEN-SALINAS-VICTORIA | AGRÍCOLA |  | 06NVL106857/24ALGR99 | 9.0 mil m³/año | [13 empty] | Fuente: CartoCrítica / REPDA CONAGUA 2024 | {"type":"Feature","properties":{},"geometry":{"type":"Point","coordinates":[-100.084167,25.870556]}}
ELIUD EDILBERTO ELIZONDO TREVIÑO | Point | APODACA | ÁREA METROPOLITANA DE MONTERREY | AGRÍCOLA |  | 06NVL107291/24ALGR99 | 450 m³/año | [13 empty] | Fuente: CartoCrítica / REPDA CONAGUA 2024 | {"type":"Feature","properties":{},"geometry":{"type":"Point","coordinates":[-100.1925,25.773611]}}
AURORA CASTRO GONZALEZ | Point | APODACA | ÁREA METROPOLITANA DE MONTERREY | AGRÍCOLA |  | 06NVL107644/24ALGR99 | 6.0 mil m³/año | [13 empty] | Fuente: CartoCrítica / REPDA CONAGUA 2024 | {"type":"Feature","properties":{},"geometry":{"type":"Point","coordinates":[-100.151389,25.740833]}}
MATEO PIÑA MENDEZ | Point | APODACA | ÁREA METROPOLITANA DE MONTERREY | AGRÍCOLA |  | 06NVL107803/24ALGR99 | 3.0 mil m³/año | [13 empty] | Fuente: CartoCrítica / REPDA CONAGUA 2024 | {"type":"Feature","properties":{},"geometry":{"type":"Point","coordinates":[-100.120556,25.716667]}}
JAIME ARTURO MONTEMAYOR CHAPA | Point | GENERAL ZUAZUA | EL CARMEN-SALINAS-VICTORIA | AGRÍCOLA |  | 06NVL107908/24AMGR99 | 124.4 mil m³/año | [13 empty] | Fuente: CartoCrítica / REPDA CONAGUA 2024 | {"type":"Feature","properties":{},"geometry":{"type":"Point","coordinates":[-105.116667,25.911667]}}
JAIME ARTURO MONTEMAYOR CHAPA | Point | GENERAL ZUAZUA | EL CARMEN-SALINAS-VICTORIA | AGRÍCOLA |  | 06NVL107908/24AMGR99 | 124.4 mil m³/año | [13 empty] | Fuente: CartoCrítica / REPDA CONAGUA 2024 | {"type":"Feature","properties":{},"geometry":{"type":"Point","coordinates":[-100.118611,25.910833]}}
JAIME ARTURO MONTEMAYOR CHAPA | Point | GENERAL ZUAZUA | EL CARMEN-SALINAS-VICTORIA | AGRÍCOLA |  | 06NVL107908/24AMGR99 | 124.4 mil m³/año | [13 empty] | Fuente: CartoCrítica / REPDA CONAGUA 2024 | {"type":"Feature","properties":{},"geometry":{"type":"Point","coordinates":[-100.116944,25.905278]}}
JAIME ARTURO MONTEMAYOR CHAPA | Point | GENERAL ZUAZUA | EL CARMEN-SALINAS-VICTORIA | AGRÍCOLA |  | 06NVL107908/24AMGR99 | 124.4 mil m³/año | [13 empty] | Fuente: CartoCrítica / REPDA CONAGUA 2024 | {"type":"Feature","properties":{},"geometry":{"type":"Point","coordinates":[-100.117222,25.909444]}}
ALMA NATALIA GARZA TREVIÑO Y/O JESUS MARIO GUAJARD | Point | APODACA | CITRÍCOLA NORTE | PECUARIO |  | 06NVL107951/24GLGR99 | 27.4 mil m³/año | [13 empty] | Fuente: CartoCrítica / REPDA CONAGUA 2024 | {"type":"Feature","properties":{},"geometry":{"type":"Point","coordinates":[-100.18,25.7675]}}
ALMA NATALIA GARZA TREVIÑO Y/O JESUS MARIO GUAJARD | Point | APODACA | CITRÍCOLA NORTE | PECUARIO |  | 06NVL107951/24GLGR99 | 27.4 mil m³/año | [13 empty] | Fuente: CartoCrítica / REPDA CONAGUA 2024 | {"type":"Feature","properties":{},"geometry":{"type":"Point","coordinates":[-100.179167,25.767778]}}
JAVIER ELIZONDO GARCIA | Point | APODACA | ÁREA METROPOLITANA DE MONTERREY | AGRÍCOLA |  | 06NVL107972/24ALGR99 | 120.0 mil m³/año | [13 empty] | Fuente: CartoCrítica / REPDA CONAGUA 2024 | {"type":"Feature","properties":{},"geometry":{"type":"Point","coordinates":[-100.13,25.747222]}}
ALFREDO VILLARREAL MARTINEZ | Point | GENERAL ZUAZUA | EL CARMEN-SALINAS-VICTORIA | AGRÍCOLA |  | 06NVL107996/24ALGR99 | 72.3 mil m³/año | [13 empty] | Fuente: CartoCrítica / REPDA CONAGUA 2024 | {"type":"Feature","properties":{},"geometry":{"type":"Point","coordinates":[-100.098333,25.853333]}}
ALFREDO VILLARREAL MARTINEZ | Point | GENERAL ZUAZUA | EL CARMEN-SALINAS-VICTORIA | AGRÍCOLA |  | 06NVL107996/24ALGR99 | 72.3 mil m³/año | [13 empty] | Fuente: CartoCrítica / REPDA CONAGUA 2024 | {"type":"Feature","properties":{},"geometry":{"type":"Point","coordinates":[-100.097778,25.8525]}}
AMERICO GUAJARDO GUAJARDO | Point | APODACA | ÁREA METROPOLITANA DE MONTERREY | AGRÍCOLA |  | 06NVL108323/24AMGR00 | 6.0 mil m³/año | [13 empty] | Fuente: CartoCrítica / REPDA CONAGUA 2024 | {"type":"Feature","properties":{},"geometry":{"type":"Point","coordinates":[-100.245,25.841389]}}
ALFONSO GUTIERREZ CISNEROS | Point | SALINAS VICTORIA | EL CARMEN-SALINAS-VICTORIA | AGRÍCOLA |  | 06NVL108433/24ALGR99 | 46.0 mil m³/año | [13 empty] | Fuente: CartoCrítica / REPDA CONAGUA 2024 | {"type":"Feature","properties":{},"geometry":{"type":"Point","coordinates":[-100.259722,25.433611]}}
FRANCISCO MANUEL QUIROGA VILLARREAL | Point | GENERAL ZUAZUA | EL CARMEN-SALINAS-VICTORIA | AGRÍCOLA |  | 06NVL108490/24AMGR99 | 9.0 mil m³/año | [13 empty] | Fuente: CartoCrítica / REPDA CONAGUA 2024 | {"type":"Feature","properties":{},"geometry":{"type":"Point","coordinates":[-100.12,25.907778]}}
ISRAEL RODRIGUEZ DE LEON | Point | GENERAL ZUAZUA | EL CARMEN-SALINAS-VICTORIA | AGRÍCOLA |  | 06NVL108519/24ALGR99 | 24.0 mil m³/año | [13 empty] | Fuente: CartoCrítica / REPDA CONAGUA 2024 | {"type":"Feature","properties":{},"geometry":{"type":"Point","coordinates":[-100.133333,25.875]}}
ISRAEL RODRIGUEZ DE LEON | Point | GENERAL ZUAZUA | EL CARMEN-SALINAS-VICTORIA | AGRÍCOLA |  | 06NVL108519/24ALGR99 | 24.0 mil m³/año | [13 empty] | Fuente: CartoCrítica / REPDA CONAGUA 2024 | {"type":"Feature","properties":{},"geometry":{"type":"Point","coordinates":[-100.133611,25.875278]}}
VALENTE MUÑOZ LOPEZ | Point | GUADALUPE | ÁREA METROPOLITANA DE MONTERREY | AGRÍCOLA |  | 06NVL109046/24APGR99 | 1.0 mil m³/año | [13 empty] | Fuente: CartoCrítica / REPDA CONAGUA 2024 | {"type":"Feature","properties":{},"geometry":{"type":"Point","coordinates":[-100.208333,25.675]}}
MARIA DEL REFUGIO MACHUCA MARTINEZ | Point | GENERAL ZUAZUA | EL CARMEN-SALINAS-VICTORIA | PECUARIO |  | 06NVL109332/24GMGR99 | 3.6 mil m³/año | [13 empty] | Fuente: CartoCrítica / REPDA CONAGUA 2024 | {"type":"Feature","properties":{},"geometry":{"type":"Point","coordinates":[-100.076389,25.902222]}}
MARIA DEL REFUGIO MACHUCA MARTINEZ | Point | GENERAL ZUAZUA | EL CARMEN-SALINAS-VICTORIA | PECUARIO |  | 06NVL109333/24GLGR99 | 3.6 mil m³/año | [13 empty] | Fuente: CartoCrítica / REPDA CONAGUA 2024 | {"type":"Feature","properties":{},"geometry":{"type":"Point","coordinates":[-100.114167,25.907778]}}
MARIA DEL REFUGIO MACHUCA MARTINEZ | Point | GENERAL ZUAZUA | CAMPO CERRITOS | PECUARIO |  | 06NVL109334/24GMGR99 | 10.9 mil m³/año | [13 empty] | Fuente: CartoCrítica / REPDA CONAGUA 2024 | {"type":"Feature","properties":{},"geometry":{"type":"Point","coordinates":[-100.069167,25.940833]}}
MARIA DEL REFUGIO MACHUCA MARTINEZ | Point | GENERAL ZUAZUA | CAMPO CERRITOS | PECUARIO |  | 06NVL109334/24GMGR99 | 10.9 mil m³/año | [13 empty] | Fuente: CartoCrítica / REPDA CONAGUA 2024 | {"type":"Feature","properties":{},"geometry":{"type":"Point","coordinates":[-100.068611,25.919167]}}
MARIA DEL REFUGIO MACHUCA MARTINEZ | Point | GENERAL ZUAZUA | CAMPO CERRITOS | PECUARIO |  | 06NVL109334/24GMGR99 | 10.9 mil m³/año | [13 empty] | Fuente: CartoCrítica / REPDA CONAGUA 2024 | {"type":"Feature","properties":{},"geometry":{"type":"Point","coordinates":[-100.049444,25.939722]}}
MARIA DEL REFUGIO MACHUCA MARTINEZ | Point | GENERAL ZUAZUA | CAMPO CERRITOS | PECUARIO |  | 06NVL109334/24GMGR99 | 10.9 mil m³/año | [13 empty] | Fuente: CartoCrítica / REPDA CONAGUA 2024 | {"type":"Feature","properties":{},"geometry":{"type":"Point","coordinates":[-100.061944,25.942222]}}
MARIA DEL REFUGIO MACHUCA MARTINEZ | Point | GENERAL ZUAZUA | CAMPO CERRITOS | PECUARIO |  | 06NVL109334/24GMGR99 | 10.9 mil m³/año | [13 empty] | Fuente: CartoCrítica / REPDA CONAGUA 2024 | {"type":"Feature","properties":{},"geometry":{"type":"Point","coordinates":[-100.050833,25.958333]}}
UNION GANADERA REGIONAL DE NUEVO LEON, A. C. | Point | GUADALUPE | ÁREA METROPOLITANA DE MONTERREY | PECUARIO |  | 06NVL109352/24GMGR99 | 10.4 mil m³/año | [13 empty] | Fuente: CartoCrítica / REPDA CONAGUA 2024 | {"type":"Feature","properties":{},"geometry":{"type":"Point","coordinates":[-100.246111,25.678333]}}
UNION GANADERA REGIONAL DE NUEVO LEON, A. C. | Point | GUADALUPE | ÁREA METROPOLITANA DE MONTERREY | PECUARIO |  | 06NVL109352/24GMGR99 | 10.4 mil m³/año | [13 empty] | Fuente: CartoCrítica / REPDA CONAGUA 2024 | {"type":"Feature","properties":{},"geometry":{"type":"Point","coordinates":[-100.245,25.678333]}}
DAVID MADERO GONZALEZ | Point | MONTERREY | ÁREA METROPOLITANA DE MONTERREY | AGRÍCOLA |  | 06NVL109892/24ALGR99 | 12.0 mil m³/año | [13 empty] | Fuente: CartoCrítica / REPDA CONAGUA 2024 | {"type":"Feature","properties":{},"geometry":{"type":"Point","coordinates":[-100.273611,25.569472]}}
FRANCISCO MANUEL QUIROGA VILLARREAL | Point | GENERAL ZUAZUA | EL CARMEN-SALINAS-VICTORIA | AGRÍCOLA |  | 06NVL109915/24AMGR99 | 30.0 mil m³/año | [13 empty] | Fuente: CartoCrítica / REPDA CONAGUA 2024 | {"type":"Feature","properties":{},"geometry":{"type":"Point","coordinates":[-100.141389,25.916111]}}
ELIUD EDILBERTO ELIZONDO TREVIÑO | Point | APODACA | ÁREA METROPOLITANA DE MONTERREY | AGRÍCOLA |  | 06NVL109945/24ALGR99 | 600 m³/año | [13 empty] | Fuente: CartoCrítica / REPDA CONAGUA 2024 | {"type":"Feature","properties":{},"geometry":{"type":"Point","coordinates":[-100.191667,25.788333]}}
OLGA MARGARITA SALAZAR VILLARREAL | Point | MONTERREY | ÁREA METROPOLITANA DE MONTERREY | PECUARIO |  | 06NVL109956/24GMGR99 | 1.3 mil m³/año | [13 empty] | Fuente: CartoCrítica / REPDA CONAGUA 2024 | {"type":"Feature","properties":{},"geometry":{"type":"Point","coordinates":[-100.198056,25.526944]}}
FRANCISCO MANUEL QUIROGA VILLARREAL | Point | GENERAL ZUAZUA | EL CARMEN-SALINAS-VICTORIA | AGRÍCOLA |  | 06NVL110312/24AMGR00 | 2.6 mil m³/año | [13 empty] | Fuente: CartoCrítica / REPDA CONAGUA 2024 | {"type":"Feature","properties":{},"geometry":{"type":"Point","coordinates":[-100.135833,25.868333]}}
JAVIER GONZALEZ CARVAJAL | Point | SANTA CATARINA | ÁREA METROPOLITANA DE MONTERREY | AGRÍCOLA |  | 06NVL110346/24AMGR00 | 3.9 mil m³/año | [13 empty] | Fuente: CartoCrítica / REPDA CONAGUA 2024 | {"type":"Feature","properties":{},"geometry":{"type":"Point","coordinates":[-100.411111,25.576389]}}
LUIS ANGEL SAENZ VILLARREAL | Point | SALINAS VICTORIA | EL CARMEN-SALINAS-VICTORIA | PECUARIO |  | 06NVL110349/24GLGR00 | 1.2 mil m³/año | [13 empty] | Fuente: CartoCrítica / REPDA CONAGUA 2024 | {"type":"Feature","properties":{},"geometry":{"type":"Point","coordinates":[-100.288333,25.981667]}}
LUIS ANGEL SAENZ VILLARREAL | Point | SALINAS VICTORIA | EL CARMEN-SALINAS-VICTORIA | PECUARIO |  | 06NVL110349/24GLGR00 | 1.2 mil m³/año | [13 empty] | Fuente: CartoCrítica / REPDA CONAGUA 2024 | {"type":"Feature","properties":{},"geometry":{"type":"Point","coordinates":[-100.290278,25.981389]}}
LUIS ANGEL SAENZ VILLARREAL | Point | SALINAS VICTORIA | EL CARMEN-SALINAS-VICTORIA | PECUARIO |  | 06NVL110349/24GLGR00 | 1.2 mil m³/año | [13 empty] | Fuente: CartoCrítica / REPDA CONAGUA 2024 | {"type":"Feature","properties":{},"geometry":{"type":"Point","coordinates":[-100.295556,25.983333]}}
RAQUEL HACACIA COLLINS TREVIÑO | Point | SALINAS VICTORIA | EL CARMEN-SALINAS-VICTORIA | PECUARIO |  | 06NVL110388/24GPGR00 | 1.1 mil m³/año | [13 empty] | Fuente: CartoCrítica / REPDA CONAGUA 2024 | {"type":"Feature","properties":{},"geometry":{"type":"Point","coordinates":[-100.072222,26.261111]}}
ENRIQUE VILLARREAL MARTINEZ | Point | GENERAL ZUAZUA | EL CARMEN-SALINAS-VICTORIA | PECUARIO |  | 06NVL110428/24GLGR00 | 913 m³/año | [13 empty] | Fuente: CartoCrítica / REPDA CONAGUA 2024 | {"type":"Feature","properties":{},"geometry":{"type":"Point","coordinates":[-100.123611,25.879722]}}
JOSE GUADALUPE RODRIGUEZ OCHOA | Point | GUADALUPE | ÁREA METROPOLITANA DE MONTERREY | AGRÍCOLA |  | 06NVL110445/24ALGR00 | 1.5 mil m³/año | [13 empty] | Fuente: CartoCrítica / REPDA CONAGUA 2024 | {"type":"Feature","properties":{},"geometry":{"type":"Point","coordinates":[-100.188889,25.659444]}}
MARCO AURELIO TORRES GONZALEZ | Point | SANTIAGO | CAÑÓN DEL HUAJUCO | AGRÍCOLA |  | 06NVL110469/24ALGR00 | 6.0 mil m³/año | [13 empty] | Fuente: CartoCrítica / REPDA CONAGUA 2024 | {"type":"Feature","properties":{},"geometry":{"type":"Point","coordinates":[-100.176667,25.484444]}}
EDILBERTO ELIZONDO GUAJARDO | Point | APODACA | ÁREA METROPOLITANA DE MONTERREY | PECUARIO |  | 06NVL110540/24GLGR00 | 365 m³/año | [13 empty] | Fuente: CartoCrítica / REPDA CONAGUA 2024 | {"type":"Feature","properties":{},"geometry":{"type":"Point","coordinates":[-100.1975,25.790556]}}
RUBEN DARIO CUEVA VILLARREAL | Point | APODACA | ÁREA METROPOLITANA DE MONTERREY | PECUARIO |  | 06NVL110590/24GLGR00 | 13.7 mil m³/año | [13 empty] | Fuente: CartoCrítica / REPDA CONAGUA 2024 | {"type":"Feature","properties":{},"geometry":{"type":"Point","coordinates":[-100.246944,25.830833]}}
SECRETARIA DE LA DEFENSA NACIONAL | Point | APODACA | ÁREA METROPOLITANA DE MONTERREY | AGRÍCOLA |  | 06NVL110595/24ALGR00 | 102.0 mil m³/año | [13 empty] | Fuente: CartoCrítica / REPDA CONAGUA 2024 | {"type":"Feature","properties":{},"geometry":{"type":"Point","coordinates":[-100.246944,25.860278]}}
SECRETARIA DE LA DEFENSA NACIONAL | Point | APODACA | ÁREA METROPOLITANA DE MONTERREY | AGRÍCOLA |  | 06NVL110595/24ALGR00 | 102.0 mil m³/año | [13 empty] | Fuente: CartoCrítica / REPDA CONAGUA 2024 | {"type":"Feature","properties":{},"geometry":{"type":"Point","coordinates":[-100.240556,25.851389]}}
SECRETARIA DE LA DEFENSA NACIONAL | Point | APODACA | ÁREA METROPOLITANA DE MONTERREY | AGRÍCOLA |  | 06NVL110595/24ALGR00 | 102.0 mil m³/año | [13 empty] | Fuente: CartoCrítica / REPDA CONAGUA 2024 | {"type":"Feature","properties":{},"geometry":{"type":"Point","coordinates":[-100.251944,25.855833]}}
JAVIER ALEJANDRO ELIZONDO GARCIA | Point | APODACA | ÁREA METROPOLITANA DE MONTERREY | PECUARIO |  | 06NVL110597/24GLGR00 | 5.5 mil m³/año | [13 empty] | Fuente: CartoCrítica / REPDA CONAGUA 2024 | {"type":"Feature","properties":{},"geometry":{"type":"Point","coordinates":[-100.2,25.788333]}}
JAVIER ALEJANDRO ELIZONDO GARCIA | Point | APODACA | ÁREA METROPOLITANA DE MONTERREY | PECUARIO |  | 06NVL110597/24GLGR00 | 5.5 mil m³/año | [13 empty] | Fuente: CartoCrítica / REPDA CONAGUA 2024 | {"type":"Feature","properties":{},"geometry":{"type":"Point","coordinates":[-100.167222,25.788889]}}
JAVIER ALEJANDRO ELIZONDO GARCIA | Point | APODACA | ÁREA METROPOLITANA DE MONTERREY | PECUARIO |  | 06NVL110597/24GLGR00 | 5.5 mil m³/año | [13 empty] | Fuente: CartoCrítica / REPDA CONAGUA 2024 | {"type":"Feature","properties":{},"geometry":{"type":"Point","coordinates":[-100.167778,25.789167]}}
MARIN SALINAS ZUÑIGA | Point | SANTIAGO | CITRÍCOLA NORTE | AGRÍCOLA |  | 06NVL110601/24ALGR00 | 6.0 mil m³/año | [13 empty] | Fuente: CartoCrítica / REPDA CONAGUA 2024 | {"type":"Feature","properties":{},"geometry":{"type":"Point","coordinates":[-100.152222,25.426667]}}
FIDENCIO VILLARREAL MARTINEZ Y SEBASTIANA GALVAN M | Point | GENERAL ZUAZUA | EL CARMEN-SALINAS-VICTORIA | AGRÍCOLA |  | 06NVL110635/24ALGR00 | 18.0 mil m³/año | [13 empty] | Fuente: CartoCrítica / REPDA CONAGUA 2024 | {"type":"Feature","properties":{},"geometry":{"type":"Point","coordinates":[-100.080333,25.868833]}}
LETICIA MURIS SALINAS | Point | MONTERREY | CAÑÓN DEL HUAJUCO | AGRÍCOLA |  | 06NVL110644/24ALGR00 | 4.9 mil m³/año | [13 empty] | Fuente: CartoCrítica / REPDA CONAGUA 2024 | {"type":"Feature","properties":{},"geometry":{"type":"Point","coordinates":[-100.255833,25.571667]}}
JOSEFINA TREVIÑO GALLO | Point | MONTERREY | ÁREA METROPOLITANA DE MONTERREY | AGRÍCOLA |  | 06NVL110658/24AMGR00 | 1.3 mil m³/año | [13 empty] | Fuente: CartoCrítica / REPDA CONAGUA 2024 | {"type":"Feature","properties":{},"geometry":{"type":"Point","coordinates":[-100.201944,25.615278]}}
ROSENDO GALVAN MARTINEZ Y MARTHA GUADALUPE VILLARR | Point | GENERAL ZUAZUA | EL CARMEN-SALINAS-VICTORIA | AGRÍCOLA |  | 06NVL110659/24ALGR00 | 33.4 mil m³/año | [13 empty] | Fuente: CartoCrítica / REPDA CONAGUA 2024 | {"type":"Feature","properties":{},"geometry":{"type":"Point","coordinates":[-100.241111,25.856111]}}
ALFONSO GARCIA ALCOCER | Point | APODACA | ÁREA METROPOLITANA DE MONTERREY | PECUARIO |  | 06NVL110781/24GLGR00 | 163 m³/año | [13 empty] | Fuente: CartoCrítica / REPDA CONAGUA 2024 | {"type":"Feature","properties":{},"geometry":{"type":"Point","coordinates":[-100.1925,25.747222]}}
CARLOS PATRICIO SAENZ VILLAREAL | Point | SALINAS VICTORIA | EL CARMEN-SALINAS-VICTORIA | PECUARIO |  | 06NVL110792/24GLGR00 | 1.1 mil m³/año | [13 empty] | Fuente: CartoCrítica / REPDA CONAGUA 2024 | {"type":"Feature","properties":{},"geometry":{"type":"Point","coordinates":[-100.082778,26.271111]}}
EMILIO GARZA ELIZONDO | Point | APODACA | CITRÍCOLA NORTE | AGRÍCOLA |  | 06NVL110816/24ALGR00 | 3.0 mil m³/año | [13 empty] | Fuente: CartoCrítica / REPDA CONAGUA 2024 | {"type":"Feature","properties":{},"geometry":{"type":"Point","coordinates":[-100.154722,25.742778]}}
VICTOR RAMOS QUINTANILLA | Point | SALINAS VICTORIA | EL CARMEN-SALINAS-VICTORIA | AGRÍCOLA |  | 06NVL110831/24AMGR00 | 223.6 mil m³/año | [13 empty] | Fuente: CartoCrítica / REPDA CONAGUA 2024 | {"type":"Feature","properties":{},"geometry":{"type":"Point","coordinates":[-100.266667,26.115278]}}
VICTOR RAMOS QUINTANILLA | Point | SALINAS VICTORIA | EL CARMEN-SALINAS-VICTORIA | AGRÍCOLA |  | 06NVL110831/24AMGR00 | 223.6 mil m³/año | [13 empty] | Fuente: CartoCrítica / REPDA CONAGUA 2024 | {"type":"Feature","properties":{},"geometry":{"type":"Point","coordinates":[-100.2675,26.115833]}}
VICTOR RAMOS QUINTANILLA | Point | SALINAS VICTORIA | EL CARMEN-SALINAS-VICTORIA | AGRÍCOLA |  | 06NVL110831/24AMGR00 | 223.6 mil m³/año | [13 empty] | Fuente: CartoCrítica / REPDA CONAGUA 2024 | {"type":"Feature","properties":{},"geometry":{"type":"Point","coordinates":[-100.268056,26.116111]}}
ANTONIO MARTINEZ RODRIGUEZ | Point | SANTIAGO | CAÑÓN DEL HUAJUCO | AGRÍCOLA |  | 06NVL110897/24AMGR00 | 36.0 mil m³/año | [13 empty] | Fuente: CartoCrítica / REPDA CONAGUA 2024 | {"type":"Feature","properties":{},"geometry":{"type":"Point","coordinates":[-99.996111,25.43]}}
JESUS ANGEL MONTEMAYOR MARTINEZ | Point | GENERAL ZUAZUA | EL CARMEN-SALINAS-VICTORIA | AGRÍCOLA |  | 06NVL110958/24ALGR00 | 236.4 mil m³/año | [13 empty] | Fuente: CartoCrítica / REPDA CONAGUA 2024 | {"type":"Feature","properties":{},"geometry":{"type":"Point","coordinates":[-100.114167,25.884167]}}
JESUS ANGEL MONTEMAYOR MARTINEZ | Point | GENERAL ZUAZUA | EL CARMEN-SALINAS-VICTORIA | AGRÍCOLA |  | 06NVL110958/24ALGR00 | 236.4 mil m³/año | [13 empty] | Fuente: CartoCrítica / REPDA CONAGUA 2024 | {"type":"Feature","properties":{},"geometry":{"type":"Point","coordinates":[-100.100556,25.873611]}}
JESUS ANGEL MONTEMAYOR MARTINEZ | Point | GENERAL ZUAZUA | EL CARMEN-SALINAS-VICTORIA | AGRÍCOLA |  | 06NVL110958/24ALGR00 | 236.4 mil m³/año | [13 empty] | Fuente: CartoCrítica / REPDA CONAGUA 2024 | {"type":"Feature","properties":{},"geometry":{"type":"Point","coordinates":[-100.105,25.874444]}}
ALICIA GALINDO MORALES | Point | SALINAS VICTORIA | EL CARMEN-SALINAS-VICTORIA | AGRÍCOLA |  | 06NVL110960/24ALGR00 | 2.4 mil m³/año | [13 empty] | Fuente: CartoCrítica / REPDA CONAGUA 2024 | {"type":"Feature","properties":{},"geometry":{"type":"Point","coordinates":[-100.3,25.9875]}}
OSCAR FILOMENO CHAPA VILLARREAL | Point | GENERAL ZUAZUA | EL CARMEN-SALINAS-VICTORIA | AGRÍCOLA |  | 06NVL110962/24ALGR00 | 26.0 mil m³/año | [13 empty] | Fuente: CartoCrítica / REPDA CONAGUA 2024 | {"type":"Feature","properties":{},"geometry":{"type":"Point","coordinates":[-100.084722,25.891667]}}
JUAN MANUEL CRUZ GARZA | Point | SALINAS VICTORIA | EL CARMEN-SALINAS-VICTORIA | AGRÍCOLA |  | 06NVL110966/24ALGR00 | 12.0 mil m³/año | [13 empty] | Fuente: CartoCrítica / REPDA CONAGUA 2024 | {"type":"Feature","properties":{},"geometry":{"type":"Point","coordinates":[-100.291389,25.952778]}}
RAYMUNDO MORENO CANTU | Point | GENERAL ZUAZUA | EL CARMEN-SALINAS-VICTORIA | AGRÍCOLA |  | 06NVL110983/24ALGR00 | 24.0 mil m³/año | [13 empty] | Fuente: CartoCrítica / REPDA CONAGUA 2024 | {"type":"Feature","properties":{},"geometry":{"type":"Point","coordinates":[-100.084722,25.900556]}}
BENITO CABALLERO GARZA | Point | APODACA | ÁREA METROPOLITANA DE MONTERREY | AGRÍCOLA |  | 06NVL110985/24APGR00 | 9.0 mil m³/año | [13 empty] | Fuente: CartoCrítica / REPDA CONAGUA 2024 | {"type":"Feature","properties":{},"geometry":{"type":"Point","coordinates":[-100.140278,25.815278]}}
JESUS SERGIO ELIZONDO CHAPA | Point | GENERAL ZUAZUA | EL CARMEN-SALINAS-VICTORIA | AGRÍCOLA |  | 06NVL110988/24ALGR00 | 18.0 mil m³/año | [13 empty] | Fuente: CartoCrítica / REPDA CONAGUA 2024 | {"type":"Feature","properties":{},"geometry":{"type":"Point","coordinates":[-100.118889,25.898611]}}
MARIA DE LOS ANGELES MARTINEZ GONZALEZ | Point | GENERAL ZUAZUA | EL CARMEN-SALINAS-VICTORIA | AGRÍCOLA |  | 06NVL110989/24ALGR00 | 24.0 mil m³/año | [13 empty] | Fuente: CartoCrítica / REPDA CONAGUA 2024 | {"type":"Feature","properties":{},"geometry":{"type":"Point","coordinates":[-100.122222,25.914444]}}
JOSE ISIDRO VILLARREAL VILLARREAL | Point | APODACA | ÁREA METROPOLITANA DE MONTERREY | PECUARIO |  | 06NVL111234/24GLGR00 | 14.6 mil m³/año | [13 empty] | Fuente: CartoCrítica / REPDA CONAGUA 2024 | {"type":"Feature","properties":{},"geometry":{"type":"Point","coordinates":[-100.236778,25.813528]}}
JOSE ISIDRO VILLARREAL VILLARREAL | Point | APODACA | ÁREA METROPOLITANA DE MONTERREY | PECUARIO |  | 06NVL111234/24GLGR00 | 14.6 mil m³/año | [13 empty] | Fuente: CartoCrítica / REPDA CONAGUA 2024 | {"type":"Feature","properties":{},"geometry":{"type":"Point","coordinates":[-100.236667,25.811111]}}
J. GUADALUPE SALAISES FRAIRE | Point | GENERAL ZUAZUA | EL CARMEN-SALINAS-VICTORIA | PECUARIO |  | 06NVL111244/24GLGR00 | 365 m³/año | [13 empty] | Fuente: CartoCrítica / REPDA CONAGUA 2024 | {"type":"Feature","properties":{},"geometry":{"type":"Point","coordinates":[-100.091667,25.853056]}}
J. GUADALUPE SALAISES FRAIRE | Point | GENERAL ZUAZUA | EL CARMEN-SALINAS-VICTORIA | PECUARIO |  | 06NVL111244/24GLGR00 | 365 m³/año | [13 empty] | Fuente: CartoCrítica / REPDA CONAGUA 2024 | {"type":"Feature","properties":{},"geometry":{"type":"Point","coordinates":[-100.091111,25.8525]}}
ROBERTO VARGAS DEL TORO | Point | SALINAS VICTORIA | EL CARMEN-SALINAS-VICTORIA | PECUARIO |  | 06NVL111494/24GLGR01 | 3.3 mil m³/año | [13 empty] | Fuente: CartoCrítica / REPDA CONAGUA 2024 | {"type":"Feature","properties":{},"geometry":{"type":"Point","coordinates":[-100.251944,25.900278]}}
CONRADO VILLARREAL TREVIÑO | Point | GENERAL ZUAZUA | EL CARMEN-SALINAS-VICTORIA | AGRÍCOLA |  | 06NVL111703/24ALGR00 | 54.0 mil m³/año | [13 empty] | Fuente: CartoCrítica / REPDA CONAGUA 2024 | {"type":"Feature","properties":{},"geometry":{"type":"Point","coordinates":[-100.094167,25.866111]}}
LUZ LOZANO TREVIÑO Y ANDREA GUAJARDO ARRAMBIDE | Point | GENERAL ZUAZUA | EL CARMEN-SALINAS-VICTORIA | AGRÍCOLA |  | 06NVL111741/24AMGR00 | 9.0 mil m³/año | [13 empty] | Fuente: CartoCrítica / REPDA CONAGUA 2024 | {"type":"Feature","properties":{},"geometry":{"type":"Point","coordinates":[-100.105,25.899167]}}
PEDRO ANTONIO GARZA MONTEMAYOR | Point | GENERAL ZUAZUA | EL CARMEN-SALINAS-VICTORIA | AGRÍCOLA |  | 06NVL111849/24ALGR00 | 8.1 mil m³/año | [13 empty] | Fuente: CartoCrítica / REPDA CONAGUA 2024 | {"type":"Feature","properties":{},"geometry":{"type":"Point","coordinates":[-100.1025,25.885278]}}
MARGARITA SAENZ CAVAZOS, ANGELES SAENZ CAVAZOS, MA | Point | APODACA | EL CARMEN-SALINAS-VICTORIA | AGRÍCOLA |  | 06NVL111884/24ALGR00 | 360.0 mil m³/año | [13 empty] | Fuente: CartoCrítica / REPDA CONAGUA 2024 | {"type":"Feature","properties":{},"geometry":{"type":"Point","coordinates":[-100.101667,25.730833]}}
MARGARITA SAENZ CAVAZOS, ANGELES SAENZ CAVAZOS, MA | Point | APODACA | EL CARMEN-SALINAS-VICTORIA | AGRÍCOLA |  | 06NVL111884/24ALGR00 | 360.0 mil m³/año | [13 empty] | Fuente: CartoCrítica / REPDA CONAGUA 2024 | {"type":"Feature","properties":{},"geometry":{"type":"Point","coordinates":[-100.099167,25.731111]}}
MARGARITA SAENZ CAVAZOS, ANGELES SAENZ CAVAZOS, MA | Point | APODACA | EL CARMEN-SALINAS-VICTORIA | AGRÍCOLA |  | 06NVL111884/24ALGR00 | 360.0 mil m³/año | [13 empty] | Fuente: CartoCrítica / REPDA CONAGUA 2024 | {"type":"Feature","properties":{},"geometry":{"type":"Point","coordinates":[-100.099167,25.730556]}}
MARGARITA SAENZ CAVAZOS, ANGELES SAENZ CAVAZOS, MA | Point | APODACA | EL CARMEN-SALINAS-VICTORIA | AGRÍCOLA |  | 06NVL111884/24ALGR00 | 360.0 mil m³/año | [13 empty] | Fuente: CartoCrítica / REPDA CONAGUA 2024 | {"type":"Feature","properties":{},"geometry":{"type":"Point","coordinates":[-100.096667,25.73]}}
MARGARITA SAENZ CAVAZOS, ANGELES SAENZ CAVAZOS, MA | Point | APODACA | EL CARMEN-SALINAS-VICTORIA | AGRÍCOLA |  | 06NVL111884/24ALGR00 | 360.0 mil m³/año | [13 empty] | Fuente: CartoCrítica / REPDA CONAGUA 2024 | {"type":"Feature","properties":{},"geometry":{"type":"Point","coordinates":[-100.0975,25.729722]}}
ANASTACIO ZUÑIGA CASAS | Point | SALINAS VICTORIA | EL CARMEN-SALINAS-VICTORIA | AGRÍCOLA |  | 06NVL111892/24ALGR00 | 540 m³/año | [13 empty] | Fuente: CartoCrítica / REPDA CONAGUA 2024 | {"type":"Feature","properties":{},"geometry":{"type":"Point","coordinates":[-100.231944,26.148889]}}
SERGIO TORRES VILLARREAL, JAVIER TORRES VILLARREAL | Point | SALINAS VICTORIA | EL CARMEN-SALINAS-VICTORIA | PECUARIO |  | 06NVL111960/24GLGR00 | 740 m³/año | [13 empty] | Fuente: CartoCrítica / REPDA CONAGUA 2024 | {"type":"Feature","properties":{},"geometry":{"type":"Point","coordinates":[-100.198889,26.129722]}}
SERGIO TORRES VILLARREAL, JAVIER TORRES VILLARREAL | Point | SALINAS VICTORIA | EL CARMEN-SALINAS-VICTORIA | AGRÍCOLA |  | 06NVL111962/24ALGR00 | 6.0 mil m³/año | [13 empty] | Fuente: CartoCrítica / REPDA CONAGUA 2024 | {"type":"Feature","properties":{},"geometry":{"type":"Point","coordinates":[-100.191667,26.130556]}}
SERGIO TORRES VILLARREAL, JAVIER TORRES VILLARREAL | Point | SALINAS VICTORIA | EL CARMEN-SALINAS-VICTORIA | AGRÍCOLA |  | 06NVL111963/24ALGR00 | 60.0 mil m³/año | [13 empty] | Fuente: CartoCrítica / REPDA CONAGUA 2024 | {"type":"Feature","properties":{},"geometry":{"type":"Point","coordinates":[-100.187222,26.128889]}}
ROSAURA ELIZONDO TREVIÑO | Point | APODACA | EL CARMEN-SALINAS-VICTORIA | AGRÍCOLA |  | 06NVL112148/24ALGR01 | 7.5 mil m³/año | [13 empty] | Fuente: CartoCrítica / REPDA CONAGUA 2024 | {"type":"Feature","properties":{},"geometry":{"type":"Point","coordinates":[-100.158056,25.742222]}}
MARIO ALBERTO MARTINEZ MARTINEZ Y HUGO CESAR MARTI | Point | GENERAL ZUAZUA | EL CARMEN-SALINAS-VICTORIA | AGRÍCOLA |  | 06NVL112235/24AMGR01 | 6.0 mil m³/año | [13 empty] | Fuente: CartoCrítica / REPDA CONAGUA 2024 | {"type":"Feature","properties":{},"geometry":{"type":"Point","coordinates":[-100.081944,25.881944]}}
AZAEL GUAJARDO GUAJARDO Y SALVADORGUAJARDO GUAJARD | Point | APODACA | EL CARMEN-SALINAS-VICTORIA | AGRÍCOLA |  | 06NVL112303/24AMGR01 | 48.0 mil m³/año | [13 empty] | Fuente: CartoCrítica / REPDA CONAGUA 2024 | {"type":"Feature","properties":{},"geometry":{"type":"Point","coordinates":[-100.168056,25.8375]}}
MARIA MAGDALENA GUTIERREZ CHAPA | Point | GENERAL ZUAZUA | EL CARMEN-SALINAS-VICTORIA | AGRÍCOLA |  | 06NVL112333/24ALGR01 | 10.0 mil m³/año | [13 empty] | Fuente: CartoCrítica / REPDA CONAGUA 2024 | {"type":"Feature","properties":{},"geometry":{"type":"Point","coordinates":[-100.115833,25.891111]}}
GERARDO GALVAN RICO | Point | GENERAL ZUAZUA | EL CARMEN-SALINAS-VICTORIA | AGRÍCOLA |  | 06NVL112737/24ALGR01 | 6.0 mil m³/año | [13 empty] | Fuente: CartoCrítica / REPDA CONAGUA 2024 | {"type":"Feature","properties":{},"geometry":{"type":"Point","coordinates":[-100.130556,25.928333]}}
SUBSECRETARIA DE FOMENTO Y DESARROLLO AGROPECUARIO | Point | SANTIAGO | CAÑÓN DEL HUAJUCO | AGRÍCOLA |  | 2NVL100510/24AMGR94 | 34.2 mil m³/año | [13 empty] | Fuente: CartoCrítica / REPDA CONAGUA 2024 | {"type":"Feature","properties":{},"geometry":{"type":"Point","coordinates":[-100.182778,25.486944]}}
CONSEPCION GUADALUPE GARZA RODRIGUEZ | Point | APODACA | ÁREA METROPOLITANA DE MONTERREY | AGRÍCOLA |  | 2NVL102304/24AMGR95 | 103.7 mil m³/año | [13 empty] | Fuente: CartoCrítica / REPDA CONAGUA 2024 | {"type":"Feature","properties":{},"geometry":{"type":"Point","coordinates":[-100.128056,25.709167]}}
COMERCIAL GARRISON, S. A. DE C. V. | Point | APODACA | CITRÍCOLA NORTE | PECUARIO |  | 2NVL102409/24GMGR94 | 199.9 mil m³/año | [13 empty] | Fuente: CartoCrítica / REPDA CONAGUA 2024 | {"type":"Feature","properties":{},"geometry":{"type":"Point","coordinates":[-100.126389,25.700833]}}
LORENZO DERLY QUIROGA VILLARREAL | Point | GENERAL ZUAZUA | EL CARMEN-SALINAS-VICTORIA | PECUARIO |  | 2NVL103536/24GLGE97 | 1.3 mil m³/año | [13 empty] | Fuente: CartoCrítica / REPDA CONAGUA 2024 | {"type":"Feature","properties":{},"geometry":{"type":"Point","coordinates":[-100.117222,25.886944]}}
MARIO VILLARREAL GONZALEZ | Point | GENERAL ZUAZUA | EL CARMEN-SALINAS-VICTORIA | PECUARIO |  | 2NVL103537/24GLGE97 | 6.6 mil m³/año | [13 empty] | Fuente: CartoCrítica / REPDA CONAGUA 2024 | {"type":"Feature","properties":{},"geometry":{"type":"Point","coordinates":[-100.12,25.88]}}
NOHEMI GARZA DE LAZO | Point | SANTIAGO | CAÑÓN DEL HUAJUCO | PECUARIO |  | 2NVL103538/24GLGE97 | 15.0 mil m³/año | [13 empty] | Fuente: CartoCrítica / REPDA CONAGUA 2024 | {"type":"Feature","properties":{},"geometry":{"type":"Point","coordinates":[-100.174444,25.474167]}}
BERNARDINO ARELLANO ARELLANO | Point | SALINAS VICTORIA | EL CARMEN-SALINAS-VICTORIA | PECUARIO |  | 2NVL103545/24GMGE97 | 720 m³/año | [13 empty] | Fuente: CartoCrítica / REPDA CONAGUA 2024 | {"type":"Feature","properties":{},"geometry":{"type":"Point","coordinates":[-100.289167,26.086944]}}
BERNARDINO ARELLANO ARELLANO | Point | SALINAS VICTORIA | EL CARMEN-SALINAS-VICTORIA | PECUARIO |  | 2NVL103545/24GMGE97 | 720 m³/año | [13 empty] | Fuente: CartoCrítica / REPDA CONAGUA 2024 | {"type":"Feature","properties":{},"geometry":{"type":"Point","coordinates":[-100.2925,26.087222]}}
ARMANDO ARRIAGA FUENTES | Point | GENERAL ZUAZUA | EL CARMEN-SALINAS-VICTORIA | PECUARIO |  | 2NVL103559/24GLGE97 | 8.6 mil m³/año | [13 empty] | Fuente: CartoCrítica / REPDA CONAGUA 2024 | {"type":"Feature","properties":{},"geometry":{"type":"Point","coordinates":[-100.123056,25.877778]}}
ARMANDO ARRIAGA FUENTES | Point | GENERAL ZUAZUA | EL CARMEN-SALINAS-VICTORIA | PECUARIO |  | 2NVL103560/24GLGE97 | 1.1 mil m³/año | [13 empty] | Fuente: CartoCrítica / REPDA CONAGUA 2024 | {"type":"Feature","properties":{},"geometry":{"type":"Point","coordinates":[-100.142778,25.8725]}}
CONRADO VILLARREAL TREVIÑO | Point | GENERAL ZUAZUA | EL CARMEN-SALINAS-VICTORIA | PECUARIO |  | 2NVL103569/24GPGE97 | 10.5 mil m³/año | [13 empty] | Fuente: CartoCrítica / REPDA CONAGUA 2024 | {"type":"Feature","properties":{},"geometry":{"type":"Point","coordinates":[-100.091667,25.864722]}}
ELOISA TREVIÑO GUAJARDO DE CANTU | Point | APODACA | EL CARMEN-SALINAS-VICTORIA | PECUARIO |  | 2NVL103581/24GLGE97 | 7.5 mil m³/año | [13 empty] | Fuente: CartoCrítica / REPDA CONAGUA 2024 | {"type":"Feature","properties":{},"geometry":{"type":"Point","coordinates":[-100.164167,25.844167]}}
ELOISA TREVIÑO GUAJARDO DE CANTU | Point | APODACA | EL CARMEN-SALINAS-VICTORIA | PECUARIO |  | 2NVL103581/24GLGE97 | 7.5 mil m³/año | [13 empty] | Fuente: CartoCrítica / REPDA CONAGUA 2024 | {"type":"Feature","properties":{},"geometry":{"type":"Point","coordinates":[-100.164167,25.834167]}}
ELOISA TREVIÑO GUAJARDO DE CANTU | Point | APODACA | EL CARMEN-SALINAS-VICTORIA | PECUARIO |  | 2NVL103581/24GLGE97 | 7.5 mil m³/año | [13 empty] | Fuente: CartoCrítica / REPDA CONAGUA 2024 | {"type":"Feature","properties":{},"geometry":{"type":"Point","coordinates":[-100.164722,25.851111]}}
JOSE ISIDRO VILLARREAL VILLARREAL | Point | APODACA | ÁREA METROPOLITANA DE MONTERREY | PECUARIO |  | 2NVL103583/24GLGE97 | 20.0 mil m³/año | [13 empty] | Fuente: CartoCrítica / REPDA CONAGUA 2024 | {"type":"Feature","properties":{},"geometry":{"type":"Point","coordinates":[-100.246667,25.802778]}}
JOSE ISIDRO VILLARREAL VILLARREAL | Point | APODACA | ÁREA METROPOLITANA DE MONTERREY | PECUARIO |  | 2NVL103583/24GLGE97 | 20.0 mil m³/año | [13 empty] | Fuente: CartoCrítica / REPDA CONAGUA 2024 | {"type":"Feature","properties":{},"geometry":{"type":"Point","coordinates":[-100.247778,25.803056]}}
PRODUCTORA DE ALIMENTOS PECUARIOS DE NUEVO LEON, S | Point | SALINAS VICTORIA | EL CARMEN-SALINAS-VICTORIA | PECUARIO |  | 2NVL103594/24GMGE97 | 950 m³/año | [13 empty] | Fuente: CartoCrítica / REPDA CONAGUA 2024 | {"type":"Feature","properties":{},"geometry":{"type":"Point","coordinates":[-100.295833,25.997222]}}
GERARDO A. CHAPA MARTINEZ | Point | GENERAL ZUAZUA | EL CARMEN-SALINAS-VICTORIA | PECUARIO |  | 2NVL103605/24GLGE97 | 3.9 mil m³/año | [13 empty] | Fuente: CartoCrítica / REPDA CONAGUA 2024 | {"type":"Feature","properties":{},"geometry":{"type":"Point","coordinates":[-100.111111,25.885556]}}
LEONEL A. GALVAN MARTINEZ | Point | GENERAL ZUAZUA | EL CARMEN-SALINAS-VICTORIA | PECUARIO |  | 2NVL103615/24GLGE97 | 19.7 mil m³/año | [13 empty] | Fuente: CartoCrítica / REPDA CONAGUA 2024 | {"type":"Feature","properties":{},"geometry":{"type":"Point","coordinates":[-100.093056,25.864444]}}
DONATO MARROQUIN GUERRA | Point | GENERAL ZUAZUA | EL CARMEN-SALINAS-VICTORIA | PECUARIO |  | 2NVL103616/24GLGE97 | 5.4 mil m³/año | [13 empty] | Fuente: CartoCrítica / REPDA CONAGUA 2024 | {"type":"Feature","properties":{},"geometry":{"type":"Point","coordinates":[-100.125833,25.876944]}}
JOEL O. MARTINEZ MARTINEZ | Point | GENERAL ZUAZUA | EL CARMEN-SALINAS-VICTORIA | PECUARIO |  | 2NVL103618/24GLGE97 | 4.0 mil m³/año | [13 empty] | Fuente: CartoCrítica / REPDA CONAGUA 2024 | {"type":"Feature","properties":{},"geometry":{"type":"Point","coordinates":[-100.094167,25.891111]}}
JOEL O. MARTINEZ MARTINEZ | Point | GENERAL ZUAZUA | EL CARMEN-SALINAS-VICTORIA | PECUARIO |  | 2NVL103618/24GLGE97 | 4.0 mil m³/año | [13 empty] | Fuente: CartoCrítica / REPDA CONAGUA 2024 | {"type":"Feature","properties":{},"geometry":{"type":"Point","coordinates":[-100.094444,25.889722]}}
OSVALDO LEAL VILLARREAL | Point | GENERAL ZUAZUA | EL CARMEN-SALINAS-VICTORIA | PECUARIO |  | 2NVL103619/24GLGE97 | 4.0 mil m³/año | [13 empty] | Fuente: CartoCrítica / REPDA CONAGUA 2024 | {"type":"Feature","properties":{},"geometry":{"type":"Point","coordinates":[-100.087778,25.874722]}}
OSVALDO LEAL VILLARREAL | Point | GENERAL ZUAZUA | EL CARMEN-SALINAS-VICTORIA | PECUARIO |  | 2NVL103619/24GLGE97 | 4.0 mil m³/año | [13 empty] | Fuente: CartoCrítica / REPDA CONAGUA 2024 | {"type":"Feature","properties":{},"geometry":{"type":"Point","coordinates":[-100.086667,25.873611]}}
ROSALINDA MARTINEZ VDA. DE MONTEMAYOR | Point | GENERAL ZUAZUA | EL CARMEN-SALINAS-VICTORIA | PECUARIO |  | 2NVL103620/24GLGE97 | 1.3 mil m³/año | [13 empty] | Fuente: CartoCrítica / REPDA CONAGUA 2024 | {"type":"Feature","properties":{},"geometry":{"type":"Point","coordinates":[-100.097222,25.859167]}}
JESUS RAFAEL GUTIERREZ CANTU Y/O JUAN JOSE GUTIERR | Point | GENERAL ZUAZUA | EL CARMEN-SALINAS-VICTORIA | PECUARIO |  | 2NVL103621/24GLGE97 | 5.2 mil m³/año | [13 empty] | Fuente: CartoCrítica / REPDA CONAGUA 2024 | {"type":"Feature","properties":{},"geometry":{"type":"Point","coordinates":[-100.140278,25.9125]}}
LEONEL A. GALVAN MARTINEZ | Point | APODACA | ÁREA METROPOLITANA DE MONTERREY | PECUARIO |  | 2NVL103682/24GLGE97 | 10.5 mil m³/año | [13 empty] | Fuente: CartoCrítica / REPDA CONAGUA 2024 | {"type":"Feature","properties":{},"geometry":{"type":"Point","coordinates":[-100.243611,25.832778]}}
ROSENDO VILLARREAL CANTU | Point | APODACA | ÁREA METROPOLITANA DE MONTERREY | PECUARIO |  | 2NVL103684/24GLGE97 | 3.9 mil m³/año | [13 empty] | Fuente: CartoCrítica / REPDA CONAGUA 2024 | {"type":"Feature","properties":{},"geometry":{"type":"Point","coordinates":[-100.273056,25.797222]}}
LIBRADO AYALA URIBE | Point | APODACA | ÁREA METROPOLITANA DE MONTERREY | PECUARIO |  | 2NVL103685/24GLGE97 | 8.0 mil m³/año | [13 empty] | Fuente: CartoCrítica / REPDA CONAGUA 2024 | {"type":"Feature","properties":{},"geometry":{"type":"Point","coordinates":[-100.242222,25.848056]}}
ROGELIO LEAL DE LOS SANTOS Y/O GRACIELA ZAVALA DE | Point | SANTA CATARINA | ÁREA METROPOLITANA DE MONTERREY | PECUARIO |  | 2NVL103686/24GMGE97 | 1.9 mil m³/año | [13 empty] | Fuente: CartoCrítica / REPDA CONAGUA 2024 | {"type":"Feature","properties":{},"geometry":{"type":"Point","coordinates":[-100.484444,25.705556]}}
RUPERTO TREVIÑO GARZA | Point | SALINAS VICTORIA | EL CARMEN-SALINAS-VICTORIA | PECUARIO |  | 2NVL103690/24GMGE97 | 13.1 mil m³/año | [13 empty] | Fuente: CartoCrítica / REPDA CONAGUA 2024 | {"type":"Feature","properties":{},"geometry":{"type":"Point","coordinates":[-100.307778,25.922222]}}
JESUS RAFAEL Y/O JUAN JOSE GUTIERREZ CANTU | Point | GENERAL ZUAZUA | EL CARMEN-SALINAS-VICTORIA | PECUARIO |  | 2NVL103691/24GLGE97 | 5.2 mil m³/año | [13 empty] | Fuente: CartoCrítica / REPDA CONAGUA 2024 | {"type":"Feature","properties":{},"geometry":{"type":"Point","coordinates":[-100.190278,25.924444]}}
JESUS R. Y/O JUAN JOSE GUTIERREZ CANTU | Point | GENERAL ZUAZUA | EL CARMEN-SALINAS-VICTORIA | PECUARIO |  | 2NVL103692/24GLGE97 | 5.2 mil m³/año | [13 empty] | Fuente: CartoCrítica / REPDA CONAGUA 2024 | {"type":"Feature","properties":{},"geometry":{"type":"Point","coordinates":[-100.153333,25.918056]}}
ALVARO MARTINEZ GARZA Y/O JESUS MANUEL MARTINEZ | Point | GENERAL ZUAZUA | EL CARMEN-SALINAS-VICTORIA | PECUARIO |  | 2NVL103791/24GLGE97 | 7.9 mil m³/año | [13 empty] | Fuente: CartoCrítica / REPDA CONAGUA 2024 | {"type":"Feature","properties":{},"geometry":{"type":"Point","coordinates":[-100.113333,25.907222]}}
JUAN ANTONIO VILLARREAL MARTINEZ | Point | GENERAL ZUAZUA | EL CARMEN-SALINAS-VICTORIA | PECUARIO |  | 2NVL103792/24GLGE97 | 7.3 mil m³/año | [13 empty] | Fuente: CartoCrítica / REPDA CONAGUA 2024 | {"type":"Feature","properties":{},"geometry":{"type":"Point","coordinates":[-100.128611,25.907778]}}
MAURO ANGEL MARTINEZ VILLARREAL Y/O JUAN ANTONIO M | Point | GENERAL ZUAZUA | EL CARMEN-SALINAS-VICTORIA | PECUARIO |  | 2NVL103794/24GLGE97 | 1.3 mil m³/año | [13 empty] | Fuente: CartoCrítica / REPDA CONAGUA 2024 | {"type":"Feature","properties":{},"geometry":{"type":"Point","coordinates":[-100.0875,25.894444]}}
DAVID ENRIQUE VILLARREAL SALDIVAR Y COOPROPIETARIO | Point | GENERAL ZUAZUA | EL CARMEN-SALINAS-VICTORIA | PECUARIO |  | 2NVL103796/24GLGE97 | 16.4 mil m³/año | [13 empty] | Fuente: CartoCrítica / REPDA CONAGUA 2024 | {"type":"Feature","properties":{},"geometry":{"type":"Point","coordinates":[-100.158611,25.9175]}}
DAVID ENRIQUE VILLARREAL SALDIVAR Y COOPROPIETARIO | Point | GENERAL ZUAZUA | EL CARMEN-SALINAS-VICTORIA | PECUARIO |  | 2NVL103796/24GLGE97 | 16.4 mil m³/año | [13 empty] | Fuente: CartoCrítica / REPDA CONAGUA 2024 | {"type":"Feature","properties":{},"geometry":{"type":"Point","coordinates":[-100.157778,25.918056]}}
JUAN ANTONIO VILLARREAL MARTINEZ | Point | GENERAL ZUAZUA | EL CARMEN-SALINAS-VICTORIA | PECUARIO |  | 2NVL103797/24GLGE97 | 9.9 mil m³/año | [13 empty] | Fuente: CartoCrítica / REPDA CONAGUA 2024 | {"type":"Feature","properties":{},"geometry":{"type":"Point","coordinates":[-100.083333,25.908333]}}
MARIA ELENA Y MANUELA TERECITA QUIROGA VILLARREAL | Point | GENERAL ZUAZUA | EL CARMEN-SALINAS-VICTORIA | PECUARIO |  | 2NVL103798/24GLGE97 | 5.3 mil m³/año | [13 empty] | Fuente: CartoCrítica / REPDA CONAGUA 2024 | {"type":"Feature","properties":{},"geometry":{"type":"Point","coordinates":[-100.153056,25.915556]}}
GENERA POLLO DE ENGORDA, S. A. DE C. V. | Point | GENERAL ESCOBEDO | ÁREA METROPOLITANA DE MONTERREY | PECUARIO |  | 2NVL104021/24GMGE97 | 9.9 mil m³/año | [13 empty] | Fuente: CartoCrítica / REPDA CONAGUA 2024 | {"type":"Feature","properties":{},"geometry":{"type":"Point","coordinates":[-100.330556,25.833333]}}
JOSE C. GONZALEZ GONZALEZ | Point | GENERAL ESCOBEDO | EL CARMEN-SALINAS-VICTORIA | PECUARIO |  | 2NVL104119/24GLGE97 | 2.6 mil m³/año | [13 empty] | Fuente: CartoCrítica / REPDA CONAGUA 2024 | {"type":"Feature","properties":{},"geometry":{"type":"Point","coordinates":[-100.356389,25.835]}}
PABLO SERNA TREVIÑO Y GRACIA SALDIVAR GARCIA | Point | APODACA | ÁREA METROPOLITANA DE MONTERREY | PECUARIO |  | 2NVL104143/24GLGE97 | 300 m³/año | [13 empty] | Fuente: CartoCrítica / REPDA CONAGUA 2024 | {"type":"Feature","properties":{},"geometry":{"type":"Point","coordinates":[-100.157778,25.808333]}}
MA. IRMA DE LA GARZA HERRERA DE LOBO Y JORGE ELTON | Point | GENERAL ZUAZUA | EL CARMEN-SALINAS-VICTORIA | PECUARIO |  | 2NVL104178/24GLGE97 | 3.6 mil m³/año | [13 empty] | Fuente: CartoCrítica / REPDA CONAGUA 2024 | {"type":"Feature","properties":{},"geometry":{"type":"Point","coordinates":[-100.129167,25.852778]}}
ANTONIO MARIO FERNANDEZ QUIROGA | Point | APODACA | EL CARMEN-SALINAS-VICTORIA | PECUARIO |  | 2NVL104192/24GLGE98 | 5.1 mil m³/año | [13 empty] | Fuente: CartoCrítica / REPDA CONAGUA 2024 | {"type":"Feature","properties":{},"geometry":{"type":"Point","coordinates":[-100.17,25.826667]}}
LUIS ORLANDO MARTINEZ TREVIÑO | Point | APODACA | ÁREA METROPOLITANA DE MONTERREY | PECUARIO |  | 2NVL104195/24GPGE98 | 182 m³/año | [13 empty] | Fuente: CartoCrítica / REPDA CONAGUA 2024 | {"type":"Feature","properties":{},"geometry":{"type":"Point","coordinates":[-100.2125,25.766111]}}
PEDRO CANTU BENAVIDES | Point | SALINAS VICTORIA | EL CARMEN-SALINAS-VICTORIA | PECUARIO |  | 2NVL104199/24GLGE98 | 4.7 mil m³/año | [13 empty] | Fuente: CartoCrítica / REPDA CONAGUA 2024 | {"type":"Feature","properties":{},"geometry":{"type":"Point","coordinates":[-100.309722,26.051389]}}
PEDRO CANTU BENAVIDES | Point | SALINAS VICTORIA | EL CARMEN-SALINAS-VICTORIA | PECUARIO |  | 2NVL104199/24GLGE98 | 4.7 mil m³/año | [13 empty] | Fuente: CartoCrítica / REPDA CONAGUA 2024 | {"type":"Feature","properties":{},"geometry":{"type":"Point","coordinates":[-100.310556,26.052222]}}
FERNANDO FLORES GALVAN | Point | SALINAS VICTORIA | EL CARMEN-SALINAS-VICTORIA | PECUARIO |  | 2NVL104200/24GLGE98 | 3.8 mil m³/año | [13 empty] | Fuente: CartoCrítica / REPDA CONAGUA 2024 | {"type":"Feature","properties":{},"geometry":{"type":"Point","coordinates":[-100.225833,26.118056]}}
FERNANDO FLORES GALVAN | Point | SALINAS VICTORIA | EL CARMEN-SALINAS-VICTORIA | PECUARIO |  | 2NVL104200/24GLGE98 | 3.8 mil m³/año | [13 empty] | Fuente: CartoCrítica / REPDA CONAGUA 2024 | {"type":"Feature","properties":{},"geometry":{"type":"Point","coordinates":[-100.226389,26.118611]}}
RODOLFO V. GONZALEZ GARZA | Point | SALINAS VICTORIA | EL CARMEN-SALINAS-VICTORIA | PECUARIO |  | 2NVL104202/24GLGE98 | 2.0 mil m³/año | [13 empty] | Fuente: CartoCrítica / REPDA CONAGUA 2024 | {"type":"Feature","properties":{},"geometry":{"type":"Point","coordinates":[-100.28,25.954444]}}
LUCIANO GUERRA HERNANDEZ | Point | GENERAL ZUAZUA | EL CARMEN-SALINAS-VICTORIA | AGRÍCOLA |  | 2NVL104370/24AMGR97 | 4.0 mil m³/año | [13 empty] | Fuente: CartoCrítica / REPDA CONAGUA 2024 | {"type":"Feature","properties":{},"geometry":{"type":"Point","coordinates":[-100.130556,25.871667]}}
FRANCISCO ESCALERA DE LEON | Point | GENERAL ZUAZUA | EL CARMEN-SALINAS-VICTORIA | AGRÍCOLA |  | 2NVL104372/24AMGR97 | 6.0 mil m³/año | [13 empty] | Fuente: CartoCrítica / REPDA CONAGUA 2024 | {"type":"Feature","properties":{},"geometry":{"type":"Point","coordinates":[-100.136667,25.847778]}}
FRANCISCO ESCALERA DE LEON | Point | GENERAL ZUAZUA | EL CARMEN-SALINAS-VICTORIA | AGRÍCOLA |  | 2NVL104372/24AMGR97 | 6.0 mil m³/año | [13 empty] | Fuente: CartoCrítica / REPDA CONAGUA 2024 | {"type":"Feature","properties":{},"geometry":{"type":"Point","coordinates":[-100.136111,25.847778]}}
REFUGIO ORTIZ MENDOZA | Point | GENERAL ZUAZUA | EL CARMEN-SALINAS-VICTORIA | AGRÍCOLA |  | 2NVL104412/24AMGR97 | 8.6 mil m³/año | [13 empty] | Fuente: CartoCrítica / REPDA CONAGUA 2024 | {"type":"Feature","properties":{},"geometry":{"type":"Point","coordinates":[-100.136667,25.869167]}}
FERNANDO FLORES GALVAN | Point | SALINAS VICTORIA | EL CARMEN-SALINAS-VICTORIA | PECUARIO |  | 2NVL104453/24GMGR97 | 3.8 mil m³/año | [13 empty] | Fuente: CartoCrítica / REPDA CONAGUA 2024 | {"type":"Feature","properties":{},"geometry":{"type":"Point","coordinates":[-100.216667,26.105556]}}
FERNANDO FLORES GALVAN | Point | SALINAS VICTORIA | EL CARMEN-SALINAS-VICTORIA | PECUARIO |  | 2NVL104453/24GMGR97 | 3.8 mil m³/año | [13 empty] | Fuente: CartoCrítica / REPDA CONAGUA 2024 | {"type":"Feature","properties":{},"geometry":{"type":"Point","coordinates":[-100.219444,26.106944]}}
GERARDO MALDONADO GARCIA Y AMPARO QUINTANILLA HINO | Point | MONTERREY | CHINA-GENERAL BRAVO | AGRÍCOLA |  | 06NVL113005/24ALGR01 | 9.0 mil m³/año | [13 empty] | Fuente: CartoCrítica / REPDA CONAGUA 2024 | {"type":"Feature","properties":{},"geometry":{"type":"Point","coordinates":[-99.627222,25.727222]}}
ALFREDO VILLARREAL MARTINEZ | Point | GENERAL ZUAZUA | EL CARMEN-SALINAS-VICTORIA | AGRÍCOLA |  | 06NVL111834/24ALGR01 | 84.0 mil m³/año | [13 empty] | Fuente: CartoCrítica / REPDA CONAGUA 2024 | {"type":"Feature","properties":{},"geometry":{"type":"Point","coordinates":[-100.098333,25.853333]}}
ALFREDO VILLARREAL MARTINEZ | Point | GENERAL ZUAZUA | EL CARMEN-SALINAS-VICTORIA | AGRÍCOLA |  | 06NVL111834/24ALGR01 | 84.0 mil m³/año | [13 empty] | Fuente: CartoCrítica / REPDA CONAGUA 2024 | {"type":"Feature","properties":{},"geometry":{"type":"Point","coordinates":[-100.103333,25.854444]}}
GILBERTO TREVIÑO PEÑA | Point | GENERAL ZUAZUA | EL CARMEN-SALINAS-VICTORIA | AGRÍCOLA |  | 06NVL113172/24ALGR01 | 36.0 mil m³/año | [13 empty] | Fuente: CartoCrítica / REPDA CONAGUA 2024 | {"type":"Feature","properties":{},"geometry":{"type":"Point","coordinates":[-100.093889,25.877222]}}
GILBERTO TREVIÑO PEÑA | Point | GENERAL ZUAZUA | EL CARMEN-SALINAS-VICTORIA | AGRÍCOLA |  | 06NVL113187/24ALGR01 | 18.0 mil m³/año | [13 empty] | Fuente: CartoCrítica / REPDA CONAGUA 2024 | {"type":"Feature","properties":{},"geometry":{"type":"Point","coordinates":[-100.106944,25.880556]}}
JOEL CANTU BENAVIDES | Point | APODACA | ÁREA METROPOLITANA DE MONTERREY | AGRÍCOLA |  | 06NVL108386/24ALGR01 | 7.0 mil m³/año | [13 empty] | Fuente: CartoCrítica / REPDA CONAGUA 2024 | {"type":"Feature","properties":{},"geometry":{"type":"Point","coordinates":[-100.24475,25.773667]}}
JOEL CANTU BENAVIDES | Point | APODACA | ÁREA METROPOLITANA DE MONTERREY | AGRÍCOLA |  | 06NVL108386/24ALGR01 | 7.0 mil m³/año | [13 empty] | Fuente: CartoCrítica / REPDA CONAGUA 2024 | {"type":"Feature","properties":{},"geometry":{"type":"Point","coordinates":[-100.245,25.773778]}}
ELIGIO MARTINEZ VILLARREAL | Point | GENERAL ZUAZUA | EL CARMEN-SALINAS-VICTORIA | AGRÍCOLA |  | 06NVL113283/24ALGR02 | 60.0 mil m³/año | [13 empty] | Fuente: CartoCrítica / REPDA CONAGUA 2024 | {"type":"Feature","properties":{},"geometry":{"type":"Point","coordinates":[-100.097222,25.903889]}}
FELIPE VILLARREAL MARTINEZ | Point | GENERAL ZUAZUA | EL CARMEN-SALINAS-VICTORIA | AGRÍCOLA |  | 06NVL113404/24AMGR02 | 45.8 mil m³/año | [13 empty] | Fuente: CartoCrítica / REPDA CONAGUA 2024 | {"type":"Feature","properties":{},"geometry":{"type":"Point","coordinates":[-100.141944,25.876944]}}
TERESITA DE JESUS MORALES MARTINEZ | Point | SALINAS VICTORIA | EL CARMEN-SALINAS-VICTORIA | AGRÍCOLA |  | 06NVL113506/24AMGR02 | 12.0 mil m³/año | [13 empty] | Fuente: CartoCrítica / REPDA CONAGUA 2024 | {"type":"Feature","properties":{},"geometry":{"type":"Point","coordinates":[-100.279167,25.964444]}}
GUILLERMO GUAJARDO FLORES | Point | APODACA | ÁREA METROPOLITANA DE MONTERREY | AGRÍCOLA |  | 06NVL112384/24ALGR02 | 12.0 mil m³/año | [13 empty] | Fuente: CartoCrítica / REPDA CONAGUA 2024 | {"type":"Feature","properties":{},"geometry":{"type":"Point","coordinates":[-100.126389,25.801667]}}
RAMON VILLALOBOS VILLARREAL | Point | GENERAL ZUAZUA | EL CARMEN-SALINAS-VICTORIA | PECUARIO |  | 06NVL113555/24GLGR02 | 730 m³/año | [13 empty] | Fuente: CartoCrítica / REPDA CONAGUA 2024 | {"type":"Feature","properties":{},"geometry":{"type":"Point","coordinates":[-100.120833,25.891111]}}
ROBERTO GUAJARDO GARZA | Point | APODACA | ÁREA METROPOLITANA DE MONTERREY | AGRÍCOLA |  | 06NVL113664/24ALGR02 | 30.0 mil m³/año | [13 empty] | Fuente: CartoCrítica / REPDA CONAGUA 2024 | {"type":"Feature","properties":{},"geometry":{"type":"Point","coordinates":[-100.15,25.808056]}}
RICARDO MARTIN VILLARREAL ZAMBRANO | Point | GENERAL ZUAZUA | EL CARMEN-SALINAS-VICTORIA | AGRÍCOLA |  | 06NVL113686/24ALGR03 | 60.0 mil m³/año | [13 empty] | Fuente: CartoCrítica / REPDA CONAGUA 2024 | {"type":"Feature","properties":{},"geometry":{"type":"Point","coordinates":[-100.117222,25.924167]}}
RICARDO MARTIN VILLARREAL ZAMBRANO | Point | GENERAL ZUAZUA | EL CARMEN-SALINAS-VICTORIA | AGRÍCOLA |  | 06NVL113686/24ALGR03 | 60.0 mil m³/año | [13 empty] | Fuente: CartoCrítica / REPDA CONAGUA 2024 | {"type":"Feature","properties":{},"geometry":{"type":"Point","coordinates":[-100.118056,25.9225]}}
RICARDO MARTIN VILLARREAL ZAMBRANO | Point | GENERAL ZUAZUA | EL CARMEN-SALINAS-VICTORIA | AGRÍCOLA |  | 06NVL113686/24ALGR03 | 60.0 mil m³/año | [13 empty] | Fuente: CartoCrítica / REPDA CONAGUA 2024 | {"type":"Feature","properties":{},"geometry":{"type":"Point","coordinates":[-100.116667,25.921944]}}
PATRICIO GABRIEL VILLARREAL ZAMBRANO | Point | GENERAL ZUAZUA | EL CARMEN-SALINAS-VICTORIA | AGRÍCOLA |  | 06NVL113687/24ALGR03 | 120.0 mil m³/año | [13 empty] | Fuente: CartoCrítica / REPDA CONAGUA 2024 | {"type":"Feature","properties":{},"geometry":{"type":"Point","coordinates":[-100.123333,25.940556]}}
PATRICIO GABRIEL VILLARREAL ZAMBRANO | Point | GENERAL ZUAZUA | EL CARMEN-SALINAS-VICTORIA | AGRÍCOLA |  | 06NVL113687/24ALGR03 | 120.0 mil m³/año | [13 empty] | Fuente: CartoCrítica / REPDA CONAGUA 2024 | {"type":"Feature","properties":{},"geometry":{"type":"Point","coordinates":[-100.123056,25.935833]}}
PATRICIO GABRIEL VILLARREAL ZAMBRANO | Point | GENERAL ZUAZUA | EL CARMEN-SALINAS-VICTORIA | AGRÍCOLA |  | 06NVL113687/24ALGR03 | 120.0 mil m³/año | [13 empty] | Fuente: CartoCrítica / REPDA CONAGUA 2024 | {"type":"Feature","properties":{},"geometry":{"type":"Point","coordinates":[-100.124722,25.935556]}}
PATRICIO GABRIEL VILLARREAL ZAMBRANO | Point | GENERAL ZUAZUA | EL CARMEN-SALINAS-VICTORIA | AGRÍCOLA |  | 06NVL113687/24ALGR03 | 120.0 mil m³/año | [13 empty] | Fuente: CartoCrítica / REPDA CONAGUA 2024 | {"type":"Feature","properties":{},"geometry":{"type":"Point","coordinates":[-100.123333,25.933333]}}
BLANCA ESTHELA MARTINEZ CHAPA | Point | GENERAL ZUAZUA | EL CARMEN-SALINAS-VICTORIA | AGRÍCOLA |  | 06NVL113695/24ALGR03 | 8.0 mil m³/año | [13 empty] | Fuente: CartoCrítica / REPDA CONAGUA 2024 | {"type":"Feature","properties":{},"geometry":{"type":"Point","coordinates":[-100.116667,25.907778]}}
GILBERTO TREVIÑO PEÑA | Point | GENERAL ZUAZUA | EL CARMEN-SALINAS-VICTORIA | AGRÍCOLA |  | 06NVL113742/24ALGR03 | 15.0 mil m³/año | [13 empty] | Fuente: CartoCrítica / REPDA CONAGUA 2024 | {"type":"Feature","properties":{},"geometry":{"type":"Point","coordinates":[-100.099583,25.878806]}}
LUIS LAURO GARZA GUAJARDO | Point | GENERAL ZUAZUA | EL CARMEN-SALINAS-VICTORIA | AGRÍCOLA |  | 06NVL113706/24ALGR03 | 28.8 mil m³/año | [13 empty] | Fuente: CartoCrítica / REPDA CONAGUA 2024 | {"type":"Feature","properties":{},"geometry":{"type":"Point","coordinates":[-100.129722,24.861944]}}
JUAN DE DIOS ARRIAGA MARTINEZ | Point | GENERAL ZUAZUA | EL CARMEN-SALINAS-VICTORIA | PECUARIO |  | 06NVL113808/24GLGR03 | 1.8 mil m³/año | [13 empty] | Fuente: CartoCrítica / REPDA CONAGUA 2024 | {"type":"Feature","properties":{},"geometry":{"type":"Point","coordinates":[-100.126611,25.877917]}}
JAIME HOMERO RODRIGUEZ CARNEVALI | Point | SANTA CATARINA | CAMPO BUENOS AIRES | AGRÍCOLA |  | 06NVL113717/24AMGR03 | 10.6 mil m³/año | [13 empty] | Fuente: CartoCrítica / REPDA CONAGUA 2024 | {"type":"Feature","properties":{},"geometry":{"type":"Point","coordinates":[-100.458528,25.634611]}}
RAMIRO A. GARZA PONCE | Point | APODACA | CITRÍCOLA NORTE | AGRÍCOLA |  | 2NVL101962/24ALGR94 | 175.0 mil m³/año | [13 empty] | Fuente: CartoCrítica / REPDA CONAGUA 2024 | {"type":"Feature","properties":{},"geometry":{"type":"Point","coordinates":[-100.123056,25.801944]}}
RAMIRO A. GARZA PONCE | Point | APODACA | CITRÍCOLA NORTE | AGRÍCOLA |  | 2NVL101962/24ALGR94 | 175.0 mil m³/año | [13 empty] | Fuente: CartoCrítica / REPDA CONAGUA 2024 | {"type":"Feature","properties":{},"geometry":{"type":"Point","coordinates":[-100.116111,25.8]}}
HECTOR SIMON GARZA MARTINEZ | Point | SALINAS VICTORIA | EL CARMEN-SALINAS-VICTORIA | PECUARIO |  | 2NVL102873/24GMGE95 | 200 m³/año | [13 empty] | Fuente: CartoCrítica / REPDA CONAGUA 2024 | {"type":"Feature","properties":{},"geometry":{"type":"Point","coordinates":[-100.240278,25.8625]}}
HERNAN GERARDO VILLARREAL ZAMBRANO | Point | GENERAL ZUAZUA | EL CARMEN-SALINAS-VICTORIA | AGRÍCOLA |  | 06NVL113911/24ALGR03 | 19.4 mil m³/año | [13 empty] | Fuente: CartoCrítica / REPDA CONAGUA 2024 | {"type":"Feature","properties":{},"geometry":{"type":"Point","coordinates":[-100.109,25.911833]}}
HERNAN GERARDO VILLARREAL ZAMBRANO | Point | GENERAL ZUAZUA | EL CARMEN-SALINAS-VICTORIA | AGRÍCOLA |  | 06NVL113911/24ALGR03 | 19.4 mil m³/año | [13 empty] | Fuente: CartoCrítica / REPDA CONAGUA 2024 | {"type":"Feature","properties":{},"geometry":{"type":"Point","coordinates":[-100.112306,25.911611]}}
HERNAN GERARDO VILLARREAL ZAMBRANO | Point | GENERAL ZUAZUA | EL CARMEN-SALINAS-VICTORIA | AGRÍCOLA |  | 06NVL113911/24ALGR03 | 19.4 mil m³/año | [13 empty] | Fuente: CartoCrítica / REPDA CONAGUA 2024 | {"type":"Feature","properties":{},"geometry":{"type":"Point","coordinates":[-100.110833,25.909639]}}
HERNAN GERARDO VILLARREAL ZAMBRANO | Point | GENERAL ZUAZUA | EL CARMEN-SALINAS-VICTORIA | AGRÍCOLA |  | 06NVL113911/24ALGR03 | 19.4 mil m³/año | [13 empty] | Fuente: CartoCrítica / REPDA CONAGUA 2024 | {"type":"Feature","properties":{},"geometry":{"type":"Point","coordinates":[-100.114306,25.906972]}}
JOSE GUADALUPE MARTINEZ VILLARREAL | Point | GENERAL ZUAZUA | EL CARMEN-SALINAS-VICTORIA | AGRÍCOLA |  | 06NVL113988/24ALGR03 | 52.7 mil m³/año | [13 empty] | Fuente: CartoCrítica / REPDA CONAGUA 2024 | {"type":"Feature","properties":{},"geometry":{"type":"Point","coordinates":[-100.143528,25.880417]}}
JAIME FLORES TREVIÑO | Point | APODACA | ÁREA METROPOLITANA DE MONTERREY | AGRÍCOLA |  | 06NVL109185/24ALGR04 | 6.0 mil m³/año | [13 empty] | Fuente: CartoCrítica / REPDA CONAGUA 2024 | {"type":"Feature","properties":{},"geometry":{"type":"Point","coordinates":[-100.155333,25.749667]}}
JESUS BOTELLO ZAMBRANO | Point | SANTIAGO | CAÑÓN DEL HUAJUCO | AGRÍCOLA |  | 06NVL114340/24ALGR05 | 560 m³/año | [13 empty] | Fuente: CartoCrítica / REPDA CONAGUA 2024 | {"type":"Feature","properties":{},"geometry":{"type":"Point","coordinates":[-100.158333,25.458333]}}
JORGE ODRIOZOLA ELIZONDO | Point | SANTIAGO | CAÑÓN DEL HUAJUCO | AGRÍCOLA |  | 06NVL114553/24ALGR05 | 13.5 mil m³/año | [13 empty] | Fuente: CartoCrítica / REPDA CONAGUA 2024 | {"type":"Feature","properties":{},"geometry":{"type":"Point","coordinates":[-100.199583,25.522806]}}
JORGE ODRIOZOLA ELIZONDO | Point | SANTIAGO | CAÑÓN DEL HUAJUCO | AGRÍCOLA |  | 06NVL113538/24ALGR05 | 13.5 mil m³/año | [13 empty] | Fuente: CartoCrítica / REPDA CONAGUA 2024 | {"type":"Feature","properties":{},"geometry":{"type":"Point","coordinates":[-100.192222,25.428056]}}
ALEJANDRO MARIO GALVAN MARTINEZ | Point | GENERAL ZUAZUA | EL CARMEN-SALINAS-VICTORIA | AGRÍCOLA |  | 06NVL114498/24ALGR05 | 24.0 mil m³/año | [13 empty] | Fuente: CartoCrítica / REPDA CONAGUA 2024 | {"type":"Feature","properties":{},"geometry":{"type":"Point","coordinates":[-100.120389,25.890528]}}
MIGUEL ANGEL CANTU GONZALEZ | Point | APODACA | EL CARMEN-SALINAS-VICTORIA | AGRÍCOLA |  | 06NVL114679/24ALGR06 | 84.0 mil m³/año | [13 empty] | Fuente: CartoCrítica / REPDA CONAGUA 2024 | {"type":"Feature","properties":{},"geometry":{"type":"Point","coordinates":[-100.250833,25.84]}}
COMERCIAL GARRISON, S.A. DE C.V. | Point | APODACA | CITRÍCOLA NORTE | AGROINDUSTIAL |  | 2NVL102258/24BMGR94 | 89.9 mil m³/año | [13 empty] | Fuente: CartoCrítica / REPDA CONAGUA 2024 | {"type":"Feature","properties":{},"geometry":{"type":"Point","coordinates":[-100.125,25.7]}}
FELIPE DE JESUS SAENZ VILLARREAL | Point | SALINAS VICTORIA | SABINAS-PARÁS | PECUARIO |  | 06NVL114611/24GLGR06 | 2.4 mil m³/año | [13 empty] | Fuente: CartoCrítica / REPDA CONAGUA 2024 | {"type":"Feature","properties":{},"geometry":{"type":"Point","coordinates":[-100.078833,26.267917]}}
FELIPE DE JESUS SAENZ VILLARREAL | Point | SALINAS VICTORIA | SABINAS-PARÁS | PECUARIO |  | 06NVL114611/24GLGR06 | 2.4 mil m³/año | [13 empty] | Fuente: CartoCrítica / REPDA CONAGUA 2024 | {"type":"Feature","properties":{},"geometry":{"type":"Point","coordinates":[-100.079389,26.267611]}}
FAUSTO ROSARIO VALDEZ PONSE Y/O JOVITA ESTHER MART | Point | GENERAL ZUAZUA | EL CARMEN-SALINAS-VICTORIA | AGRÍCOLA |  | 06NVL114693/24ALGR06 | 12.0 mil m³/año | [13 empty] | Fuente: CartoCrítica / REPDA CONAGUA 2024 | {"type":"Feature","properties":{},"geometry":{"type":"Point","coordinates":[-100.095917,25.882306]}}
DANIELA PADILLA MARTINEZ | Point | SANTIAGO | CITRÍCOLA NORTE | AGRÍCOLA |  | 06NVL114742/24ALGR06 | 12.0 mil m³/año | [13 empty] | Fuente: CartoCrítica / REPDA CONAGUA 2024 | {"type":"Feature","properties":{},"geometry":{"type":"Point","coordinates":[-100.074167,25.458056]}}
CLUB LAS PALMAS, A. C. | Point | SANTIAGO | CAÑÓN DEL HUAJUCO | PECUARIO |  | 2NVL102851/24GMGE95 | 2.2 mil m³/año | [13 empty] | Fuente: CartoCrítica / REPDA CONAGUA 2024 | {"type":"Feature","properties":{},"geometry":{"type":"Point","coordinates":[-100.193611,25.508333]}}
EDILBERTO ELIZONDO GUAJARDO | Point | APODACA | ÁREA METROPOLITANA DE MONTERREY | AGRÍCOLA |  | 06NVL114582/24ALOC07 | 900 m³/año | [13 empty] | Fuente: CartoCrítica / REPDA CONAGUA 2024 | {"type":"Feature","properties":{},"geometry":{"type":"Point","coordinates":[-100.192222,25.791111]}}
FLOR ESTHELA MONTEMAYOR MARTINEZ | Point | GENERAL ZUAZUA | EL CARMEN-SALINAS-VICTORIA | PECUARIO |  | 06NVL103799/24GLOC08 | 1.3 mil m³/año | [13 empty] | Fuente: CartoCrítica / REPDA CONAGUA 2024 | {"type":"Feature","properties":{},"geometry":{"type":"Point","coordinates":[-100.171389,25.922222]}}
FRANCISCO JAVIER VARGAS DEL TORO Y JAIME FLORENTIN | Point | SALINAS VICTORIA | EL CARMEN-SALINAS-VICTORIA | AGRÍCOLA |  | 06NVL114754/24ALOC07 | 10.0 mil m³/año | [13 empty] | Fuente: CartoCrítica / REPDA CONAGUA 2024 | {"type":"Feature","properties":{},"geometry":{"type":"Point","coordinates":[-100.279583,25.923306]}}
DAVID MANIFACIO RODRIGUEZ | Point | SALINAS VICTORIA | EL CARMEN-SALINAS-VICTORIA | AGRÍCOLA |  | 06NVL104369/24AMOC08 | 60.0 mil m³/año | [13 empty] | Fuente: CartoCrítica / REPDA CONAGUA 2024 | {"type":"Feature","properties":{},"geometry":{"type":"Point","coordinates":[-100.233889,26.207222]}}
SERGIO TORRES VILLARREAL, JAVIER TORRES VILLARREAL | Point | SALINAS VICTORIA | EL CARMEN-SALINAS-VICTORIA | AGRÍCOLA |  | 06NVL111961/24ALOC08 | 216.0 mil m³/año | [13 empty] | Fuente: CartoCrítica / REPDA CONAGUA 2024 | {"type":"Feature","properties":{},"geometry":{"type":"Point","coordinates":[-100.197222,26.122222]}}
MARIA ELENA, MARTHA LAURA, CESAR MANUEL, PATRICIA | Point | GENERAL ZUAZUA | EL CARMEN-SALINAS-VICTORIA | AGRÍCOLA |  | 06NVL115131/24AMOC08 | 25.9 mil m³/año | [13 empty] | Fuente: CartoCrítica / REPDA CONAGUA 2024 | {"type":"Feature","properties":{},"geometry":{"type":"Point","coordinates":[-100.153056,25.906944]}}
DAVID MANUEL AYALA FLORES | Point | SALINAS VICTORIA | EL CARMEN-SALINAS-VICTORIA | ACUACULTURA |  | 06NVL115154/24DLOC08 | 30.0 mil m³/año | [13 empty] | Fuente: CartoCrítica / REPDA CONAGUA 2024 | {"type":"Feature","properties":{},"geometry":{"type":"Point","coordinates":[-100.296389,25.947222]}}
ENRIQUE MARTINEZ VILLARREAL | Point | GENERAL ZUAZUA | EL CARMEN-SALINAS-VICTORIA | PECUARIO |  | 06NVL103795/24GLOC08 | 3.9 mil m³/año | [13 empty] | Fuente: CartoCrítica / REPDA CONAGUA 2024 | {"type":"Feature","properties":{},"geometry":{"type":"Point","coordinates":[-100.095278,25.891667]}}
ROGELIO VILLARREAL VILLARREAL | Point | GENERAL ZUAZUA | EL CARMEN-SALINAS-VICTORIA | AGRÍCOLA |  | 06NVL112322/24ALGR01 | 24.0 mil m³/año | [13 empty] | Fuente: CartoCrítica / REPDA CONAGUA 2024 | {"type":"Feature","properties":{},"geometry":{"type":"Point","coordinates":[-100.086111,25.881944]}}
EDELMIRO CANTU LOZANO | Point | GENERAL ZUAZUA | EL CARMEN-SALINAS-VICTORIA | AGRÍCOLA |  | 06NVL107657/24AMOC08 | 31.9 mil m³/año | [13 empty] | Fuente: CartoCrítica / REPDA CONAGUA 2024 | {"type":"Feature","properties":{},"geometry":{"type":"Point","coordinates":[-100.154167,25.905]}}
JUAN ANTONIO VILLARREAL MARTINEZ | Point | GENERAL ZUAZUA | EL CARMEN-SALINAS-VICTORIA | AGRÍCOLA |  | 06NVL106644/24ALGR99 | 36.0 mil m³/año | [13 empty] | Fuente: CartoCrítica / REPDA CONAGUA 2024 | {"type":"Feature","properties":{},"geometry":{"type":"Point","coordinates":[-100.089444,25.887222]}}
LIBRADO AYALA URIBE Y MARIA LUISA LEDEZMA | Point | SANTIAGO | CAÑÓN DEL HUAJUCO | PECUARIO |  | 06NVL108647/24GMGR99 | 8.2 mil m³/año | [13 empty] | Fuente: CartoCrítica / REPDA CONAGUA 2024 | {"type":"Feature","properties":{},"geometry":{"type":"Point","coordinates":[-100.151389,25.451111]}}
LIBRADO AYALA URIBE Y MARIA LUISA LEDEZMA | Point | SANTIAGO | CAÑÓN DEL HUAJUCO | PECUARIO |  | 06NVL108647/24GMGR99 | 8.2 mil m³/año | [13 empty] | Fuente: CartoCrítica / REPDA CONAGUA 2024 | {"type":"Feature","properties":{},"geometry":{"type":"Point","coordinates":[-100.134444,25.468611]}}
LIBRADO AYALA URIBE Y MARIA LUISA LEDEZMA | Point | SANTIAGO | CAÑÓN DEL HUAJUCO | PECUARIO |  | 06NVL108647/24GMGR99 | 8.2 mil m³/año | [13 empty] | Fuente: CartoCrítica / REPDA CONAGUA 2024 | {"type":"Feature","properties":{},"geometry":{"type":"Point","coordinates":[-100.151389,25.451111]}}
JESUS MANUEL ELIZONDO ELIZONDO | Point | APODACA | ÁREA METROPOLITANA DE MONTERREY | PECUARIO |  | 06NVL108942/24GLGR99 | 946 m³/año | [13 empty] | Fuente: CartoCrítica / REPDA CONAGUA 2024 | {"type":"Feature","properties":{},"geometry":{"type":"Point","coordinates":[-100.163889,25.734444]}}
CARLOS GERARDO ODRIOZOLA MYERS | Point | SALINAS VICTORIA | EL CARMEN-SALINAS-VICTORIA | AGRÍCOLA |  | 06NVL109950/24AMGR99 | 120.0 mil m³/año | [13 empty] | Fuente: CartoCrítica / REPDA CONAGUA 2024 | {"type":"Feature","properties":{},"geometry":{"type":"Point","coordinates":[-100.078056,26.148056]}}
ELENA TREVIÑO VILLARREAL | Point | GENERAL ZUAZUA | EL CARMEN-SALINAS-VICTORIA | AGRÍCOLA |  | 06NVL110381/24AMGR00 | 12.0 mil m³/año | [13 empty] | Fuente: CartoCrítica / REPDA CONAGUA 2024 | {"type":"Feature","properties":{},"geometry":{"type":"Point","coordinates":[-100.124444,25.888333]}}
TEOFILO COVARRUBIAS VILLARREAL | Point | GENERAL ZUAZUA | EL CARMEN-SALINAS-VICTORIA | PECUARIO |  | 06NVL110987/24GLGR00 | 740 m³/año | [13 empty] | Fuente: CartoCrítica / REPDA CONAGUA 2024 | {"type":"Feature","properties":{},"geometry":{"type":"Point","coordinates":[-100.149444,25.931111]}}
TEOFILO COVARRUBIAS VILLARREAL | Point | GENERAL ZUAZUA | EL CARMEN-SALINAS-VICTORIA | AGRÍCOLA |  | 06NVL111477/24ALGR00 | 5.6 mil m³/año | [13 empty] | Fuente: CartoCrítica / REPDA CONAGUA 2024 | {"type":"Feature","properties":{},"geometry":{"type":"Point","coordinates":[-100.094722,25.851111]}}
PEDRO ANGEL MARTINEZ MARTINEZ | Point | GENERAL ZUAZUA | EL CARMEN-SALINAS-VICTORIA | AGRÍCOLA |  | 06NVL111840/24AMGR00 | 7.3 mil m³/año | [13 empty] | Fuente: CartoCrítica / REPDA CONAGUA 2024 | {"type":"Feature","properties":{},"geometry":{"type":"Point","coordinates":[-100.114167,25.880278]}}
JOSE JUAN MORALES MORENO, JORGE ALBERTO MORALES MO | Point | SALINAS VICTORIA | EL CARMEN-SALINAS-VICTORIA | AGRÍCOLA |  | 06NVL115476/24AMOC09 | 64.0 mil m³/año | [13 empty] | Fuente: CartoCrítica / REPDA CONAGUA 2024 | {"type":"Feature","properties":{},"geometry":{"type":"Point","coordinates":[-100.3475,26.094722]}}
ALFONSO QUIROGA DIAZ | Point | GENERAL ZUAZUA | EL CARMEN-SALINAS-VICTORIA | AGRÍCOLA |  | 06NVL108113/24ALGR99 | 60.0 mil m³/año | [13 empty] | Fuente: CartoCrítica / REPDA CONAGUA 2024 | {"type":"Feature","properties":{},"geometry":{"type":"Point","coordinates":[-100.147222,25.944444]}}
ALFONSO QUIROGA DIAZ | Point | GENERAL ZUAZUA | EL CARMEN-SALINAS-VICTORIA | AGRÍCOLA |  | 06NVL109730/24ALGR99 | 60.0 mil m³/año | [13 empty] | Fuente: CartoCrítica / REPDA CONAGUA 2024 | {"type":"Feature","properties":{},"geometry":{"type":"Point","coordinates":[-100.147222,25.944444]}}
DANIELA PADILLA MARTINEZ | Point | SANTIAGO | CAÑÓN DEL HUAJUCO | AGRÍCOLA |  | 06NVL109735/24ALGR99 | 12.0 mil m³/año | [13 empty] | Fuente: CartoCrítica / REPDA CONAGUA 2024 | {"type":"Feature","properties":{},"geometry":{"type":"Point","coordinates":[-100.066667,25.4675]}}
LIBRADO AYALA URIBE | Point | SANTIAGO | CAÑÓN DEL HUAJUCO | PECUARIO |  | 06NVL110429/24GMGR00 | 7.8 mil m³/año | [13 empty] | Fuente: CartoCrítica / REPDA CONAGUA 2024 | {"type":"Feature","properties":{},"geometry":{"type":"Point","coordinates":[-100.166667,25.468056]}}
JOSE ANGEL CARDENAS MOYA | Point | SANTIAGO | CAÑÓN DEL HUAJUCO | AGRÍCOLA |  | 06NVL110525/24ALGR00 | 38.2 mil m³/año | [13 empty] | Fuente: CartoCrítica / REPDA CONAGUA 2024 | {"type":"Feature","properties":{},"geometry":{"type":"Point","coordinates":[-100.091667,25.466111]}}
PEDRO VILLARREAL GUERRA | Point | SALINAS VICTORIA | EL CARMEN-SALINAS-VICTORIA | AGRÍCOLA |  | 06NVL115525/24AMDA10 | 35.9 mil m³/año | [13 empty] | Fuente: CartoCrítica / REPDA CONAGUA 2024 | {"type":"Feature","properties":{},"geometry":{"type":"Point","coordinates":[-100.273611,25.973472]}}
JUAN MANUEL FUENTES IBAÑEZ | Point | SALINAS VICTORIA | EL CARMEN-SALINAS-VICTORIA | AGRÍCOLA |  | 06NVL115597/24AAOC11 | 186.0 mil m³/año | [13 empty] | Fuente: CartoCrítica / REPDA CONAGUA 2024 | {"type":"Feature","properties":{},"geometry":{"type":"Point","coordinates":[-100.275556,25.913611]}}
CESAR SANTOS SANTOS | Point | SALINAS VICTORIA | EL CARMEN-SALINAS-VICTORIA | PECUARIO |  | 06NVL106682/24GLOC07 | 570 m³/año | [13 empty] | Fuente: CartoCrítica / REPDA CONAGUA 2024 | {"type":"Feature","properties":{},"geometry":{"type":"Point","coordinates":[-100.316944,25.996333]}}
INES RAMON CANTU IBARRA | Point | SALINAS VICTORIA | EL CARMEN-SALINAS-VICTORIA | AGRÍCOLA |  | 06NVL115523/24AMDA09 | 24.0 mil m³/año | [13 empty] | Fuente: CartoCrítica / REPDA CONAGUA 2024 | {"type":"Feature","properties":{},"geometry":{"type":"Point","coordinates":[-100.269472,25.973472]}}
RAUL ELIZONDO ELIZONDO | Point | APODACA | ÁREA METROPOLITANA DE MONTERREY | AGRÍCOLA |  | 06NVL108153/24ALGR99 | 5.7 mil m³/año | [13 empty] | Fuente: CartoCrítica / REPDA CONAGUA 2024 | {"type":"Feature","properties":{},"geometry":{"type":"Point","coordinates":[-100.144444,25.725]}}
MARIA MAGDALENA ELIZONDO TREVIÑO | Point | APODACA | ÁREA METROPOLITANA DE MONTERREY | AGRÍCOLA |  | 06NVL113925/24ALGR03 | 75.0 mil m³/año | [13 empty] | Fuente: CartoCrítica / REPDA CONAGUA 2024 | {"type":"Feature","properties":{},"geometry":{"type":"Point","coordinates":[-100.137778,25.725]}}
CESAR SANTOS SANTOS | Point | SALINAS VICTORIA | EL CARMEN-SALINAS-VICTORIA | PECUARIO |  | 06NVL106679/24GPGR99 | 6.6 mil m³/año | [13 empty] | Fuente: CartoCrítica / REPDA CONAGUA 2024 | {"type":"Feature","properties":{},"geometry":{"type":"Point","coordinates":[-100.358611,25.985278]}}
HUMBERTO ANTONIO ARRAMBIDE ZERTUCHE | Point | SALINAS VICTORIA | EL CARMEN-SALINAS-VICTORIA | AGRÍCOLA |  | 06NVL108646/24ALOC09 | 19.1 mil m³/año | [13 empty] | Fuente: CartoCrítica / REPDA CONAGUA 2024 | {"type":"Feature","properties":{},"geometry":{"type":"Point","coordinates":[-100.3,25.949167]}}
HUMBERTO ANTONIO ARRAMBIDE ZERTUCHE | Point | SALINAS VICTORIA | EL CARMEN-SALINAS-VICTORIA | AGRÍCOLA |  | 06NVL108646/24ALOC09 | 19.1 mil m³/año | [13 empty] | Fuente: CartoCrítica / REPDA CONAGUA 2024 | {"type":"Feature","properties":{},"geometry":{"type":"Point","coordinates":[-100.3,25.948056]}}
HUMBERTO ANTONIO ARRAMBIDE ZERTUCHE | Point | SALINAS VICTORIA | EL CARMEN-SALINAS-VICTORIA | AGRÍCOLA |  | 06NVL108646/24ALOC09 | 19.1 mil m³/año | [13 empty] | Fuente: CartoCrítica / REPDA CONAGUA 2024 | {"type":"Feature","properties":{},"geometry":{"type":"Point","coordinates":[-100.299167,25.941111]}}
RAUL RODRIGUEZ QUINTERO | Point | SANTIAGO | CAÑÓN DEL HUAJUCO | AGRÍCOLA |  | 06NVL110336/24AMGR00 | 30.0 mil m³/año | [13 empty] | Fuente: CartoCrítica / REPDA CONAGUA 2024 | {"type":"Feature","properties":{},"geometry":{"type":"Point","coordinates":[-100.000278,25.259722]}}
RAUL RODRIGUEZ QUINTERO | Point | SANTIAGO | CAÑÓN DEL HUAJUCO | AGRÍCOLA |  | 06NVL110336/24AMGR00 | 30.0 mil m³/año | [13 empty] | Fuente: CartoCrítica / REPDA CONAGUA 2024 | {"type":"Feature","properties":{},"geometry":{"type":"Point","coordinates":[-100.000556,25.260278]}}
RAUL RODRIGUEZ QUINTERO | Point | SANTIAGO | CAÑÓN DEL HUAJUCO | AGRÍCOLA |  | 06NVL110336/24AMGR00 | 30.0 mil m³/año | [13 empty] | Fuente: CartoCrítica / REPDA CONAGUA 2024 | {"type":"Feature","properties":{},"geometry":{"type":"Point","coordinates":[-100.000833,25.260278]}}
PRODUCTORA DE ALIMENTOS PECUARIOS DE NUEVO LEON, S | Point | SALINAS VICTORIA | EL CARMEN-SALINAS-VICTORIA | AGROINDUSTIAL |  | 06NVL115631/24BMDA11 | 20.0 mil m³/año | [13 empty] | Fuente: CartoCrítica / REPDA CONAGUA 2024 | {"type":"Feature","properties":{},"geometry":{"type":"Point","coordinates":[-100.313611,25.963806]}}
DESARROLLO DE FORESTACION DECORATIVA, S.A. DE C.V. | Point | MONTERREY | ÁREA METROPOLITANA DE MONTERREY | AGRÍCOLA |  | 06NVL115719/24ALDA12 | 28.8 mil m³/año | [13 empty] | Fuente: CartoCrítica / REPDA CONAGUA 2024 | {"type":"Feature","properties":{},"geometry":{"type":"Point","coordinates":[-100.261389,25.590833]}}
DESARROLLO DE FORESTACION DECORATIVA, S.A. DE C.V. | Point | MONTERREY | ÁREA METROPOLITANA DE MONTERREY | AGRÍCOLA |  | 06NVL115719/24ALDA12 | 28.8 mil m³/año | [13 empty] | Fuente: CartoCrítica / REPDA CONAGUA 2024 | {"type":"Feature","properties":{},"geometry":{"type":"Point","coordinates":[-100.264167,25.589167]}}
DESARROLLO DE FORESTACION DECORATIVA, S.A. DE C.V. | Point | MONTERREY | ÁREA METROPOLITANA DE MONTERREY | AGRÍCOLA |  | 06NVL115719/24ALDA12 | 28.8 mil m³/año | [13 empty] | Fuente: CartoCrítica / REPDA CONAGUA 2024 | {"type":"Feature","properties":{},"geometry":{"type":"Point","coordinates":[-100.265278,25.588611]}}
DESARROLLO DE FORESTACION DECORATIVA, S.A. DE C.V. | Point | MONTERREY | ÁREA METROPOLITANA DE MONTERREY | AGRÍCOLA |  | 06NVL115719/24ALDA12 | 28.8 mil m³/año | [13 empty] | Fuente: CartoCrítica / REPDA CONAGUA 2024 | {"type":"Feature","properties":{},"geometry":{"type":"Point","coordinates":[-100.265,25.588611]}}
JOSE MARIA GARZA PONCE | Point | SANTA CATARINA | CAMPO BUENOS AIRES | AGRÍCOLA |  | 06NVL110482/24ALDA13 | 86.1 mil m³/año | [13 empty] | Fuente: CartoCrítica / REPDA CONAGUA 2024 | {"type":"Feature","properties":{},"geometry":{"type":"Point","coordinates":[-100.460556,25.610944]}}
JOSE PABLO GARZA PEREZ, HECTOR JESUS GARZA PEREZ, | Point | SALINAS VICTORIA | EL CARMEN-SALINAS-VICTORIA | AGRÍCOLA |  | 06NVL114904/24AMOC14 | 283.0 mil m³/año | [13 empty] | Fuente: CartoCrítica / REPDA CONAGUA 2024 | {"type":"Feature","properties":{},"geometry":{"type":"Point","coordinates":[-100.232306,25.951194]}}
JUAN ANTONIO VILLARREAL MARTINEZ | Point | GENERAL ZUAZUA | EL CARMEN-SALINAS-VICTORIA | AGRÍCOLA |  | 06NVL115747/24ALDA15 | 54.0 mil m³/año | [13 empty] | Fuente: CartoCrítica / REPDA CONAGUA 2024 | {"type":"Feature","properties":{},"geometry":{"type":"Point","coordinates":[-100.139722,25.876111]}}
BALDOMERO ELIZONDO TREVIÑO Y/O MARIA MAGDALENA ELI | Point | APODACA | ÁREA METROPOLITANA DE MONTERREY | AGRÍCOLA |  | 06NVL115416/24ALDA15 | 86.4 mil m³/año | [13 empty] | Fuente: CartoCrítica / REPDA CONAGUA 2024 | {"type":"Feature","properties":{},"geometry":{"type":"Point","coordinates":[-100.133333,25.709722]}}
ISAURA MARTINEZ BARAÑANO | Point | GUADALUPE | ÁREA METROPOLITANA DE MONTERREY | PECUARIO |  | 06NVL103543/24GLDA16 | 43.9 mil m³/año | [13 empty] | Fuente: CartoCrítica / REPDA CONAGUA 2024 | {"type":"Feature","properties":{},"geometry":{"type":"Point","coordinates":[-100.1625,25.712778]}}
ISAURA MARTINEZ BARAÑANO | Point | GUADALUPE | ÁREA METROPOLITANA DE MONTERREY | PECUARIO |  | 06NVL103543/24GLDA16 | 43.9 mil m³/año | [13 empty] | Fuente: CartoCrítica / REPDA CONAGUA 2024 | {"type":"Feature","properties":{},"geometry":{"type":"Point","coordinates":[-100.164444,25.718611]}}
ISAURA MARTINEZ BARAÑANO | Point | GUADALUPE | ÁREA METROPOLITANA DE MONTERREY | PECUARIO |  | 06NVL103543/24GLDA16 | 43.9 mil m³/año | [13 empty] | Fuente: CartoCrítica / REPDA CONAGUA 2024 | {"type":"Feature","properties":{},"geometry":{"type":"Point","coordinates":[-100.166667,25.716667]}}
RAFAEL RENDON CHAVARRIA | Point | SANTIAGO | CAÑÓN DEL HUAJUCO | AGRÍCOLA |  | 06NVL150010/24AMDA11 | 3.0 mil m³/año | [13 empty] | Fuente: CartoCrítica / REPDA CONAGUA 2024 | {"type":"Feature","properties":{},"geometry":{"type":"Point","coordinates":[-100.179361,25.440111]}}
ADAN ELIZONDO ELIZONDO | Point | MONTERREY | CAÑÓN DEL HUAJUCO | AGRÍCOLA |  | 06NVL150022/24AMDA11 | 21.9 mil m³/año | [13 empty] | Fuente: CartoCrítica / REPDA CONAGUA 2024 | {"type":"Feature","properties":{},"geometry":{"type":"Point","coordinates":[-100.221111,25.553056]}}
ESTHELA MARIA GUTIERREZ GARZA | Point | SANTIAGO | CAÑÓN DEL HUAJUCO | AGRÍCOLA |  | 06NVL150058/24APDA12 | 950 m³/año | [13 empty] | Fuente: CartoCrítica / REPDA CONAGUA 2024 | {"type":"Feature","properties":{},"geometry":{"type":"Point","coordinates":[-100.183528,25.499278]}}
LUIS ARMANDO CASTREJON FAJARDO | Point | SALINAS VICTORIA | EL CARMEN-SALINAS-VICTORIA | AGRÍCOLA |  | 06NVL150083/24AMDA13 | 1.2 mil m³/año | [13 empty] | Fuente: CartoCrítica / REPDA CONAGUA 2024 | {"type":"Feature","properties":{},"geometry":{"type":"Point","coordinates":[-100.285889,25.892639]}}
JOSE JUAN MORALES MORENO | Point | SALINAS VICTORIA | EL CARMEN-SALINAS-VICTORIA | AGRÍCOLA |  | 06NVL150086/24ALDA12 | 20.0 mil m³/año | [13 empty] | Fuente: CartoCrítica / REPDA CONAGUA 2024 | {"type":"Feature","properties":{},"geometry":{"type":"Point","coordinates":[-100.342,26.097861]}}
FRANCISCA GUADALUPE SILVA CONTRERAS | Point | MONTERREY | CAÑÓN DEL HUAJUCO | AGRÍCOLA |  | 06NVL150214/24ALDA13 | 1.1 mil m³/año | [13 empty] | Fuente: CartoCrítica / REPDA CONAGUA 2024 | {"type":"Feature","properties":{},"geometry":{"type":"Point","coordinates":[-100.234389,25.557722]}}
FRANCISCA GUADALUPE SILVA CONTRERAS | Point | MONTERREY | CAÑÓN DEL HUAJUCO | AGRÍCOLA |  | 06NVL150240/24ALDA13 | 1.1 mil m³/año | [13 empty] | Fuente: CartoCrítica / REPDA CONAGUA 2024 | {"type":"Feature","properties":{},"geometry":{"type":"Point","coordinates":[-100.234556,25.557944]}}
FRANCISCA GUADALUPE SILVA CONTRERAS | Point | MONTERREY | CAÑÓN DEL HUAJUCO | AGRÍCOLA |  | 06NVL150241/24ALDA13 | 1.1 mil m³/año | [13 empty] | Fuente: CartoCrítica / REPDA CONAGUA 2024 | {"type":"Feature","properties":{},"geometry":{"type":"Point","coordinates":[-100.234722,25.558167]}}
EDUARDO TREVIÑO RAMONES | Point | SANTIAGO | CAÑÓN DEL HUAJUCO | AGRÍCOLA |  | 06NVL154118/24AMDA14 | 3.0 mil m³/año | [13 empty] | Fuente: CartoCrítica / REPDA CONAGUA 2024 | {"type":"Feature","properties":{},"geometry":{"type":"Point","coordinates":[-100.218583,25.472611]}}
EDUARDO TREVIÑO RAMONES | Point | SANTIAGO | CAÑÓN DEL HUAJUCO | AGRÍCOLA |  | 06NVL154122/24AMDA14 | 2.5 mil m³/año | [13 empty] | Fuente: CartoCrítica / REPDA CONAGUA 2024 | {"type":"Feature","properties":{},"geometry":{"type":"Point","coordinates":[-100.216472,25.469472]}}
JORGE ORTIZ BERAZALUCE, MARIA EMMA GARZA Y GARZA | Point | SANTIAGO | CAÑÓN DEL HUAJUCO | AGRÍCOLA |  | 06NVL154174/24ALOC15 | 3.0 mil m³/año | [13 empty] | Fuente: CartoCrítica / REPDA CONAGUA 2024 | {"type":"Feature","properties":{},"geometry":{"type":"Point","coordinates":[-100.187583,25.471083]}}
SAN BARR Y COMPAÑIA, S.A. DE C.V. | Point | SALINAS VICTORIA | EL CARMEN-SALINAS-VICTORIA | AGRÍCOLA |  | 06NVL155392/24ALDA16 | 84.0 mil m³/año | [13 empty] | Fuente: CartoCrítica / REPDA CONAGUA 2024 | {"type":"Feature","properties":{},"geometry":{"type":"Point","coordinates":[-100.228056,26.080556]}}
SAN BARR Y COMPAÑIA, S.A. DE C.V. | Point | SALINAS VICTORIA | EL CARMEN-SALINAS-VICTORIA | AGRÍCOLA |  | 06NVL155392/24ALDA16 | 84.0 mil m³/año | [13 empty] | Fuente: CartoCrítica / REPDA CONAGUA 2024 | {"type":"Feature","properties":{},"geometry":{"type":"Point","coordinates":[-100.229167,23.081111]}}
EDELMIRO SEPULVEDA GARCIA | Point | GENERAL ZUAZUA | EL CARMEN-SALINAS-VICTORIA | AGRÍCOLA |  | 06NVL156239/24ALDA17 | 44.8 mil m³/año | [13 empty] | Fuente: CartoCrítica / REPDA CONAGUA 2024 | {"type":"Feature","properties":{},"geometry":{"type":"Point","coordinates":[-100.087778,23.894444]}}
GUILLERMO QUIROGA GARCIA | Point | SALINAS VICTORIA | EL CARMEN-SALINAS-VICTORIA | AGRÍCOLA |  | 06NVL156284/24AMDA17 | 304.0 mil m³/año | [13 empty] | Fuente: CartoCrítica / REPDA CONAGUA 2024 | {"type":"Feature","properties":{},"geometry":{"type":"Point","coordinates":[-100.432333,26.128167]}}
DIANA SOFIA HERNANDEZ PADER, PAULINA HERNANDEZ PAD | Point | SANTA CATARINA | ÁREA METROPOLITANA DE MONTERREY | AGRÍCOLA |  | 06NVL156476/24AMDA17 | 25.2 mil m³/año | [13 empty] | Fuente: CartoCrítica / REPDA CONAGUA 2024 | {"type":"Feature","properties":{},"geometry":{"type":"Point","coordinates":[-100.4625,25.632222]}}
ELIEZER MARTINEZ ZAMBRANO | Point | APODACA | ÁREA METROPOLITANA DE MONTERREY | AGRÍCOLA |  | 06NVL156719/24ALDA17 | 42.0 mil m³/año | [13 empty] | Fuente: CartoCrítica / REPDA CONAGUA 2024 | {"type":"Feature","properties":{},"geometry":{"type":"Point","coordinates":[-100.139333,25.804444]}}
JOSE MARTIN GONZALEZ GONZALEZ | Point | SALINAS VICTORIA | EL CARMEN-SALINAS-VICTORIA | PECUARIO |  | 06NVL160299/24GLDA18 | 4.6 mil m³/año | [13 empty] | Fuente: CartoCrítica / REPDA CONAGUA 2024 | {"type":"Feature","properties":{},"geometry":{"type":"Point","coordinates":[-100.101944,26.3]}}
JOSE MARTIN GONZALEZ GONZALEZ | Point | SALINAS VICTORIA | EL CARMEN-SALINAS-VICTORIA | PECUARIO |  | 06NVL160299/24GLDA18 | 4.6 mil m³/año | [13 empty] | Fuente: CartoCrítica / REPDA CONAGUA 2024 | {"type":"Feature","properties":{},"geometry":{"type":"Point","coordinates":[-100.104722,26.301944]}}
JOSE MARTIN GONZALEZ GONZALEZ | Point | SALINAS VICTORIA | EL CARMEN-SALINAS-VICTORIA | PECUARIO |  | 06NVL160299/24GLDA18 | 4.6 mil m³/año | [13 empty] | Fuente: CartoCrítica / REPDA CONAGUA 2024 | {"type":"Feature","properties":{},"geometry":{"type":"Point","coordinates":[-100.104167,26.301944]}}
JUAN JOSE VILLARREAL LOPEZ | Point | APODACA | ÁREA METROPOLITANA DE MONTERREY | AGRÍCOLA |  | 06NVL160318/24ALDA18 | 6.0 mil m³/año | [13 empty] | Fuente: CartoCrítica / REPDA CONAGUA 2024 | {"type":"Feature","properties":{},"geometry":{"type":"Point","coordinates":[-100.152361,25.745556]}}
CECILIA ELVIRA DE LOURDES GARZA PEREZ, MYRNA LETIC | Point | SALINAS VICTORIA | EL CARMEN-SALINAS-VICTORIA | AGRÍCOLA |  | 06NVL160446/24AMDA18 | 357.0 mil m³/año | [13 empty] | Fuente: CartoCrítica / REPDA CONAGUA 2024 | {"type":"Feature","properties":{},"geometry":{"type":"Point","coordinates":[-100.238028,25.94825]}}
ISRAEL GILBERTO GARZA GOMEZ | Point | APODACA | ÁREA METROPOLITANA DE MONTERREY | AGRÍCOLA |  | 06NVL160513/24ALDA18 | 126.0 mil m³/año | [13 empty] | Fuente: CartoCrítica / REPDA CONAGUA 2024 | {"type":"Feature","properties":{},"geometry":{"type":"Point","coordinates":[-100.143611,25.748056]}}
ISRAEL GILBERTO GARZA GOMEZ | Point | APODACA | ÁREA METROPOLITANA DE MONTERREY | AGRÍCOLA |  | 06NVL160513/24ALDA18 | 126.0 mil m³/año | [13 empty] | Fuente: CartoCrítica / REPDA CONAGUA 2024 | {"type":"Feature","properties":{},"geometry":{"type":"Point","coordinates":[-100.143889,25.748333]}}
ENRIQUE VILLARREAL MARTINEZ | Point | GENERAL ZUAZUA | EL CARMEN-SALINAS-VICTORIA | PECUARIO |  | 06NVL160553/24GLDA18 | 5.3 mil m³/año | [13 empty] | Fuente: CartoCrítica / REPDA CONAGUA 2024 | {"type":"Feature","properties":{},"geometry":{"type":"Point","coordinates":[-100.101389,25.843611]}}
FLORENTINO MARTINEZ VILLARREAL | Point | GENERAL ZUAZUA | EL CARMEN-SALINAS-VICTORIA | AGRÍCOLA |  | 06NVL160610/24ALDA19 | 12.0 mil m³/año | [13 empty] | Fuente: CartoCrítica / REPDA CONAGUA 2024 | {"type":"Feature","properties":{},"geometry":{"type":"Point","coordinates":[-100.097222,25.873056]}}
SIMON FERNANDEZ MENCHACA | Point | APODACA | ÁREA METROPOLITANA DE MONTERREY | AGRÍCOLA |  | 06NVL111372/24ALGR00 | 12.0 mil m³/año | [13 empty] | Fuente: CartoCrítica / REPDA CONAGUA 2024 | {"type":"Feature","properties":{},"geometry":{"type":"Point","coordinates":[-100.107333,25.726444]}}
FRANCISCO JAVIER VARGAS DEL TORO | Point | SALINAS VICTORIA | EL CARMEN-SALINAS-VICTORIA | AGRÍCOLA |  | 06NVL112201/24ALGR01 | 11.5 mil m³/año | [13 empty] | Fuente: CartoCrítica / REPDA CONAGUA 2024 | {"type":"Feature","properties":{},"geometry":{"type":"Point","coordinates":[-100.2875,25.891667]}}
GANADERIA INTEGRAL SK, S. A. DE C. V. | Point | GENERAL ESCOBEDO | EL CARMEN-SALINAS-VICTORIA | PECUARIO |  | 06NVL101831/24GMDA14 | 607.0 mil m³/año | [13 empty] | Fuente: CartoCrítica / REPDA CONAGUA 2024 | {"type":"Feature","properties":{},"geometry":{"type":"Point","coordinates":[-100.364667,25.845]}}
GANADERIA INTEGRAL SK, S. A. DE C. V. | Point | GENERAL ESCOBEDO | EL CARMEN-SALINAS-VICTORIA | PECUARIO |  | 06NVL101831/24GMDA14 | 607.0 mil m³/año | [13 empty] | Fuente: CartoCrítica / REPDA CONAGUA 2024 | {"type":"Feature","properties":{},"geometry":{"type":"Point","coordinates":[-100.364111,25.847444]}}
GANADERIA INTEGRAL SK, S. A. DE C. V. | Point | GENERAL ESCOBEDO | EL CARMEN-SALINAS-VICTORIA | PECUARIO |  | 06NVL101831/24GMDA14 | 607.0 mil m³/año | [13 empty] | Fuente: CartoCrítica / REPDA CONAGUA 2024 | {"type":"Feature","properties":{},"geometry":{"type":"Point","coordinates":[-100.360611,25.830639]}}
GANADERIA INTEGRAL SK, S. A. DE C. V. | Point | GENERAL ESCOBEDO | EL CARMEN-SALINAS-VICTORIA | PECUARIO |  | 06NVL101831/24GMDA14 | 607.0 mil m³/año | [13 empty] | Fuente: CartoCrítica / REPDA CONAGUA 2024 | {"type":"Feature","properties":{},"geometry":{"type":"Point","coordinates":[-100.364611,25.83725]}}
EDELMIRO CANTU LOZANO | Point | APODACA | ÁREA METROPOLITANA DE MONTERREY | PECUARIO |  | 06NVL103514/24GLOC07 | 42.0 mil m³/año | [13 empty] | Fuente: CartoCrítica / REPDA CONAGUA 2024 | {"type":"Feature","properties":{},"geometry":{"type":"Point","coordinates":[-100.240556,25.803056]}}
RAYMUNDO ZERTUCHE GONZALEZ | Point | APODACA | EL CARMEN-SALINAS-VICTORIA | PECUARIO |  | 06NVL103677/24GLDA17 | 5.9 mil m³/año | [13 empty] | Fuente: CartoCrítica / REPDA CONAGUA 2024 | {"type":"Feature","properties":{},"geometry":{"type":"Point","coordinates":[-100.086111,25.738889]}}
CARLOS GONZALEZ GARZA | Point | APODACA | ÁREA METROPOLITANA DE MONTERREY | PECUARIO |  | 06NVL103683/24GLDA16 | 7.3 mil m³/año | [13 empty] | Fuente: CartoCrítica / REPDA CONAGUA 2024 | {"type":"Feature","properties":{},"geometry":{"type":"Point","coordinates":[-100.257778,25.834722]}}
OLAYA GUAJARDO LOZANO | Point | APODACA | EL CARMEN-SALINAS-VICTORIA | PECUARIO |  | 06NVL103774/24GLDA16 | 2.6 mil m³/año | [13 empty] | Fuente: CartoCrítica / REPDA CONAGUA 2024 | {"type":"Feature","properties":{},"geometry":{"type":"Point","coordinates":[-100.233333,25.944444]}}
JOSE RODOLFO FARIAS ARIZPE | Point | GENERAL ZUAZUA | EL CARMEN-SALINAS-VICTORIA | PECUARIO |  | 06NVL104188/24GLDA16 | 14.6 mil m³/año | [13 empty] | Fuente: CartoCrítica / REPDA CONAGUA 2024 | {"type":"Feature","properties":{},"geometry":{"type":"Point","coordinates":[-100.081944,25.908333]}}
JOSE FRANCISCO FLORES ELIZONDO | Point | SALINAS VICTORIA | EL CARMEN-SALINAS-VICTORIA | PECUARIO |  | 06NVL104201/24GLOC08 | 4.0 mil m³/año | [13 empty] | Fuente: CartoCrítica / REPDA CONAGUA 2024 | {"type":"Feature","properties":{},"geometry":{"type":"Point","coordinates":[-100.209722,26.125]}}
RICARDO DE LOS SANTOS GONZALEZ | Point | GENERAL ZUAZUA | EL CARMEN-SALINAS-VICTORIA | AGRÍCOLA |  | 06NVL104361/24AMOC08 | 124.1 mil m³/año | [13 empty] | Fuente: CartoCrítica / REPDA CONAGUA 2024 | {"type":"Feature","properties":{},"geometry":{"type":"Point","coordinates":[-100.124167,25.972778]}}
RICARDO DE LOS SANTOS GONZALEZ | Point | GENERAL ZUAZUA | EL CARMEN-SALINAS-VICTORIA | AGRÍCOLA |  | 06NVL104361/24AMOC08 | 124.1 mil m³/año | [13 empty] | Fuente: CartoCrítica / REPDA CONAGUA 2024 | {"type":"Feature","properties":{},"geometry":{"type":"Point","coordinates":[-100.123611,25.976389]}}
RICARDO DE LOS SANTOS GONZALEZ | Point | GENERAL ZUAZUA | EL CARMEN-SALINAS-VICTORIA | AGRÍCOLA |  | 06NVL104361/24AMOC08 | 124.1 mil m³/año | [13 empty] | Fuente: CartoCrítica / REPDA CONAGUA 2024 | {"type":"Feature","properties":{},"geometry":{"type":"Point","coordinates":[-100.12,25.977778]}}
RICARDO DE LOS SANTOS GONZALEZ | Point | GENERAL ZUAZUA | EL CARMEN-SALINAS-VICTORIA | AGRÍCOLA |  | 06NVL104361/24AMOC08 | 124.1 mil m³/año | [13 empty] | Fuente: CartoCrítica / REPDA CONAGUA 2024 | {"type":"Feature","properties":{},"geometry":{"type":"Point","coordinates":[-100.121111,25.978889]}}
GUILLERMO QUIROGA GARCIA | Point | SALINAS VICTORIA | EL CARMEN-SALINAS-VICTORIA | AGRÍCOLA |  | 06NVL105162/24AMOC08 | 114.0 mil m³/año | [13 empty] | Fuente: CartoCrítica / REPDA CONAGUA 2024 | {"type":"Feature","properties":{},"geometry":{"type":"Point","coordinates":[-100.417778,26.124167]}}
GUILLERMO QUIROGA GARCIA | Point | SALINAS VICTORIA | EL CARMEN-SALINAS-VICTORIA | AGRÍCOLA |  | 06NVL105162/24AMOC08 | 114.0 mil m³/año | [13 empty] | Fuente: CartoCrítica / REPDA CONAGUA 2024 | {"type":"Feature","properties":{},"geometry":{"type":"Point","coordinates":[-100.417222,26.123889]}}
CLARA IRMA ALONSO REYNA | Point | SALINAS VICTORIA | EL CARMEN-SALINAS-VICTORIA | PECUARIO |  | 06NVL106440/24GLDA18 | 365 m³/año | [13 empty] | Fuente: CartoCrítica / REPDA CONAGUA 2024 | {"type":"Feature","properties":{},"geometry":{"type":"Point","coordinates":[-100.283806,25.987139]}}
CLARA IRMA ALONSO REYNA | Point | SALINAS VICTORIA | EL CARMEN-SALINAS-VICTORIA | PECUARIO |  | 06NVL106441/24GLDA18 | 730 m³/año | [13 empty] | Fuente: CartoCrítica / REPDA CONAGUA 2024 | {"type":"Feature","properties":{},"geometry":{"type":"Point","coordinates":[-100.283778,26.032917]}}
CLARA IRMA ALONSO REYNA | Point | SALINAS VICTORIA | EL CARMEN-SALINAS-VICTORIA | PECUARIO |  | 06NVL106441/24GLDA18 | 730 m³/año | [13 empty] | Fuente: CartoCrítica / REPDA CONAGUA 2024 | {"type":"Feature","properties":{},"geometry":{"type":"Point","coordinates":[-100.293889,26.036333]}}
CLARA IRMA ALONSO REYNA | Point | SALINAS VICTORIA | EL CARMEN-SALINAS-VICTORIA | PECUARIO |  | 06NVL106442/24GLDA18 | 365 m³/año | [13 empty] | Fuente: CartoCrítica / REPDA CONAGUA 2024 | {"type":"Feature","properties":{},"geometry":{"type":"Point","coordinates":[-100.295472,25.985972]}}
JUAN ANTONIO VILLARREAL MARTINEZ | Point | GENERAL ZUAZUA | EL CARMEN-SALINAS-VICTORIA | AGRÍCOLA |  | 06NVL106858/24ALDA18 | 114.0 mil m³/año | [13 empty] | Fuente: CartoCrítica / REPDA CONAGUA 2024 | {"type":"Feature","properties":{},"geometry":{"type":"Point","coordinates":[-100.135556,25.874167]}}
GUILLERMO QUIROGA GARCIA | Point | SALINAS VICTORIA | EL CARMEN-SALINAS-VICTORIA | AGRÍCOLA |  | 06NVL107410/24ALOC08 | 14.9 mil m³/año | [13 empty] | Fuente: CartoCrítica / REPDA CONAGUA 2024 | {"type":"Feature","properties":{},"geometry":{"type":"Point","coordinates":[-100.270278,25.934167]}}
GUILLERMO QUIROGA GARCIA | Point | SALINAS VICTORIA | EL CARMEN-SALINAS-VICTORIA | AGRÍCOLA |  | 06NVL108324/24ALOC08 | 6.7 mil m³/año | [13 empty] | Fuente: CartoCrítica / REPDA CONAGUA 2024 | {"type":"Feature","properties":{},"geometry":{"type":"Point","coordinates":[-100.270278,25.932778]}}
JUAN GALVAN CANTU | Point | SALINAS VICTORIA | EL CARMEN-SALINAS-VICTORIA | AGRÍCOLA |  | 06NVL108819/24ALGR99 | 6.0 mil m³/año | [13 empty] | Fuente: CartoCrítica / REPDA CONAGUA 2024 | {"type":"Feature","properties":{},"geometry":{"type":"Point","coordinates":[-100.226111,26.105]}}
FERMIN TREVIÑO GARCIA | Point | APODACA | EL CARMEN-SALINAS-VICTORIA | AGRÍCOLA |  | 06NVL108972/24ALOC08 | 14.9 mil m³/año | [13 empty] | Fuente: CartoCrítica / REPDA CONAGUA 2024 | {"type":"Feature","properties":{},"geometry":{"type":"Point","coordinates":[-100.210278,25.826944]}}
JAIME HISAO YESAKI CAVAZOS | Point | GUADALUPE | ÁREA METROPOLITANA DE MONTERREY | PECUARIO |  | 06NVL108999/24GLDA18 | 17.3 mil m³/año | [13 empty] | Fuente: CartoCrítica / REPDA CONAGUA 2024 | {"type":"Feature","properties":{},"geometry":{"type":"Point","coordinates":[-100.164167,25.708333]}}
JESUS GREGORIO VILLARREAL VILLARREAL | Point | GENERAL ZUAZUA | EL CARMEN-SALINAS-VICTORIA | AGRÍCOLA |  | 06NVL109047/24ALGR99 | 15.0 mil m³/año | [13 empty] | Fuente: CartoCrítica / REPDA CONAGUA 2024 | {"type":"Feature","properties":{},"geometry":{"type":"Point","coordinates":[-100.100556,25.893611]}}
JAIME HISAO YESAKI CAVAZOS | Point | SALINAS VICTORIA | EL CARMEN-SALINAS-VICTORIA | AGRÍCOLA |  | 06NVL109300/24AMDA18 | 345.6 mil m³/año | [13 empty] | Fuente: CartoCrítica / REPDA CONAGUA 2024 | {"type":"Feature","properties":{},"geometry":{"type":"Point","coordinates":[-100.249722,25.959167]}}
JAIME HISAO YESAKI CAVAZOS | Point | SALINAS VICTORIA | EL CARMEN-SALINAS-VICTORIA | AGRÍCOLA |  | 06NVL109300/24AMDA18 | 345.6 mil m³/año | [13 empty] | Fuente: CartoCrítica / REPDA CONAGUA 2024 | {"type":"Feature","properties":{},"geometry":{"type":"Point","coordinates":[-100.248056,25.966111]}}
JAIME HISAO YESAKI CAVAZOS | Point | SALINAS VICTORIA | EL CARMEN-SALINAS-VICTORIA | PECUARIO |  | 06NVL109301/24GMDA18 | 33.6 mil m³/año | [13 empty] | Fuente: CartoCrítica / REPDA CONAGUA 2024 | {"type":"Feature","properties":{},"geometry":{"type":"Point","coordinates":[-100.327778,26.116667]}}
JAIME HISAO YESAKI CAVAZOS | Point | SALINAS VICTORIA | EL CARMEN-SALINAS-VICTORIA | PECUARIO |  | 06NVL109301/24GMDA18 | 33.6 mil m³/año | [13 empty] | Fuente: CartoCrítica / REPDA CONAGUA 2024 | {"type":"Feature","properties":{},"geometry":{"type":"Point","coordinates":[-100.330278,26.123611]}}
JAIME HISAO YESAKI CAVAZOS | Point | SALINAS VICTORIA | EL CARMEN-SALINAS-VICTORIA | PECUARIO |  | 06NVL109301/24GMDA18 | 33.6 mil m³/año | [13 empty] | Fuente: CartoCrítica / REPDA CONAGUA 2024 | {"type":"Feature","properties":{},"geometry":{"type":"Point","coordinates":[-100.330556,26.123889]}}
JAIME HISAO YESAKI CAVAZOS | Point | SALINAS VICTORIA | EL CARMEN-SALINAS-VICTORIA | PECUARIO |  | 06NVL109301/24GMDA18 | 33.6 mil m³/año | [13 empty] | Fuente: CartoCrítica / REPDA CONAGUA 2024 | {"type":"Feature","properties":{},"geometry":{"type":"Point","coordinates":[-100.328889,26.123333]}}
JAIME HISAO YESAKI CAVAZOS | Point | SALINAS VICTORIA | EL CARMEN-SALINAS-VICTORIA | PECUARIO |  | 06NVL109312/24GMDA18 | 4.2 mil m³/año | [13 empty] | Fuente: CartoCrítica / REPDA CONAGUA 2024 | {"type":"Feature","properties":{},"geometry":{"type":"Point","coordinates":[-100.343333,26.107222]}}
TOMAS VILLARREAL MARTINEZ | Point | GENERAL ZUAZUA | EL CARMEN-SALINAS-VICTORIA | AGRÍCOLA |  | 06NVL109925/24ALGR99 | 37.3 mil m³/año | [13 empty] | Fuente: CartoCrítica / REPDA CONAGUA 2024 | {"type":"Feature","properties":{},"geometry":{"type":"Point","coordinates":[-100.135556,25.901944]}}
JOSE CONCEPCION GONZALEZ GONZALEZ | Point | GENERAL ESCOBEDO | ÁREA METROPOLITANA DE MONTERREY | PECUARIO |  | 06NVL110131/24GLGR99 | 2.6 mil m³/año | [13 empty] | Fuente: CartoCrítica / REPDA CONAGUA 2024 | {"type":"Feature","properties":{},"geometry":{"type":"Point","coordinates":[-100.356944,25.836389]}}
ERNESTO DEL CASTILLO DE LA FUENTE | Point | SANTIAGO | CAÑÓN DEL HUAJUCO | AGRÍCOLA |  | 06NVL110589/24AMDA13 | 18.0 mil m³/año | [13 empty] | Fuente: CartoCrítica / REPDA CONAGUA 2024 | {"type":"Feature","properties":{},"geometry":{"type":"Point","coordinates":[-100.086944,25.4675]}}
GRANJA SAN MIGUEL, S.A. | Point | APODACA | ÁREA METROPOLITANA DE MONTERREY | PECUARIO |  | 06NVL110741/24GLDA18 | 4.1 mil m³/año | [13 empty] | Fuente: CartoCrítica / REPDA CONAGUA 2024 | {"type":"Feature","properties":{},"geometry":{"type":"Point","coordinates":[-100.165278,25.714167]}}
HOMERO YESAKI CAVAZOS | Point | SALINAS VICTORIA | EL CARMEN-SALINAS-VICTORIA | PECUARIO |  | 06NVL110744/24GMDA18 | 5.8 mil m³/año | [13 empty] | Fuente: CartoCrítica / REPDA CONAGUA 2024 | {"type":"Feature","properties":{},"geometry":{"type":"Point","coordinates":[-100.333889,26.124722]}}
JAIME HISAO YESAKI CAVAZOS | Point | SALINAS VICTORIA | EL CARMEN-SALINAS-VICTORIA | PECUARIO |  | 06NVL110826/24GLDA18 | 21.0 mil m³/año | [13 empty] | Fuente: CartoCrítica / REPDA CONAGUA 2024 | {"type":"Feature","properties":{},"geometry":{"type":"Point","coordinates":[-100.275833,25.934444]}}
JAIME HISAO YESAKI CAVAZOS | Point | SALINAS VICTORIA | EL CARMEN-SALINAS-VICTORIA | PECUARIO |  | 06NVL110826/24GLDA18 | 21.0 mil m³/año | [13 empty] | Fuente: CartoCrítica / REPDA CONAGUA 2024 | {"type":"Feature","properties":{},"geometry":{"type":"Point","coordinates":[-100.275833,25.933611]}}
ELVA ALICIA CANTU LLANES | Point | SALINAS VICTORIA | EL CARMEN-SALINAS-VICTORIA | AGRÍCOLA |  | 06NVL110900/24ALDA17 | 16.5 mil m³/año | [13 empty] | Fuente: CartoCrítica / REPDA CONAGUA 2024 | {"type":"Feature","properties":{},"geometry":{"type":"Point","coordinates":[-100.468889,26.168333]}}
JESUS GALVAN VILLARREAL | Point | SALINAS VICTORIA | EL CARMEN-SALINAS-VICTORIA | AGRÍCOLA |  | 06NVL111365/24ALDA16 | 36.0 mil m³/año | [13 empty] | Fuente: CartoCrítica / REPDA CONAGUA 2024 | {"type":"Feature","properties":{},"geometry":{"type":"Point","coordinates":[-100.231389,26.081667]}}
DOLORES MORENO GARZA | Point | SALINAS VICTORIA | EL CARMEN-SALINAS-VICTORIA | AGRÍCOLA |  | 06NVL111461/24ALGR00 | 1.2 mil m³/año | [13 empty] | Fuente: CartoCrítica / REPDA CONAGUA 2024 | {"type":"Feature","properties":{},"geometry":{"type":"Point","coordinates":[-100.3575,26.073056]}}
FRANCISCO JAVIER VARGAS DEL TORO, JAIME FLORENTINO | Point | SALINAS VICTORIA | CITRÍCOLA NORTE | PECUARIO |  | 06NVL112133/24GLGR00 | 3.3 mil m³/año | [13 empty] | Fuente: CartoCrítica / REPDA CONAGUA 2024 | {"type":"Feature","properties":{},"geometry":{"type":"Point","coordinates":[-100.294444,25.000556]}}
MARTE JAVIER GUILLEN GUERRA, MARIA DE LOS ANGELES | Point | APODACA | ÁREA METROPOLITANA DE MONTERREY | AGRÍCOLA |  | 06NVL112385/24ALDA18 | 24.0 mil m³/año | [13 empty] | Fuente: CartoCrítica / REPDA CONAGUA 2024 | {"type":"Feature","properties":{},"geometry":{"type":"Point","coordinates":[-100.119444,25.810556]}}
RAMIRO AURELIO MONTEMAYOR RODRIGUEZ | Point | GUADALUPE | ÁREA METROPOLITANA DE MONTERREY | AGRÍCOLA |  | 06NVL112894/24ALDA18 | 12.0 mil m³/año | [13 empty] | Fuente: CartoCrítica / REPDA CONAGUA 2024 | {"type":"Feature","properties":{},"geometry":{"type":"Point","coordinates":[-100.171861,25.696111]}}
TREMUSA, S.A. DE C.V. | Point | GENERAL ZUAZUA | EL CARMEN-SALINAS-VICTORIA | AGRÍCOLA |  | 06NVL113208/24ALGR02 | 90.0 mil m³/año | [13 empty] | Fuente: CartoCrítica / REPDA CONAGUA 2024 | {"type":"Feature","properties":{},"geometry":{"type":"Point","coordinates":[-100.134722,25.908056]}}
TREMUSA, S.A. DE C.V. | Point | GENERAL ZUAZUA | EL CARMEN-SALINAS-VICTORIA | AGRÍCOLA |  | 06NVL113208/24ALGR02 | 90.0 mil m³/año | [13 empty] | Fuente: CartoCrítica / REPDA CONAGUA 2024 | {"type":"Feature","properties":{},"geometry":{"type":"Point","coordinates":[-100.135833,25.908056]}}
TREMUSA, S.A. DE C.V. | Point | GENERAL ZUAZUA | EL CARMEN-SALINAS-VICTORIA | AGRÍCOLA |  | 06NVL113208/24ALGR02 | 90.0 mil m³/año | [13 empty] | Fuente: CartoCrítica / REPDA CONAGUA 2024 | {"type":"Feature","properties":{},"geometry":{"type":"Point","coordinates":[-100.136111,25.908056]}}
ROGELIO DE LOS SANTOS LOZANO | Point | GENERAL ZUAZUA | EL CARMEN-SALINAS-VICTORIA | AGRÍCOLA |  | 06NVL113386/24ALGR02 | 30.0 mil m³/año | [13 empty] | Fuente: CartoCrítica / REPDA CONAGUA 2024 | {"type":"Feature","properties":{},"geometry":{"type":"Point","coordinates":[-100.0975,25.899444]}}
RUBEN URRUTIA FLORES | Point | SALINAS VICTORIA | EL CARMEN-SALINAS-VICTORIA | AGRÍCOLA |  | 06NVL113498/24AMOC07 | 52.1 mil m³/año | [13 empty] | Fuente: CartoCrítica / REPDA CONAGUA 2024 | {"type":"Feature","properties":{},"geometry":{"type":"Point","coordinates":[-100.351833,26.072611]}}
RUBEN URRUTIA FLORES | Point | SALINAS VICTORIA | EL CARMEN-SALINAS-VICTORIA | AGRÍCOLA |  | 06NVL113498/24AMOC07 | 52.1 mil m³/año | [13 empty] | Fuente: CartoCrítica / REPDA CONAGUA 2024 | {"type":"Feature","properties":{},"geometry":{"type":"Point","coordinates":[-100.349111,26.074]}}
HECTOR SERNA URIBE | Point | APODACA | ÁREA METROPOLITANA DE MONTERREY | AGRÍCOLA |  | 06NVL113636/24ALGR02 | 180.0 mil m³/año | [13 empty] | Fuente: CartoCrítica / REPDA CONAGUA 2024 | {"type":"Feature","properties":{},"geometry":{"type":"Point","coordinates":[-100.108333,25.727222]}}
HECTOR SERNA URIBE | Point | APODACA | ÁREA METROPOLITANA DE MONTERREY | AGRÍCOLA |  | 06NVL113636/24ALGR02 | 180.0 mil m³/año | [13 empty] | Fuente: CartoCrítica / REPDA CONAGUA 2024 | {"type":"Feature","properties":{},"geometry":{"type":"Point","coordinates":[-100.108889,25.7275]}}
HECTOR SERNA URIBE | Point | APODACA | ÁREA METROPOLITANA DE MONTERREY | AGRÍCOLA |  | 06NVL113636/24ALGR02 | 180.0 mil m³/año | [13 empty] | Fuente: CartoCrítica / REPDA CONAGUA 2024 | {"type":"Feature","properties":{},"geometry":{"type":"Point","coordinates":[-100.108611,25.728056]}}
CARLOS DE LA FUENTE FUENTES | Point | SANTA CATARINA | CAMPO DURAZNO | AGRÍCOLA |  | 06NVL113740/24ALOC07 | 19.3 mil m³/año | [13 empty] | Fuente: CartoCrítica / REPDA CONAGUA 2024 | {"type":"Feature","properties":{},"geometry":{"type":"Point","coordinates":[-100.501778,25.72475]}}
FERMIN TREVIÑO GARCIA | Point | APODACA | EL CARMEN-SALINAS-VICTORIA | AGRÍCOLA |  | 06NVL113809/24ALOC10 | 14.4 mil m³/año | [13 empty] | Fuente: CartoCrítica / REPDA CONAGUA 2024 | {"type":"Feature","properties":{},"geometry":{"type":"Point","coordinates":[-100.193222,25.830833]}}
RUBEN URRUTIA FLORES | Point | SALINAS VICTORIA | LAMPAZOS-VILLALDAMA | AGRÍCOLA |  | 06NVL113858/24AMGR03 | 300.0 mil m³/año | [13 empty] | Fuente: CartoCrítica / REPDA CONAGUA 2024 | {"type":"Feature","properties":{},"geometry":{"type":"Point","coordinates":[-100.355639,26.204583]}}
RUBEN URRUTIA FLORES | Point | SALINAS VICTORIA | LAMPAZOS-VILLALDAMA | AGRÍCOLA |  | 06NVL113861/24AMGR03 | 300.0 mil m³/año | [13 empty] | Fuente: CartoCrítica / REPDA CONAGUA 2024 | {"type":"Feature","properties":{},"geometry":{"type":"Point","coordinates":[-100.362694,26.198861]}}
GUILLERMO QUIROGA GARCIA | Point | SALINAS VICTORIA | LAMPAZOS-VILLALDAMA | AGRÍCOLA |  | 06NVL114011/24AMGR03 | 369.0 mil m³/año | [13 empty] | Fuente: CartoCrítica / REPDA CONAGUA 2024 | {"type":"Feature","properties":{},"geometry":{"type":"Point","coordinates":[-100.372139,26.328389]}}
GUILLERMO QUIROGA GARCIA | Point | SALINAS VICTORIA | LAMPAZOS-VILLALDAMA | AGRÍCOLA |  | 06NVL114011/24AMGR03 | 369.0 mil m³/año | [13 empty] | Fuente: CartoCrítica / REPDA CONAGUA 2024 | {"type":"Feature","properties":{},"geometry":{"type":"Point","coordinates":[-100.372139,26.325917]}}
GUILLERMO QUIROGA GARCIA | Point | SALINAS VICTORIA | LAMPAZOS-VILLALDAMA | AGRÍCOLA |  | 06NVL114011/24AMGR03 | 369.0 mil m³/año | [13 empty] | Fuente: CartoCrítica / REPDA CONAGUA 2024 | {"type":"Feature","properties":{},"geometry":{"type":"Point","coordinates":[-100.372889,26.325]}}
HUMBERTINA CAZARES ELIZONDO Y GUILLERMO QUIROGA GA | Point | SALINAS VICTORIA | LAMPAZOS-VILLALDAMA | AGRÍCOLA |  | 06NVL114012/24ALGR03 | 204.9 mil m³/año | [13 empty] | Fuente: CartoCrítica / REPDA CONAGUA 2024 | {"type":"Feature","properties":{},"geometry":{"type":"Point","coordinates":[-100.379111,26.348417]}}
HUMBERTINA CAZARES ELIZONDO Y GUILLERMO QUIROGA GA | Point | SALINAS VICTORIA | LAMPAZOS-VILLALDAMA | AGRÍCOLA |  | 06NVL114012/24ALGR03 | 204.9 mil m³/año | [13 empty] | Fuente: CartoCrítica / REPDA CONAGUA 2024 | {"type":"Feature","properties":{},"geometry":{"type":"Point","coordinates":[-100.379611,26.344583]}}
HUMBERTINA CAZARES ELIZONDO Y GUILLERMO QUIROGA GA | Point | SALINAS VICTORIA | LAMPAZOS-VILLALDAMA | AGRÍCOLA |  | 06NVL114012/24ALGR03 | 204.9 mil m³/año | [13 empty] | Fuente: CartoCrítica / REPDA CONAGUA 2024 | {"type":"Feature","properties":{},"geometry":{"type":"Point","coordinates":[-100.376111,26.344833]}}
JOSE CATARINO MONTEMAYOR CARDENAS | Point | GENERAL ZUAZUA | EL CARMEN-SALINAS-VICTORIA | AGRÍCOLA |  | 06NVL114161/24AMGR05 | 86.4 mil m³/año | [13 empty] | Fuente: CartoCrítica / REPDA CONAGUA 2024 | {"type":"Feature","properties":{},"geometry":{"type":"Point","coordinates":[-100.092778,25.8825]}}
JOSE CATARINO MONTEMAYOR CARDENAS | Point | GENERAL ZUAZUA | EL CARMEN-SALINAS-VICTORIA | AGRÍCOLA |  | 06NVL114161/24AMGR05 | 86.4 mil m³/año | [13 empty] | Fuente: CartoCrítica / REPDA CONAGUA 2024 | {"type":"Feature","properties":{},"geometry":{"type":"Point","coordinates":[-100.093056,25.879722]}}
FRACCIONADORA EL DIENTE, S.A. DE C.V. | Point | MONTERREY | ÁREA METROPOLITANA DE MONTERREY | AGRÍCOLA |  | 06NVL114167/24ALDA15 | 120.0 mil m³/año | [13 empty] | Fuente: CartoCrítica / REPDA CONAGUA 2024 | {"type":"Feature","properties":{},"geometry":{"type":"Point","coordinates":[-100.136389,25.641389]}}
FRANCISCO JAVIER ELIZONDO GONZALEZ | Point | SALINAS VICTORIA | EL CARMEN-SALINAS-VICTORIA | AGRÍCOLA |  | 06NVL114345/24AMGR05 | 120.6 mil m³/año | [13 empty] | Fuente: CartoCrítica / REPDA CONAGUA 2024 | {"type":"Feature","properties":{},"geometry":{"type":"Point","coordinates":[-100.203056,26.124167]}}
FRANCISCO JAVIER ELIZONDO GONZALEZ | Point | SALINAS VICTORIA | EL CARMEN-SALINAS-VICTORIA | AGRÍCOLA |  | 06NVL114346/24AMGR05 | 60.0 mil m³/año | [13 empty] | Fuente: CartoCrítica / REPDA CONAGUA 2024 | {"type":"Feature","properties":{},"geometry":{"type":"Point","coordinates":[-100.212222,26.119722]}}
JESUS TAMEZ SANCHEZ | Point | MONTERREY | CAÑÓN DEL HUAJUCO | AGRÍCOLA |  | 06NVL114369/24ALGR05 | 4.5 mil m³/año | [13 empty] | Fuente: CartoCrítica / REPDA CONAGUA 2024 | {"type":"Feature","properties":{},"geometry":{"type":"Point","coordinates":[-100.2,25.577778]}}
UNION DE AGROPECUARIOS EN PEQUEÑO LAZARO CARDENAS | Point | GENERAL ESCOBEDO | EL CARMEN-SALINAS-VICTORIA | AGRÍCOLA |  | 06NVL114378/24AMGR05 | 13.3 mil m³/año | [13 empty] | Fuente: CartoCrítica / REPDA CONAGUA 2024 | {"type":"Feature","properties":{},"geometry":{"type":"Point","coordinates":[-100.3025,25.808056]}}
UNION DE AGROPECUARIOS EN PEQUEÑO LAZARO CARDENAS | Point | GENERAL ESCOBEDO | EL CARMEN-SALINAS-VICTORIA | AGRÍCOLA |  | 06NVL114378/24AMGR05 | 13.3 mil m³/año | [13 empty] | Fuente: CartoCrítica / REPDA CONAGUA 2024 | {"type":"Feature","properties":{},"geometry":{"type":"Point","coordinates":[-100.300278,25.814722]}}
UNION DE AGROPECUARIOS EN PEQUEÑO LAZARO CARDENAS | Point | GENERAL ESCOBEDO | EL CARMEN-SALINAS-VICTORIA | AGRÍCOLA |  | 06NVL114378/24AMGR05 | 13.3 mil m³/año | [13 empty] | Fuente: CartoCrítica / REPDA CONAGUA 2024 | {"type":"Feature","properties":{},"geometry":{"type":"Point","coordinates":[-100.3,25.821389]}}
ABELARDO MORALES PURON | Point | SANTIAGO | CAÑÓN DEL HUAJUCO | PECUARIO |  | 06NVL114589/24GLOC07 | 2.9 mil m³/año | [13 empty] | Fuente: CartoCrítica / REPDA CONAGUA 2024 | {"type":"Feature","properties":{},"geometry":{"type":"Point","coordinates":[-100.181667,25.479167]}}
ISRAEL GILBERTO GARZA GOMEZ | Point | APODACA | EL CARMEN-SALINAS-VICTORIA | AGRÍCOLA |  | 06NVL114646/24ALGR06 | 1.5 mil m³/año | [13 empty] | Fuente: CartoCrítica / REPDA CONAGUA 2024 | {"type":"Feature","properties":{},"geometry":{"type":"Point","coordinates":[-100.221667,25.826667]}}
PRODUCTORA DE POLLO DE ENGORDA DE NUEVO LEON, S.A. | Point | SALINAS VICTORIA | EL CARMEN-SALINAS-VICTORIA | PECUARIO |  | 06NVL114731/24GLOC08 | 118.3 mil m³/año | [13 empty] | Fuente: CartoCrítica / REPDA CONAGUA 2024 | {"type":"Feature","properties":{},"geometry":{"type":"Point","coordinates":[-100.288611,26.008056]}}
PRODUCTORA DE POLLO DE ENGORDA DE NUEVO LEON, S.A. | Point | SALINAS VICTORIA | EL CARMEN-SALINAS-VICTORIA | PECUARIO |  | 06NVL114731/24GLOC08 | 118.3 mil m³/año | [13 empty] | Fuente: CartoCrítica / REPDA CONAGUA 2024 | {"type":"Feature","properties":{},"geometry":{"type":"Point","coordinates":[-100.288333,26.010556]}}
ROBERTO CASTREJON AGUILAR | Point | SALINAS VICTORIA | EL CARMEN-SALINAS-VICTORIA | AGRÍCOLA |  | 06NVL114774/24AMDA13 | 1.2 mil m³/año | [13 empty] | Fuente: CartoCrítica / REPDA CONAGUA 2024 | {"type":"Feature","properties":{},"geometry":{"type":"Point","coordinates":[-100.281389,25.885278]}}
PABLO DE LA CRUZ VILLAREAL GARZA | Point | APODACA | EL CARMEN-SALINAS-VICTORIA | AGRÍCOLA |  | 06NVL114814/24ALDA17 | 36.0 mil m³/año | [13 empty] | Fuente: CartoCrítica / REPDA CONAGUA 2024 | {"type":"Feature","properties":{},"geometry":{"type":"Point","coordinates":[-100.260278,25.828056]}}
PABLO DE LA CRUZ VILLAREAL GARZA | Point | APODACA | EL CARMEN-SALINAS-VICTORIA | AGRÍCOLA |  | 06NVL114861/24ALDA17 | 216.0 mil m³/año | [13 empty] | Fuente: CartoCrítica / REPDA CONAGUA 2024 | {"type":"Feature","properties":{},"geometry":{"type":"Point","coordinates":[-100.262778,25.8325]}}
FERMIN TREVIÑO GARCIA | Point | APODACA | EL CARMEN-SALINAS-VICTORIA | AGRÍCOLA |  | 06NVL115100/24ALOC08 | 3.0 mil m³/año | [13 empty] | Fuente: CartoCrítica / REPDA CONAGUA 2024 | {"type":"Feature","properties":{},"geometry":{"type":"Point","coordinates":[-100.23,25.824722]}}
GUILLERMO QUIROGA GARCIA | Point | SALINAS VICTORIA | EL CARMEN-SALINAS-VICTORIA | AGRÍCOLA |  | 06NVL115140/24ALDA18 | 115.0 mil m³/año | [13 empty] | Fuente: CartoCrítica / REPDA CONAGUA 2024 | {"type":"Feature","properties":{},"geometry":{"type":"Point","coordinates":[-100.271111,25.936667]}}
EDUARDO CISNEROS MORALES | Point | SALINAS VICTORIA | EL CARMEN-SALINAS-VICTORIA | AGRÍCOLA |  | 06NVL115141/24ALDA12 | 2.0 mil m³/año | [13 empty] | Fuente: CartoCrítica / REPDA CONAGUA 2024 | {"type":"Feature","properties":{},"geometry":{"type":"Point","coordinates":[-100.294194,26.0635]}}
JOSE JUAN MORALES MORENO | Point | SALINAS VICTORIA | EL CARMEN-SALINAS-VICTORIA | AGRÍCOLA |  | 06NVL115152/24ALDA12 | 60.0 mil m³/año | [13 empty] | Fuente: CartoCrítica / REPDA CONAGUA 2024 | {"type":"Feature","properties":{},"geometry":{"type":"Point","coordinates":[-100.342,26.097861]}}
ELIEZER GARZA CANTU | Point | SALINAS VICTORIA | EL CARMEN-SALINAS-VICTORIA | AGRÍCOLA |  | 06NVL115516/24AMDA16 | 2.1 mil m³/año | [13 empty] | Fuente: CartoCrítica / REPDA CONAGUA 2024 | {"type":"Feature","properties":{},"geometry":{"type":"Point","coordinates":[-100.248944,26.068389]}}
UNIDAD DE RIEGO LAS CASAS | Point | APODACA |  | AGRÍCOLA |  | NVL114175 | N/D | [13 empty] | Fuente: CartoCrítica / REPDA CONAGUA 2024 | {"type":"Feature","properties":{},"geometry":{"type":"Point","coordinates":[-100.226944,25.82]}}
POBLADO SALINAS VICTORIA | Point | SALINAS VICTORIA |  | AGRÍCOLA |  | 06NVL100245/24AAGC05 | N/D | [13 empty] | Fuente: CartoCrítica / REPDA CONAGUA 2024 | {"type":"Feature","properties":{},"geometry":{"type":"Point","coordinates":[-100.293611,25.9625]}}
UNIDAD DE RIEGO SUAREZ Y SALAZAR | Point | SANTIAGO |  | AGRÍCOLA |  | 06NVL114352/24ADGR05 | N/D | [13 empty] | Fuente: CartoCrítica / REPDA CONAGUA 2024 | {"type":"Feature","properties":{},"geometry":{"type":"Point","coordinates":[-100.101667,25.351389]}}
UNIDAD DE RIEGO SUAREZ Y SALAZAR | Point | SANTIAGO |  | AGRÍCOLA |  | 06NVL114352/24ADGR05 | N/D | [13 empty] | Fuente: CartoCrítica / REPDA CONAGUA 2024 | {"type":"Feature","properties":{},"geometry":{"type":"Point","coordinates":[-100.102222,25.348611]}}
UNIDAD DE RIEGO "TOMA NUEVO BENEFICIO" | Point | SANTIAGO |  | AGRÍCOLA |  | 06NVL114422/24AAGR05 | N/D | [13 empty] | Fuente: CartoCrítica / REPDA CONAGUA 2024 | {"type":"Feature","properties":{},"geometry":{"type":"Point","coordinates":[-100.154167,25.3625]}}
UNIDAD DE RIEGO "LOS VENADOS" | Point | SANTIAGO |  | AGRÍCOLA |  | 06NVL114502/24AAGR05 | N/D | [13 empty] | Fuente: CartoCrítica / REPDA CONAGUA 2024 | {"type":"Feature","properties":{},"geometry":{"type":"Point","coordinates":[-100.158333,25.370833]}}
ERNESTO CANALES SANTOS | Point | SANTIAGO |  | ACUACULTURA |  | 06NVL156697/24DDDA17 | N/D | [13 empty] | Fuente: CartoCrítica / REPDA CONAGUA 2024 | {"type":"Feature","properties":{},"geometry":{"type":"Point","coordinates":[-100.309722,25.365833]}}
MUNIR ARMANDO NASTA CANAVATI | Point | SANTIAGO |  | AGRÍCOLA |  | 2NVL101137/24AOGE94 | N/D | [13 empty] | Fuente: CartoCrítica / REPDA CONAGUA 2024 | {"type":"Feature","properties":{},"geometry":{"type":"Point","coordinates":[-100.4625,25.4625]}}
OSCAR GERARDO CANTU GONZALEZ | Point | MONTERREY |  | AGRÍCOLA |  | 06NVL109800/24ALDA18 | 96.0 mil m³/año | [13 empty] | Fuente: CartoCrítica / REPDA CONAGUA 2024 | {"type":"Feature","properties":{},"geometry":{"type":"Point","coordinates":[0.0,0.0]}}
UNIDAD DE RIEGO TOMA EL REFUGIO | Point | GUADALUPE |  | AGRÍCOLA |  | 06NVL114196/24AAOC14 | N/D | [13 empty] | Fuente: CartoCrítica / REPDA CONAGUA 2024 | {"type":"Feature","properties":{},"geometry":{"type":"Point","coordinates":[-100.188861,25.691528]}}
UNIDAD DE RIEGO HACIENDA NUEVA | Point | APODACA |  | AGRÍCOLA |  | 06NVL114386/24AAGR05 | N/D | [13 empty] | Fuente: CartoCrítica / REPDA CONAGUA 2024 | {"type":"Feature","properties":{},"geometry":{"type":"Point","coordinates":[-100.207778,25.829722]}}
UNIDAD DE RIEGO EL TRIPON, A.C. | Point | APODACA |  | AGRÍCOLA |  | 06NVL114417/24AADA16 | N/D | [13 empty] | Fuente: CartoCrítica / REPDA CONAGUA 2024 | {"type":"Feature","properties":{},"geometry":{"type":"Point","coordinates":[-100.24,25.809722]}}
SERVICIOS DE AGUA Y DRENAJE DE MONTERREY, I. P. D. | Point | MONTERREY | ÁREA METROPOLITANA DE MONTERREY | PÚBLICO URBANO |  | 06NVL100310/24HSGC02 | 154.36 Mm³/año | [13 empty] | Fuente: CartoCrítica / REPDA CONAGUA 2024 | {"type":"Feature","properties":{},"geometry":{"type":"Point","coordinates":[-100.28,25.633889]}}
SERVICIOS DE AGUA Y DRENAJE DE MONTERREY, I. P. D. | Point | MONTERREY | ÁREA METROPOLITANA DE MONTERREY | PÚBLICO URBANO |  | 06NVL100310/24HSGC02 | 154.36 Mm³/año | [13 empty] | Fuente: CartoCrítica / REPDA CONAGUA 2024 | {"type":"Feature","properties":{},"geometry":{"type":"Point","coordinates":[-100.303333,25.670833]}}
SERVICIOS DE AGUA Y DRENAJE DE MONTERREY, I. P. D. | Point | GUADALUPE | ÁREA METROPOLITANA DE MONTERREY | PÚBLICO URBANO |  | 06NVL100310/24HSGC02 | 154.36 Mm³/año | [13 empty] | Fuente: CartoCrítica / REPDA CONAGUA 2024 | {"type":"Feature","properties":{},"geometry":{"type":"Point","coordinates":[-100.248611,25.680556]}}
SERVICIOS DE AGUA Y DRENAJE DE MONTERREY, I. P. D. | Point | MONTERREY | CAMPO TOPO CHICO | PÚBLICO URBANO |  | 06NVL100310/24HSGC02 | 154.36 Mm³/año | [13 empty] | Fuente: CartoCrítica / REPDA CONAGUA 2024 | {"type":"Feature","properties":{},"geometry":{"type":"Point","coordinates":[-100.35,25.743056]}}
SERVICIOS DE AGUA Y DRENAJE DE MONTERREY, I. P. D. | Point | MONTERREY | CAMPO TOPO CHICO | PÚBLICO URBANO |  | 06NVL100310/24HSGC02 | 154.36 Mm³/año | [13 empty] | Fuente: CartoCrítica / REPDA CONAGUA 2024 | {"type":"Feature","properties":{},"geometry":{"type":"Point","coordinates":[-100.344722,25.7225]}}
SERVICIOS DE AGUA Y DRENAJE DE MONTERREY, I. P. D. | Point | MONTERREY | CAMPO TOPO CHICO | PÚBLICO URBANO |  | 06NVL100310/24HSGC02 | 154.36 Mm³/año | [13 empty] | Fuente: CartoCrítica / REPDA CONAGUA 2024 | {"type":"Feature","properties":{},"geometry":{"type":"Point","coordinates":[-100.346389,25.718889]}}
SERVICIOS DE AGUA Y DRENAJE DE MONTERREY, I. P. D. | Point | MONTERREY | ÁREA METROPOLITANA DE MONTERREY | PÚBLICO URBANO |  | 06NVL100310/24HSGC02 | 154.36 Mm³/año | [13 empty] | Fuente: CartoCrítica / REPDA CONAGUA 2024 | {"type":"Feature","properties":{},"geometry":{"type":"Point","coordinates":[-100.341944,25.709722]}}
SERVICIOS DE AGUA Y DRENAJE DE MONTERREY, I. P. D. | Point | MONTERREY | CAMPO TOPO CHICO | PÚBLICO URBANO |  | 06NVL100310/24HSGC02 | 154.36 Mm³/año | [13 empty] | Fuente: CartoCrítica / REPDA CONAGUA 2024 | {"type":"Feature","properties":{},"geometry":{"type":"Point","coordinates":[-100.340278,25.720833]}}
SERVICIOS DE AGUA Y DRENAJE DE MONTERREY, I. P. D. | Point | MONTERREY | ÁREA METROPOLITANA DE MONTERREY | PÚBLICO URBANO |  | 06NVL100310/24HSGC02 | 154.36 Mm³/año | [13 empty] | Fuente: CartoCrítica / REPDA CONAGUA 2024 | {"type":"Feature","properties":{},"geometry":{"type":"Point","coordinates":[-100.358889,25.706944]}}
SERVICIOS DE AGUA Y DRENAJE DE MONTERREY, I. P. D. | Point | MONTERREY | CAMPO TOPO CHICO | PÚBLICO URBANO |  | 06NVL100310/24HSGC02 | 154.36 Mm³/año | [13 empty] | Fuente: CartoCrítica / REPDA CONAGUA 2024 | {"type":"Feature","properties":{},"geometry":{"type":"Point","coordinates":[-100.36,25.718889]}}
SERVICIOS DE AGUA Y DRENAJE DE MONTERREY, I. P. D. | Point | MONTERREY | ÁREA METROPOLITANA DE MONTERREY | PÚBLICO URBANO |  | 06NVL100310/24HSGC02 | 154.36 Mm³/año | [13 empty] | Fuente: CartoCrítica / REPDA CONAGUA 2024 | {"type":"Feature","properties":{},"geometry":{"type":"Point","coordinates":[-100.356111,25.711667]}}
SERVICIOS DE AGUA Y DRENAJE DE MONTERREY, I. P. D. | Point | MONTERREY | ÁREA METROPOLITANA DE MONTERREY | PÚBLICO URBANO |  | 06NVL100310/24HSGC02 | 154.36 Mm³/año | [13 empty] | Fuente: CartoCrítica / REPDA CONAGUA 2024 | {"type":"Feature","properties":{},"geometry":{"type":"Point","coordinates":[-100.352222,25.711111]}}
SERVICIOS DE AGUA Y DRENAJE DE MONTERREY, I. P. D. | Point | MONTERREY | ÁREA METROPOLITANA DE MONTERREY | PÚBLICO URBANO |  | 06NVL100310/24HSGC02 | 154.36 Mm³/año | [13 empty] | Fuente: CartoCrítica / REPDA CONAGUA 2024 | {"type":"Feature","properties":{},"geometry":{"type":"Point","coordinates":[-100.353611,25.692778]}}
SERVICIOS DE AGUA Y DRENAJE DE MONTERREY, I. P. D. | Point | MONTERREY | ÁREA METROPOLITANA DE MONTERREY | PÚBLICO URBANO |  | 06NVL100310/24HSGC02 | 154.36 Mm³/año | [13 empty] | Fuente: CartoCrítica / REPDA CONAGUA 2024 | {"type":"Feature","properties":{},"geometry":{"type":"Point","coordinates":[-100.331111,25.6675]}}
SERVICIOS DE AGUA Y DRENAJE DE MONTERREY, I. P. D. | Point | MONTERREY | ÁREA METROPOLITANA DE MONTERREY | PÚBLICO URBANO |  | 06NVL100310/24HSGC02 | 154.36 Mm³/año | [13 empty] | Fuente: CartoCrítica / REPDA CONAGUA 2024 | {"type":"Feature","properties":{},"geometry":{"type":"Point","coordinates":[-100.308611,25.670278]}}
SERVICIOS DE AGUA Y DRENAJE DE MONTERREY, I. P. D. | Point | MONTERREY | CAMPO TOPO CHICO | PÚBLICO URBANO |  | 06NVL100310/24HSGC02 | 154.36 Mm³/año | [13 empty] | Fuente: CartoCrítica / REPDA CONAGUA 2024 | {"type":"Feature","properties":{},"geometry":{"type":"Point","coordinates":[-100.385833,25.736667]}}
SERVICIOS DE AGUA Y DRENAJE DE MONTERREY, I. P. D. | Point | MONTERREY | ÁREA METROPOLITANA DE MONTERREY | PÚBLICO URBANO |  | 06NVL100310/24HSGC02 | 154.36 Mm³/año | [13 empty] | Fuente: CartoCrítica / REPDA CONAGUA 2024 | {"type":"Feature","properties":{},"geometry":{"type":"Point","coordinates":[-100.242222,25.703889]}}
SERVICIOS DE AGUA Y DRENAJE DE MONTERREY, I. P. D. | Point | MONTERREY | ÁREA METROPOLITANA DE MONTERREY | PÚBLICO URBANO |  | 06NVL100310/24HSGC02 | 154.36 Mm³/año | [13 empty] | Fuente: CartoCrítica / REPDA CONAGUA 2024 | {"type":"Feature","properties":{},"geometry":{"type":"Point","coordinates":[-100.348056,25.691944]}}
SERVICIOS DE AGUA Y DRENAJE DE MONTERREY, I. P. D. | Point | MONTERREY | CAMPO TOPO CHICO | PÚBLICO URBANO |  | 06NVL100310/24HSGC02 | 154.36 Mm³/año | [13 empty] | Fuente: CartoCrítica / REPDA CONAGUA 2024 | {"type":"Feature","properties":{},"geometry":{"type":"Point","coordinates":[-100.354167,25.7375]}}
SERVICIOS DE AGUA Y DRENAJE DE MONTERREY, I. P. D. | Point | MONTERREY | ÁREA METROPOLITANA DE MONTERREY | PÚBLICO URBANO |  | 06NVL100310/24HSGC02 | 154.36 Mm³/año | [13 empty] | Fuente: CartoCrítica / REPDA CONAGUA 2024 | {"type":"Feature","properties":{},"geometry":{"type":"Point","coordinates":[-100.323056,25.690278]}}
SERVICIOS DE AGUA Y DRENAJE DE MONTERREY, I. P. D. | Point | MONTERREY | ÁREA METROPOLITANA DE MONTERREY | PÚBLICO URBANO |  | 06NVL100310/24HSGC02 | 154.36 Mm³/año | [13 empty] | Fuente: CartoCrítica / REPDA CONAGUA 2024 | {"type":"Feature","properties":{},"geometry":{"type":"Point","coordinates":[-100.357778,25.695]}}
SERVICIOS DE AGUA Y DRENAJE DE MONTERREY, I. P. D. | Point | GUADALUPE | ÁREA METROPOLITANA DE MONTERREY | PÚBLICO URBANO |  | 06NVL100310/24HSGC02 | 154.36 Mm³/año | [13 empty] | Fuente: CartoCrítica / REPDA CONAGUA 2024 | {"type":"Feature","properties":{},"geometry":{"type":"Point","coordinates":[-100.226944,25.69]}}
SERVICIOS DE AGUA Y DRENAJE DE MONTERREY, I. P. D. | Point | GUADALUPE | ÁREA METROPOLITANA DE MONTERREY | PÚBLICO URBANO |  | 06NVL100310/24HSGC02 | 154.36 Mm³/año | [13 empty] | Fuente: CartoCrítica / REPDA CONAGUA 2024 | {"type":"Feature","properties":{},"geometry":{"type":"Point","coordinates":[-100.226944,25.707778]}}
SERVICIOS DE AGUA Y DRENAJE DE MONTERREY, I. P. D. | Point | GUADALUPE | ÁREA METROPOLITANA DE MONTERREY | PÚBLICO URBANO |  | 06NVL100310/24HSGC02 | 154.36 Mm³/año | [13 empty] | Fuente: CartoCrítica / REPDA CONAGUA 2024 | {"type":"Feature","properties":{},"geometry":{"type":"Point","coordinates":[-100.193056,25.664472]}}
SERVICIOS DE AGUA Y DRENAJE DE MONTERREY, I. P. D. | Point | GUADALUPE | ÁREA METROPOLITANA DE MONTERREY | PÚBLICO URBANO |  | 06NVL100310/24HSGC02 | 154.36 Mm³/año | [13 empty] | Fuente: CartoCrítica / REPDA CONAGUA 2024 | {"type":"Feature","properties":{},"geometry":{"type":"Point","coordinates":[-100.193056,25.664583]}}
SERVICIOS DE AGUA Y DRENAJE DE MONTERREY, I. P. D. | Point | MONTERREY | ÁREA METROPOLITANA DE MONTERREY | PÚBLICO URBANO |  | 06NVL100310/24HSGC02 | 154.36 Mm³/año | [13 empty] | Fuente: CartoCrítica / REPDA CONAGUA 2024 | {"type":"Feature","properties":{},"geometry":{"type":"Point","coordinates":[-100.341389,25.695]}}
SERVICIOS DE AGUA Y DRENAJE DE MONTERREY, I. P. D. | Point | MONTERREY | ÁREA METROPOLITANA DE MONTERREY | PÚBLICO URBANO |  | 06NVL100310/24HSGC02 | 154.36 Mm³/año | [13 empty] | Fuente: CartoCrítica / REPDA CONAGUA 2024 | {"type":"Feature","properties":{},"geometry":{"type":"Point","coordinates":[-100.3475,25.687778]}}
SERVICIOS DE AGUA Y DRENAJE DE MONTERREY, I. P. D. | Point | MONTERREY | ÁREA METROPOLITANA DE MONTERREY | PÚBLICO URBANO |  | 06NVL100310/24HSGC02 | 154.36 Mm³/año | [13 empty] | Fuente: CartoCrítica / REPDA CONAGUA 2024 | {"type":"Feature","properties":{},"geometry":{"type":"Point","coordinates":[-100.335278,25.688333]}}
SERVICIOS DE AGUA Y DRENAJE DE MONTERREY, I. P. D. | Point | MONTERREY | ÁREA METROPOLITANA DE MONTERREY | PÚBLICO URBANO |  | 06NVL100310/24HSGC02 | 154.36 Mm³/año | [13 empty] | Fuente: CartoCrítica / REPDA CONAGUA 2024 | {"type":"Feature","properties":{},"geometry":{"type":"Point","coordinates":[-100.365,25.675083]}}
SERVICIOS DE AGUA Y DRENAJE DE MONTERREY, I. P. D. | Point | MONTERREY | ÁREA METROPOLITANA DE MONTERREY | PÚBLICO URBANO |  | 06NVL100310/24HSGC02 | 154.36 Mm³/año | [13 empty] | Fuente: CartoCrítica / REPDA CONAGUA 2024 | {"type":"Feature","properties":{},"geometry":{"type":"Point","coordinates":[-100.365,25.675]}}
SERVICIOS DE AGUA Y DRENAJE DE MONTERREY, I. P. D. | Point | MONTERREY | CAMPO TOPO CHICO | PÚBLICO URBANO |  | 06NVL100310/24HSGC02 | 154.36 Mm³/año | [13 empty] | Fuente: CartoCrítica / REPDA CONAGUA 2024 | {"type":"Feature","properties":{},"geometry":{"type":"Point","coordinates":[-100.366667,25.729444]}}
SERVICIOS DE AGUA Y DRENAJE DE MONTERREY, I. P. D. | Point | MONTERREY | ÁREA METROPOLITANA DE MONTERREY | PÚBLICO URBANO |  | 06NVL100310/24HSGC02 | 154.36 Mm³/año | [13 empty] | Fuente: CartoCrítica / REPDA CONAGUA 2024 | {"type":"Feature","properties":{},"geometry":{"type":"Point","coordinates":[-100.496944,25.715833]}}
SERVICIOS DE AGUA Y DRENAJE DE MONTERREY, I. P. D. | Point | MONTERREY | ÁREA METROPOLITANA DE MONTERREY | PÚBLICO URBANO |  | 06NVL100310/24HSGC02 | 154.36 Mm³/año | [13 empty] | Fuente: CartoCrítica / REPDA CONAGUA 2024 | {"type":"Feature","properties":{},"geometry":{"type":"Point","coordinates":[-100.360278,25.711111]}}
SERVICIOS DE AGUA Y DRENAJE DE MONTERREY, I. P. D. | Point | MONTERREY | CAMPO TOPO CHICO | PÚBLICO URBANO |  | 06NVL100310/24HSGC02 | 154.36 Mm³/año | [13 empty] | Fuente: CartoCrítica / REPDA CONAGUA 2024 | {"type":"Feature","properties":{},"geometry":{"type":"Point","coordinates":[-100.370278,25.731667]}}
SERVICIOS DE AGUA Y DRENAJE DE MONTERREY, I. P. D. | Point | MONTERREY | CAMPO TOPO CHICO | PÚBLICO URBANO |  | 06NVL100310/24HSGC02 | 154.36 Mm³/año | [13 empty] | Fuente: CartoCrítica / REPDA CONAGUA 2024 | {"type":"Feature","properties":{},"geometry":{"type":"Point","coordinates":[-100.379444,25.770556]}}
SERVICIOS DE AGUA Y DRENAJE DE MONTERREY, I. P. D. | Point | MONTERREY | ÁREA METROPOLITANA DE MONTERREY | PÚBLICO URBANO |  | 06NVL100310/24HSGC02 | 154.36 Mm³/año | [13 empty] | Fuente: CartoCrítica / REPDA CONAGUA 2024 | {"type":"Feature","properties":{},"geometry":{"type":"Point","coordinates":[-100.326389,25.6725]}}
SERVICIOS DE AGUA Y DRENAJE DE MONTERREY, I. P. D. | Point | MONTERREY | ÁREA METROPOLITANA DE MONTERREY | PÚBLICO URBANO |  | 06NVL100310/24HSGC02 | 154.36 Mm³/año | [13 empty] | Fuente: CartoCrítica / REPDA CONAGUA 2024 | {"type":"Feature","properties":{},"geometry":{"type":"Point","coordinates":[-100.331667,25.679722]}}
SERVICIOS DE AGUA Y DRENAJE DE MONTERREY, I. P. D. | Point | MONTERREY | ÁREA METROPOLITANA DE MONTERREY | PÚBLICO URBANO |  | 06NVL100310/24HSGC02 | 154.36 Mm³/año | [13 empty] | Fuente: CartoCrítica / REPDA CONAGUA 2024 | {"type":"Feature","properties":{},"geometry":{"type":"Point","coordinates":[-100.365,25.708889]}}
SERVICIOS DE AGUA Y DRENAJE DE MONTERREY, I. P. D. | Point | MONTERREY | ÁREA METROPOLITANA DE MONTERREY | PÚBLICO URBANO |  | 06NVL100310/24HSGC02 | 154.36 Mm³/año | [13 empty] | Fuente: CartoCrítica / REPDA CONAGUA 2024 | {"type":"Feature","properties":{},"geometry":{"type":"Point","coordinates":[-100.313444,25.709722]}}
SERVICIOS DE AGUA Y DRENAJE DE MONTERREY, I. P. D. | Point | GUADALUPE | ÁREA METROPOLITANA DE MONTERREY | PÚBLICO URBANO |  | 06NVL100310/24HSGC02 | 154.36 Mm³/año | [13 empty] | Fuente: CartoCrítica / REPDA CONAGUA 2024 | {"type":"Feature","properties":{},"geometry":{"type":"Point","coordinates":[-100.173056,25.653889]}}
SERVICIOS DE AGUA Y DRENAJE DE MONTERREY, I. P. D. | Point | MONTERREY | ÁREA METROPOLITANA DE MONTERREY | PÚBLICO URBANO |  | 06NVL100310/24HSGC02 | 154.36 Mm³/año | [13 empty] | Fuente: CartoCrítica / REPDA CONAGUA 2024 | {"type":"Feature","properties":{},"geometry":{"type":"Point","coordinates":[-100.348333,25.684444]}}
SERVICIOS DE AGUA Y DRENAJE DE MONTERREY, I. P. D. | Point | MONTERREY | ÁREA METROPOLITANA DE MONTERREY | PÚBLICO URBANO |  | 06NVL100310/24HSGC02 | 154.36 Mm³/año | [13 empty] | Fuente: CartoCrítica / REPDA CONAGUA 2024 | {"type":"Feature","properties":{},"geometry":{"type":"Point","coordinates":[-100.313333,25.709722]}}
SERVICIOS DE AGUA Y DRENAJE DE MONTERREY, I. P. D. | Point | GUADALUPE | ÁREA METROPOLITANA DE MONTERREY | PÚBLICO URBANO |  | 06NVL100310/24HSGC02 | 154.36 Mm³/año | [13 empty] | Fuente: CartoCrítica / REPDA CONAGUA 2024 | {"type":"Feature","properties":{},"geometry":{"type":"Point","coordinates":[-100.142778,25.659722]}}
SERVICIOS DE AGUA Y DRENAJE DE MONTERREY, I. P. D. | Point | GUADALUPE | ÁREA METROPOLITANA DE MONTERREY | PÚBLICO URBANO |  | 06NVL100310/24HSGC02 | 154.36 Mm³/año | [13 empty] | Fuente: CartoCrítica / REPDA CONAGUA 2024 | {"type":"Feature","properties":{},"geometry":{"type":"Point","coordinates":[-100.220833,25.705556]}}
SERVICIOS DE AGUA Y DRENAJE DE MONTERREY, I. P. D. | Point | GUADALUPE | ÁREA METROPOLITANA DE MONTERREY | PÚBLICO URBANO |  | 06NVL100310/24HSGC02 | 154.36 Mm³/año | [13 empty] | Fuente: CartoCrítica / REPDA CONAGUA 2024 | {"type":"Feature","properties":{},"geometry":{"type":"Point","coordinates":[-100.208889,25.6625]}}
SERVICIOS DE AGUA Y DRENAJE DE MONTERREY, I. P. D. | Point | MONTERREY | CAMPO TOPO CHICO | PÚBLICO URBANO |  | 06NVL100310/24HSGC02 | 154.36 Mm³/año | [13 empty] | Fuente: CartoCrítica / REPDA CONAGUA 2024 | {"type":"Feature","properties":{},"geometry":{"type":"Point","coordinates":[-100.359167,25.754167]}}
SERVICIOS DE AGUA Y DRENAJE DE MONTERREY, I. P. D. | Point | GUADALUPE | ÁREA METROPOLITANA DE MONTERREY | PÚBLICO URBANO |  | 06NVL100310/24HSGC02 | 154.36 Mm³/año | [13 empty] | Fuente: CartoCrítica / REPDA CONAGUA 2024 | {"type":"Feature","properties":{},"geometry":{"type":"Point","coordinates":[-100.218056,25.656111]}}
SERVICIOS DE AGUA Y DRENAJE DE MONTERREY, I. P. D. | Point | MONTERREY | CAMPO TOPO CHICO | PÚBLICO URBANO |  | 06NVL100310/24HSGC02 | 154.36 Mm³/año | [13 empty] | Fuente: CartoCrítica / REPDA CONAGUA 2024 | {"type":"Feature","properties":{},"geometry":{"type":"Point","coordinates":[-100.342222,25.742778]}}
SERVICIOS DE AGUA Y DRENAJE DE MONTERREY, I. P. D. | Point | GUADALUPE | ÁREA METROPOLITANA DE MONTERREY | PÚBLICO URBANO |  | 06NVL100310/24HSGC02 | 154.36 Mm³/año | [13 empty] | Fuente: CartoCrítica / REPDA CONAGUA 2024 | {"type":"Feature","properties":{},"geometry":{"type":"Point","coordinates":[-100.207778,25.643611]}}
SERVICIOS DE AGUA Y DRENAJE DE MONTERREY, I. P. D. | Point | MONTERREY | ÁREA METROPOLITANA DE MONTERREY | PÚBLICO URBANO |  | 06NVL100310/24HSGC02 | 154.36 Mm³/año | [13 empty] | Fuente: CartoCrítica / REPDA CONAGUA 2024 | {"type":"Feature","properties":{},"geometry":{"type":"Point","coordinates":[-100.347778,25.708333]}}
SERVICIOS DE AGUA Y DRENAJE DE MONTERREY, I. P. D. | Point | MONTERREY | ÁREA METROPOLITANA DE MONTERREY | PÚBLICO URBANO |  | 06NVL100310/24HSGC02 | 154.36 Mm³/año | [13 empty] | Fuente: CartoCrítica / REPDA CONAGUA 2024 | {"type":"Feature","properties":{},"geometry":{"type":"Point","coordinates":[-100.314722,25.665833]}}
SERVICIOS DE AGUA Y DRENAJE DE MONTERREY, I. P. D. | Point | MONTERREY | ÁREA METROPOLITANA DE MONTERREY | PÚBLICO URBANO |  | 06NVL100310/24HSGC02 | 154.36 Mm³/año | [13 empty] | Fuente: CartoCrítica / REPDA CONAGUA 2024 | {"type":"Feature","properties":{},"geometry":{"type":"Point","coordinates":[-100.276667,25.625]}}
SERVICIOS DE AGUA Y DRENAJE DE MONTERREY, I. P. D. | Point | MONTERREY | ÁREA METROPOLITANA DE MONTERREY | PÚBLICO URBANO |  | 06NVL100310/24HSGC02 | 154.36 Mm³/año | [13 empty] | Fuente: CartoCrítica / REPDA CONAGUA 2024 | {"type":"Feature","properties":{},"geometry":{"type":"Point","coordinates":[-100.313333,25.666389]}}
SERVICIOS DE AGUA Y DRENAJE DE MONTERREY, I. P. D. | Point | SANTA CATARINA | CAMPO BUENOS AIRES | PÚBLICO URBANO |  | 06NVL100310/24HSGC02 | 154.36 Mm³/año | [13 empty] | Fuente: CartoCrítica / REPDA CONAGUA 2024 | {"type":"Feature","properties":{},"geometry":{"type":"Point","coordinates":[-100.467778,25.611667]}}
SERVICIOS DE AGUA Y DRENAJE DE MONTERREY, I. P. D. | Point | SANTA CATARINA | CAMPO BUENOS AIRES | PÚBLICO URBANO |  | 06NVL100310/24HSGC02 | 154.36 Mm³/año | [13 empty] | Fuente: CartoCrítica / REPDA CONAGUA 2024 | {"type":"Feature","properties":{},"geometry":{"type":"Point","coordinates":[-100.453889,25.605]}}
SERVICIOS DE AGUA Y DRENAJE DE MONTERREY, I. P. D. | Point | SANTA CATARINA | CAMPO BUENOS AIRES | PÚBLICO URBANO |  | 06NVL100310/24HSGC02 | 154.36 Mm³/año | [13 empty] | Fuente: CartoCrítica / REPDA CONAGUA 2024 | {"type":"Feature","properties":{},"geometry":{"type":"Point","coordinates":[-100.462778,25.609722]}}
SERVICIOS DE AGUA Y DRENAJE DE MONTERREY, I. P. D. | Point | SANTA CATARINA | CAMPO BUENOS AIRES | PÚBLICO URBANO |  | 06NVL100310/24HSGC02 | 154.36 Mm³/año | [13 empty] | Fuente: CartoCrítica / REPDA CONAGUA 2024 | {"type":"Feature","properties":{},"geometry":{"type":"Point","coordinates":[-100.476667,25.615556]}}
SERVICIOS DE AGUA Y DRENAJE DE MONTERREY, I. P. D. | Point | SANTA CATARINA | CAMPO BUENOS AIRES | PÚBLICO URBANO |  | 06NVL100310/24HSGC02 | 154.36 Mm³/año | [13 empty] | Fuente: CartoCrítica / REPDA CONAGUA 2024 | {"type":"Feature","properties":{},"geometry":{"type":"Point","coordinates":[-100.444444,25.600833]}}
SERVICIOS DE AGUA Y DRENAJE DE MONTERREY, I. P. D. | Point | SANTA CATARINA | CAMPO BUENOS AIRES | PÚBLICO URBANO |  | 06NVL100310/24HSGC02 | 154.36 Mm³/año | [13 empty] | Fuente: CartoCrítica / REPDA CONAGUA 2024 | {"type":"Feature","properties":{},"geometry":{"type":"Point","coordinates":[-100.417778,25.574722]}}
SERVICIOS DE AGUA Y DRENAJE DE MONTERREY, I. P. D. | Point | SANTA CATARINA | CAMPO BUENOS AIRES | PÚBLICO URBANO |  | 06NVL100310/24HSGC02 | 154.36 Mm³/año | [13 empty] | Fuente: CartoCrítica / REPDA CONAGUA 2024 | {"type":"Feature","properties":{},"geometry":{"type":"Point","coordinates":[-100.408611,25.569444]}}
SERVICIOS DE AGUA Y DRENAJE DE MONTERREY, I. P. D. | Point | SANTA CATARINA | CAMPO BUENOS AIRES | PÚBLICO URBANO |  | 06NVL100310/24HSGC02 | 154.36 Mm³/año | [13 empty] | Fuente: CartoCrítica / REPDA CONAGUA 2024 | {"type":"Feature","properties":{},"geometry":{"type":"Point","coordinates":[-100.3975,25.556389]}}
SERVICIOS DE AGUA Y DRENAJE DE MONTERREY, I. P. D. | Point | SANTA CATARINA | CAMPO BUENOS AIRES | PÚBLICO URBANO |  | 06NVL100310/24HSGC02 | 154.36 Mm³/año | [13 empty] | Fuente: CartoCrítica / REPDA CONAGUA 2024 | {"type":"Feature","properties":{},"geometry":{"type":"Point","coordinates":[-100.339722,25.500556]}}
SERVICIOS DE AGUA Y DRENAJE DE MONTERREY, I. P. D. | Point | SANTA CATARINA | CAMPO BUENOS AIRES | PÚBLICO URBANO |  | 06NVL100310/24HSGC02 | 154.36 Mm³/año | [13 empty] | Fuente: CartoCrítica / REPDA CONAGUA 2024 | {"type":"Feature","properties":{},"geometry":{"type":"Point","coordinates":[-100.449444,25.608056]}}
SERVICIOS DE AGUA Y DRENAJE DE MONTERREY, I. P. D. | Point | SANTA CATARINA | CAMPO BUENOS AIRES | PÚBLICO URBANO |  | 06NVL100310/24HSGC02 | 154.36 Mm³/año | [13 empty] | Fuente: CartoCrítica / REPDA CONAGUA 2024 | {"type":"Feature","properties":{},"geometry":{"type":"Point","coordinates":[-100.389444,25.559722]}}
SERVICIOS DE AGUA Y DRENAJE DE MONTERREY, I. P. D. | Point | SANTA CATARINA | CAMPO BUENOS AIRES | PÚBLICO URBANO |  | 06NVL100310/24HSGC02 | 154.36 Mm³/año | [13 empty] | Fuente: CartoCrítica / REPDA CONAGUA 2024 | {"type":"Feature","properties":{},"geometry":{"type":"Point","coordinates":[-100.394444,25.565556]}}
SERVICIOS DE AGUA Y DRENAJE DE MONTERREY, I. P. D. | Point | SANTA CATARINA | CAMPO BUENOS AIRES | PÚBLICO URBANO |  | 06NVL100310/24HSGC02 | 154.36 Mm³/año | [13 empty] | Fuente: CartoCrítica / REPDA CONAGUA 2024 | {"type":"Feature","properties":{},"geometry":{"type":"Point","coordinates":[-100.347778,25.501667]}}
SERVICIOS DE AGUA Y DRENAJE DE MONTERREY, I. P. D. | Point | SANTA CATARINA | CAMPO BUENOS AIRES | PÚBLICO URBANO |  | 06NVL100310/24HSGC02 | 154.36 Mm³/año | [13 empty] | Fuente: CartoCrítica / REPDA CONAGUA 2024 | {"type":"Feature","properties":{},"geometry":{"type":"Point","coordinates":[-100.455278,25.630556]}}
SERVICIOS DE AGUA Y DRENAJE DE MONTERREY, I. P. D. | Point | SANTA CATARINA | CAMPO BUENOS AIRES | PÚBLICO URBANO |  | 06NVL100310/24HSGC02 | 154.36 Mm³/año | [13 empty] | Fuente: CartoCrítica / REPDA CONAGUA 2024 | {"type":"Feature","properties":{},"geometry":{"type":"Point","coordinates":[-100.338889,25.493333]}}
SERVICIOS DE AGUA Y DRENAJE DE MONTERREY, I. P. D. | Point | SANTA CATARINA | CAMPO BUENOS AIRES | PÚBLICO URBANO |  | 06NVL100310/24HSGC02 | 154.36 Mm³/año | [13 empty] | Fuente: CartoCrítica / REPDA CONAGUA 2024 | {"type":"Feature","properties":{},"geometry":{"type":"Point","coordinates":[-100.339167,25.486944]}}
SERVICIOS DE AGUA Y DRENAJE DE MONTERREY, I. P. D. | Point | SANTA CATARINA | CAMPO BUENOS AIRES | PÚBLICO URBANO |  | 06NVL100310/24HSGC02 | 154.36 Mm³/año | [13 empty] | Fuente: CartoCrítica / REPDA CONAGUA 2024 | {"type":"Feature","properties":{},"geometry":{"type":"Point","coordinates":[-100.443333,25.628611]}}
SERVICIOS DE AGUA Y DRENAJE DE MONTERREY, I. P. D. | Point | SANTA CATARINA | CAMPO BUENOS AIRES | PÚBLICO URBANO |  | 06NVL100310/24HSGC02 | 154.36 Mm³/año | [13 empty] | Fuente: CartoCrítica / REPDA CONAGUA 2024 | {"type":"Feature","properties":{},"geometry":{"type":"Point","coordinates":[-100.425833,25.580833]}}
SERVICIOS DE AGUA Y DRENAJE DE MONTERREY, I. P. D. | Point | SANTA CATARINA | CAMPO BUENOS AIRES | PÚBLICO URBANO |  | 06NVL100310/24HSGC02 | 154.36 Mm³/año | [13 empty] | Fuente: CartoCrítica / REPDA CONAGUA 2024 | {"type":"Feature","properties":{},"geometry":{"type":"Point","coordinates":[-100.422222,25.5775]}}
SERVICIOS DE AGUA Y DRENAJE DE MONTERREY, I. P. D. | Point | SANTA CATARINA | CAMPO BUENOS AIRES | PÚBLICO URBANO |  | 06NVL100310/24HSGC02 | 154.36 Mm³/año | [13 empty] | Fuente: CartoCrítica / REPDA CONAGUA 2024 | {"type":"Feature","properties":{},"geometry":{"type":"Point","coordinates":[-100.448889,25.631667]}}
SERVICIOS DE AGUA Y DRENAJE DE MONTERREY, I. P. D. | Point | SANTA CATARINA | CAMPO BUENOS AIRES | PÚBLICO URBANO |  | 06NVL100310/24HSGC02 | 154.36 Mm³/año | [13 empty] | Fuente: CartoCrítica / REPDA CONAGUA 2024 | {"type":"Feature","properties":{},"geometry":{"type":"Point","coordinates":[-100.339444,25.489167]}}
SERVICIOS DE AGUA Y DRENAJE DE MONTERREY, I. P. D. | Point | SANTA CATARINA | CAMPO BUENOS AIRES | PÚBLICO URBANO |  | 06NVL100310/24HSGC02 | 154.36 Mm³/año | [13 empty] | Fuente: CartoCrítica / REPDA CONAGUA 2024 | {"type":"Feature","properties":{},"geometry":{"type":"Point","coordinates":[-100.409167,25.577222]}}
SERVICIOS DE AGUA Y DRENAJE DE MONTERREY, I. P. D. | Point | SANTA CATARINA | CAMPO BUENOS AIRES | PÚBLICO URBANO |  | 06NVL100310/24HSGC02 | 154.36 Mm³/año | [13 empty] | Fuente: CartoCrítica / REPDA CONAGUA 2024 | {"type":"Feature","properties":{},"geometry":{"type":"Point","coordinates":[-100.453611,25.618056]}}
SERVICIOS DE AGUA Y DRENAJE DE MONTERREY, I. P. D. | Point | SANTA CATARINA | CAMPO BUENOS AIRES | PÚBLICO URBANO |  | 06NVL100310/24HSGC02 | 154.36 Mm³/año | [13 empty] | Fuente: CartoCrítica / REPDA CONAGUA 2024 | {"type":"Feature","properties":{},"geometry":{"type":"Point","coordinates":[-100.451944,25.649722]}}
SERVICIOS DE AGUA Y DRENAJE DE MONTERREY, I. P. D. | Point | MONTERREY | ÁREA METROPOLITANA DE MONTERREY | PÚBLICO URBANO |  | 06NVL100310/24HSGC02 | 154.36 Mm³/año | [13 empty] | Fuente: CartoCrítica / REPDA CONAGUA 2024 | {"type":"Feature","properties":{},"geometry":{"type":"Point","coordinates":[-100.373528,25.672167]}}
SERVICIOS DE AGUA Y DRENAJE DE MONTERREY, I. P. D. | Point | MONTERREY | ÁREA METROPOLITANA DE MONTERREY | PÚBLICO URBANO |  | 06NVL100310/24HSGC02 | 154.36 Mm³/año | [13 empty] | Fuente: CartoCrítica / REPDA CONAGUA 2024 | {"type":"Feature","properties":{},"geometry":{"type":"Point","coordinates":[-100.358056,25.679722]}}
SERVICIOS DE AGUA Y DRENAJE DE MONTERREY, I. P. D. | Point | MONTERREY | ÁREA METROPOLITANA DE MONTERREY | PÚBLICO URBANO |  | 06NVL100310/24HSGC02 | 154.36 Mm³/año | [13 empty] | Fuente: CartoCrítica / REPDA CONAGUA 2024 | {"type":"Feature","properties":{},"geometry":{"type":"Point","coordinates":[-100.351389,25.676389]}}
SERVICIOS DE AGUA Y DRENAJE DE MONTERREY, I. P. D. | Point | MONTERREY | ÁREA METROPOLITANA DE MONTERREY | PÚBLICO URBANO |  | 06NVL100310/24HSGC02 | 154.36 Mm³/año | [13 empty] | Fuente: CartoCrítica / REPDA CONAGUA 2024 | {"type":"Feature","properties":{},"geometry":{"type":"Point","coordinates":[-100.261389,25.638611]}}
SERVICIOS DE AGUA Y DRENAJE DE MONTERREY, I. P. D. | Point | MONTERREY | ÁREA METROPOLITANA DE MONTERREY | PÚBLICO URBANO |  | 06NVL100310/24HSGC02 | 154.36 Mm³/año | [13 empty] | Fuente: CartoCrítica / REPDA CONAGUA 2024 | {"type":"Feature","properties":{},"geometry":{"type":"Point","coordinates":[-100.3575,25.682778]}}
SERVICIOS DE AGUA Y DRENAJE DE MONTERREY, I. P. D. | Point | MONTERREY | ÁREA METROPOLITANA DE MONTERREY | PÚBLICO URBANO |  | 06NVL100310/24HSGC02 | 154.36 Mm³/año | [13 empty] | Fuente: CartoCrítica / REPDA CONAGUA 2024 | {"type":"Feature","properties":{},"geometry":{"type":"Point","coordinates":[-100.288889,25.627778]}}
SERVICIOS DE AGUA Y DRENAJE DE MONTERREY, I. P. D. | Point | MONTERREY | ÁREA METROPOLITANA DE MONTERREY | PÚBLICO URBANO |  | 06NVL100310/24HSGC02 | 154.36 Mm³/año | [13 empty] | Fuente: CartoCrítica / REPDA CONAGUA 2024 | {"type":"Feature","properties":{},"geometry":{"type":"Point","coordinates":[-100.369167,25.689722]}}
SERVICIOS DE AGUA Y DRENAJE DE MONTERREY, I. P. D. | Point | MONTERREY | CAMPO TOPO CHICO | PÚBLICO URBANO |  | 06NVL100310/24HSGC02 | 154.36 Mm³/año | [13 empty] | Fuente: CartoCrítica / REPDA CONAGUA 2024 | {"type":"Feature","properties":{},"geometry":{"type":"Point","coordinates":[-100.377778,25.796667]}}
SERVICIOS DE AGUA Y DRENAJE DE MONTERREY, I. P. D. | Point | MONTERREY | CAMPO TOPO CHICO | PÚBLICO URBANO |  | 06NVL100310/24HSGC02 | 154.36 Mm³/año | [13 empty] | Fuente: CartoCrítica / REPDA CONAGUA 2024 | {"type":"Feature","properties":{},"geometry":{"type":"Point","coordinates":[-100.343333,25.747778]}}
SERVICIOS DE AGUA Y DRENAJE DE MONTERREY, I. P. D. | Point | MONTERREY | CAMPO TOPO CHICO | PÚBLICO URBANO |  | 06NVL100310/24HSGC02 | 154.36 Mm³/año | [13 empty] | Fuente: CartoCrítica / REPDA CONAGUA 2024 | {"type":"Feature","properties":{},"geometry":{"type":"Point","coordinates":[-100.361389,25.765278]}}
SERVICIOS DE AGUA Y DRENAJE DE MONTERREY, I. P. D. | Point | MONTERREY | CAMPO TOPO CHICO | PÚBLICO URBANO |  | 06NVL100310/24HSGC02 | 154.36 Mm³/año | [13 empty] | Fuente: CartoCrítica / REPDA CONAGUA 2024 | {"type":"Feature","properties":{},"geometry":{"type":"Point","coordinates":[-100.351944,25.756389]}}
SERVICIOS DE AGUA Y DRENAJE DE MONTERREY, I. P. D. | Point | MONTERREY | CAMPO TOPO CHICO | PÚBLICO URBANO |  | 06NVL100310/24HSGC02 | 154.36 Mm³/año | [13 empty] | Fuente: CartoCrítica / REPDA CONAGUA 2024 | {"type":"Feature","properties":{},"geometry":{"type":"Point","coordinates":[-100.369167,25.799167]}}
SERVICIOS DE AGUA Y DRENAJE DE MONTERREY, I. P. D. | Point | SANTIAGO | CITRÍCOLA NORTE | PÚBLICO URBANO |  | 06NVL100310/24HSGC02 | 154.36 Mm³/año | [13 empty] | Fuente: CartoCrítica / REPDA CONAGUA 2024 | {"type":"Feature","properties":{},"geometry":{"type":"Point","coordinates":[-100.159444,25.368056]}}
SERVICIOS DE AGUA Y DRENAJE DE MONTERREY, I. P. D. | Point | SANTIAGO | CAÑÓN DEL HUAJUCO | PÚBLICO URBANO |  | 06NVL100310/24HSGC02 | 154.36 Mm³/año | [13 empty] | Fuente: CartoCrítica / REPDA CONAGUA 2024 | {"type":"Feature","properties":{},"geometry":{"type":"Point","coordinates":[-100.159306,25.368333]}}
SERVICIOS DE AGUA Y DRENAJE DE MONTERREY, I. P. D. | Point | SANTIAGO | CAÑÓN DEL HUAJUCO | PÚBLICO URBANO |  | 06NVL100310/24HSGC02 | 154.36 Mm³/año | [13 empty] | Fuente: CartoCrítica / REPDA CONAGUA 2024 | {"type":"Feature","properties":{},"geometry":{"type":"Point","coordinates":[-100.176667,25.41]}}
SERVICIOS DE AGUA Y DRENAJE DE MONTERREY, I. P. D. | Point | SANTA CATARINA | CAMPO BUENOS AIRES | PÚBLICO URBANO |  | 06NVL100310/24HSGC02 | 154.36 Mm³/año | [13 empty] | Fuente: CartoCrítica / REPDA CONAGUA 2024 | {"type":"Feature","properties":{},"geometry":{"type":"Point","coordinates":[-100.456389,25.634444]}}
SERVICIOS DE AGUA Y DRENAJE DE MONTERREY, I. P. D. | Point | SANTA CATARINA | CAMPO BUENOS AIRES | PÚBLICO URBANO |  | 06NVL100310/24HSGC02 | 154.36 Mm³/año | [13 empty] | Fuente: CartoCrítica / REPDA CONAGUA 2024 | {"type":"Feature","properties":{},"geometry":{"type":"Point","coordinates":[-100.463889,25.615278]}}
SERVICIOS DE AGUA Y DRENAJE DE MONTERREY, I. P. D. | Point | APODACA | ÁREA METROPOLITANA DE MONTERREY | PÚBLICO URBANO |  | 06NVL100310/24HSGC02 | 154.36 Mm³/año | [13 empty] | Fuente: CartoCrítica / REPDA CONAGUA 2024 | {"type":"Feature","properties":{},"geometry":{"type":"Point","coordinates":[-100.155556,25.723611]}}
SERVICIOS DE AGUA Y DRENAJE DE MONTERREY, I. P. D. | Point | APODACA | ÁREA METROPOLITANA DE MONTERREY | PÚBLICO URBANO |  | 06NVL100310/24HSGC02 | 154.36 Mm³/año | [13 empty] | Fuente: CartoCrítica / REPDA CONAGUA 2024 | {"type":"Feature","properties":{},"geometry":{"type":"Point","coordinates":[-100.2425,25.758333]}}
SERVICIOS DE AGUA Y DRENAJE DE MONTERREY, I. P. D. | Point | APODACA | ÁREA METROPOLITANA DE MONTERREY | PÚBLICO URBANO |  | 06NVL100310/24HSGC02 | 154.36 Mm³/año | [13 empty] | Fuente: CartoCrítica / REPDA CONAGUA 2024 | {"type":"Feature","properties":{},"geometry":{"type":"Point","coordinates":[-100.195833,25.769444]}}
SERVICIOS DE AGUA Y DRENAJE DE MONTERREY, I. P. D. | Point | APODACA | ÁREA METROPOLITANA DE MONTERREY | PÚBLICO URBANO |  | 06NVL100310/24HSGC02 | 154.36 Mm³/año | [13 empty] | Fuente: CartoCrítica / REPDA CONAGUA 2024 | {"type":"Feature","properties":{},"geometry":{"type":"Point","coordinates":[-100.191667,25.794444]}}
SERVICIOS DE AGUA Y DRENAJE DE MONTERREY, I. P. D. | Point | APODACA | ÁREA METROPOLITANA DE MONTERREY | PÚBLICO URBANO |  | 06NVL100310/24HSGC02 | 154.36 Mm³/año | [13 empty] | Fuente: CartoCrítica / REPDA CONAGUA 2024 | {"type":"Feature","properties":{},"geometry":{"type":"Point","coordinates":[-100.192778,25.805556]}}
SERVICIOS DE AGUA Y DRENAJE DE MONTERREY, I. P. D. | Point | APODACA | ÁREA METROPOLITANA DE MONTERREY | PÚBLICO URBANO |  | 06NVL100310/24HSGC02 | 154.36 Mm³/año | [13 empty] | Fuente: CartoCrítica / REPDA CONAGUA 2024 | {"type":"Feature","properties":{},"geometry":{"type":"Point","coordinates":[-100.159806,25.745278]}}
SERVICIOS DE AGUA Y DRENAJE DE MONTERREY, I. P. D. | Point | APODACA | ÁREA METROPOLITANA DE MONTERREY | PÚBLICO URBANO |  | 06NVL100310/24HSGC02 | 154.36 Mm³/año | [13 empty] | Fuente: CartoCrítica / REPDA CONAGUA 2024 | {"type":"Feature","properties":{},"geometry":{"type":"Point","coordinates":[-100.159722,25.745278]}}
SERVICIOS DE AGUA Y DRENAJE DE MONTERREY, I. P. D. | Point | APODACA | ÁREA METROPOLITANA DE MONTERREY | PÚBLICO URBANO |  | 06NVL100310/24HSGC02 | 154.36 Mm³/año | [13 empty] | Fuente: CartoCrítica / REPDA CONAGUA 2024 | {"type":"Feature","properties":{},"geometry":{"type":"Point","coordinates":[-100.166667,25.7125]}}
SERVICIOS DE AGUA Y DRENAJE DE MONTERREY, I. P. D. | Point | APODACA | ÁREA METROPOLITANA DE MONTERREY | PÚBLICO URBANO |  | 06NVL100310/24HSGC02 | 154.36 Mm³/año | [13 empty] | Fuente: CartoCrítica / REPDA CONAGUA 2024 | {"type":"Feature","properties":{},"geometry":{"type":"Point","coordinates":[-100.233333,25.775556]}}
SERVICIOS DE AGUA Y DRENAJE DE MONTERREY, I. P. D. | Point | MONTERREY | ÁREA METROPOLITANA DE MONTERREY | PÚBLICO URBANO |  | 06NVL100310/24HSGC02 | 154.36 Mm³/año | [13 empty] | Fuente: CartoCrítica / REPDA CONAGUA 2024 | {"type":"Feature","properties":{},"geometry":{"type":"Point","coordinates":[-100.365833,25.669444]}}
SERVICIOS DE AGUA Y DRENAJE DE MONTERREY, I. P. D. | Point | MONTERREY | ÁREA METROPOLITANA DE MONTERREY | PÚBLICO URBANO |  | 06NVL100310/24HSGC02 | 154.36 Mm³/año | [13 empty] | Fuente: CartoCrítica / REPDA CONAGUA 2024 | {"type":"Feature","properties":{},"geometry":{"type":"Point","coordinates":[-100.313889,25.721111]}}
SERVICIOS DE AGUA Y DRENAJE DE MONTERREY, I. P. D. | Point | MONTERREY | ÁREA METROPOLITANA DE MONTERREY | PÚBLICO URBANO |  | 06NVL100310/24HSGC02 | 154.36 Mm³/año | [13 empty] | Fuente: CartoCrítica / REPDA CONAGUA 2024 | {"type":"Feature","properties":{},"geometry":{"type":"Point","coordinates":[-100.319167,25.675556]}}
SERVICIOS DE AGUA Y DRENAJE DE MONTERREY, I. P. D. | Point | MONTERREY | ÁREA METROPOLITANA DE MONTERREY | PÚBLICO URBANO |  | 06NVL100310/24HSGC02 | 154.36 Mm³/año | [13 empty] | Fuente: CartoCrítica / REPDA CONAGUA 2024 | {"type":"Feature","properties":{},"geometry":{"type":"Point","coordinates":[-100.308889,25.6675]}}
SERVICIOS DE AGUA Y DRENAJE DE MONTERREY, I. P. D. | Point | MONTERREY | ÁREA METROPOLITANA DE MONTERREY | PÚBLICO URBANO |  | 06NVL100310/24HSGC02 | 154.36 Mm³/año | [13 empty] | Fuente: CartoCrítica / REPDA CONAGUA 2024 | {"type":"Feature","properties":{},"geometry":{"type":"Point","coordinates":[-100.308611,25.6675]}}
SERVICIOS DE AGUA Y DRENAJE DE MONTERREY, I. P. D. | Point | MONTERREY | ÁREA METROPOLITANA DE MONTERREY | PÚBLICO URBANO |  | 06NVL100310/24HSGC02 | 154.36 Mm³/año | [13 empty] | Fuente: CartoCrítica / REPDA CONAGUA 2024 | {"type":"Feature","properties":{},"geometry":{"type":"Point","coordinates":[-100.308056,25.6675]}}
SERVICIOS DE AGUA Y DRENAJE DE MONTERREY, I. P. D. | Point | MONTERREY | ÁREA METROPOLITANA DE MONTERREY | PÚBLICO URBANO |  | 06NVL100310/24HSGC02 | 154.36 Mm³/año | [13 empty] | Fuente: CartoCrítica / REPDA CONAGUA 2024 | {"type":"Feature","properties":{},"geometry":{"type":"Point","coordinates":[-100.309722,25.6675]}}
SERVICIOS DE AGUA Y DRENAJE DE MONTERREY, I. P. D. | Point | MONTERREY | ÁREA METROPOLITANA DE MONTERREY | PÚBLICO URBANO |  | 06NVL100310/24HSGC02 | 154.36 Mm³/año | [13 empty] | Fuente: CartoCrítica / REPDA CONAGUA 2024 | {"type":"Feature","properties":{},"geometry":{"type":"Point","coordinates":[-100.309444,25.6675]}}
SERVICIOS DE AGUA Y DRENAJE DE MONTERREY, I. P. D. | Point | MONTERREY | ÁREA METROPOLITANA DE MONTERREY | PÚBLICO URBANO |  | 06NVL100310/24HSGC02 | 154.36 Mm³/año | [13 empty] | Fuente: CartoCrítica / REPDA CONAGUA 2024 | {"type":"Feature","properties":{},"geometry":{"type":"Point","coordinates":[-100.309167,25.6675]}}
SERVICIOS DE AGUA Y DRENAJE DE MONTERREY, I. P. D. | Point | GUADALUPE | ÁREA METROPOLITANA DE MONTERREY | PÚBLICO URBANO |  | 06NVL100310/24HSGC02 | 154.36 Mm³/año | [13 empty] | Fuente: CartoCrítica / REPDA CONAGUA 2024 | {"type":"Feature","properties":{},"geometry":{"type":"Point","coordinates":[-100.188889,25.710556]}}
SERVICIOS DE AGUA Y DRENAJE DE MONTERREY, I. P. D. | Point | GUADALUPE | ÁREA METROPOLITANA DE MONTERREY | PÚBLICO URBANO |  | 06NVL100310/24HSGC02 | 154.36 Mm³/año | [13 empty] | Fuente: CartoCrítica / REPDA CONAGUA 2024 | {"type":"Feature","properties":{},"geometry":{"type":"Point","coordinates":[-100.186111,25.711667]}}
SERVICIOS DE AGUA Y DRENAJE DE MONTERREY, I. P. D. | Point | GUADALUPE | ÁREA METROPOLITANA DE MONTERREY | PÚBLICO URBANO |  | 06NVL100310/24HSGC02 | 154.36 Mm³/año | [13 empty] | Fuente: CartoCrítica / REPDA CONAGUA 2024 | {"type":"Feature","properties":{},"geometry":{"type":"Point","coordinates":[-100.265833,25.66]}}
SERVICIOS DE AGUA Y DRENAJE DE MONTERREY, I. P. D. | Point | MONTERREY | ÁREA METROPOLITANA DE MONTERREY | PÚBLICO URBANO |  | 06NVL100310/24HSGC02 | 154.36 Mm³/año | [13 empty] | Fuente: CartoCrítica / REPDA CONAGUA 2024 | {"type":"Feature","properties":{},"geometry":{"type":"Point","coordinates":[-100.281944,25.668889]}}
SERVICIOS DE AGUA Y DRENAJE DE MONTERREY, I. P. D. | Point | MONTERREY | ÁREA METROPOLITANA DE MONTERREY | PÚBLICO URBANO |  | 06NVL100310/24HSGC02 | 154.36 Mm³/año | [13 empty] | Fuente: CartoCrítica / REPDA CONAGUA 2024 | {"type":"Feature","properties":{},"geometry":{"type":"Point","coordinates":[-100.275833,25.671111]}}
SERVICIOS DE AGUA Y DRENAJE DE MONTERREY, I. P. D. | Point | GUADALUPE | ÁREA METROPOLITANA DE MONTERREY | PÚBLICO URBANO |  | 06NVL100310/24HSGC02 | 154.36 Mm³/año | [13 empty] | Fuente: CartoCrítica / REPDA CONAGUA 2024 | {"type":"Feature","properties":{},"geometry":{"type":"Point","coordinates":[-100.183333,25.65]}}
SERVICIOS DE AGUA Y DRENAJE DE MONTERREY, I. P. D. | Point | GUADALUPE | ÁREA METROPOLITANA DE MONTERREY | PÚBLICO URBANO |  | 06NVL100310/24HSGC02 | 154.36 Mm³/año | [13 empty] | Fuente: CartoCrítica / REPDA CONAGUA 2024 | {"type":"Feature","properties":{},"geometry":{"type":"Point","coordinates":[-100.176944,25.645833]}}
SERVICIOS DE AGUA Y DRENAJE DE MONTERREY, I. P. D. | Point | GUADALUPE | ÁREA METROPOLITANA DE MONTERREY | PÚBLICO URBANO |  | 06NVL100310/24HSGC02 | 154.36 Mm³/año | [13 empty] | Fuente: CartoCrítica / REPDA CONAGUA 2024 | {"type":"Feature","properties":{},"geometry":{"type":"Point","coordinates":[-100.173611,25.631389]}}
SERVICIOS DE AGUA Y DRENAJE DE MONTERREY, I. P. D. | Point | GUADALUPE | ÁREA METROPOLITANA DE MONTERREY | PÚBLICO URBANO |  | 06NVL100310/24HSGC02 | 154.36 Mm³/año | [13 empty] | Fuente: CartoCrítica / REPDA CONAGUA 2024 | {"type":"Feature","properties":{},"geometry":{"type":"Point","coordinates":[-100.171667,25.627778]}}
SERVICIOS DE AGUA Y DRENAJE DE MONTERREY, I. P. D. | Point | GUADALUPE | ÁREA METROPOLITANA DE MONTERREY | PÚBLICO URBANO |  | 06NVL100310/24HSGC02 | 154.36 Mm³/año | [13 empty] | Fuente: CartoCrítica / REPDA CONAGUA 2024 | {"type":"Feature","properties":{},"geometry":{"type":"Point","coordinates":[-100.1725,25.618333]}}
SERVICIOS DE AGUA Y DRENAJE DE MONTERREY, I. P. D. | Point | GUADALUPE | ÁREA METROPOLITANA DE MONTERREY | PÚBLICO URBANO |  | 06NVL100310/24HSGC02 | 154.36 Mm³/año | [13 empty] | Fuente: CartoCrítica / REPDA CONAGUA 2024 | {"type":"Feature","properties":{},"geometry":{"type":"Point","coordinates":[-100.1775,25.635556]}}
SERVICIOS DE AGUA Y DRENAJE DE MONTERREY, I. P. D. | Point | GUADALUPE | ÁREA METROPOLITANA DE MONTERREY | PÚBLICO URBANO |  | 06NVL100310/24HSGC02 | 154.36 Mm³/año | [13 empty] | Fuente: CartoCrítica / REPDA CONAGUA 2024 | {"type":"Feature","properties":{},"geometry":{"type":"Point","coordinates":[-100.186667,25.641944]}}
SERVICIOS DE AGUA Y DRENAJE DE MONTERREY, I. P. D. | Point | MONTERREY | CAMPO TOPO CHICO | PÚBLICO URBANO |  | 06NVL100310/24HSGC02 | 154.36 Mm³/año | [13 empty] | Fuente: CartoCrítica / REPDA CONAGUA 2024 | {"type":"Feature","properties":{},"geometry":{"type":"Point","coordinates":[-100.343889,25.738333]}}
SERVICIOS DE AGUA Y DRENAJE DE MONTERREY, I. P. D. | Point | MONTERREY | ÁREA METROPOLITANA DE MONTERREY | PÚBLICO URBANO |  | 06NVL100310/24HSGC02 | 154.36 Mm³/año | [13 empty] | Fuente: CartoCrítica / REPDA CONAGUA 2024 | {"type":"Feature","properties":{},"geometry":{"type":"Point","coordinates":[-100.345833,25.687222]}}
SERVICIOS DE AGUA Y DRENAJE DE MONTERREY, I. P. D. | Point | GENERAL ESCOBEDO | ÁREA METROPOLITANA DE MONTERREY | PÚBLICO URBANO |  | 06NVL100310/24HSGC02 | 154.36 Mm³/año | [13 empty] | Fuente: CartoCrítica / REPDA CONAGUA 2024 | {"type":"Feature","properties":{},"geometry":{"type":"Point","coordinates":[-100.282778,25.793889]}}
SERVICIOS DE AGUA Y DRENAJE DE MONTERREY, I. P. D. | Point | GENERAL ESCOBEDO | ÁREA METROPOLITANA DE MONTERREY | PÚBLICO URBANO |  | 06NVL100310/24HSGC02 | 154.36 Mm³/año | [13 empty] | Fuente: CartoCrítica / REPDA CONAGUA 2024 | {"type":"Feature","properties":{},"geometry":{"type":"Point","coordinates":[-100.338333,25.803333]}}
SERVICIOS DE AGUA Y DRENAJE DE MONTERREY, I. P. D. | Point | GENERAL ESCOBEDO | ÁREA METROPOLITANA DE MONTERREY | PÚBLICO URBANO |  | 06NVL100310/24HSGC02 | 154.36 Mm³/año | [13 empty] | Fuente: CartoCrítica / REPDA CONAGUA 2024 | {"type":"Feature","properties":{},"geometry":{"type":"Point","coordinates":[-100.283333,25.793333]}}
SERVICIOS DE AGUA Y DRENAJE DE MONTERREY, I. P. D. | Point | MONTERREY | ÁREA METROPOLITANA DE MONTERREY | PÚBLICO URBANO |  | 06NVL100310/24HSGC02 | 154.36 Mm³/año | [13 empty] | Fuente: CartoCrítica / REPDA CONAGUA 2024 | {"type":"Feature","properties":{},"geometry":{"type":"Point","coordinates":[-100.334722,25.714722]}}
SERVICIOS DE AGUA Y DRENAJE DE MONTERREY, I. P. D. | Point | GUADALUPE | ÁREA METROPOLITANA DE MONTERREY | PÚBLICO URBANO |  | 06NVL100310/24HSGC02 | 154.36 Mm³/año | [13 empty] | Fuente: CartoCrítica / REPDA CONAGUA 2024 | {"type":"Feature","properties":{},"geometry":{"type":"Point","coordinates":[-100.270833,25.679167]}}
SERVICIOS DE AGUA Y DRENAJE DE MONTERREY, I. P. D. | Point | GUADALUPE | ÁREA METROPOLITANA DE MONTERREY | PÚBLICO URBANO |  | 06NVL100310/24HSGC02 | 154.36 Mm³/año | [13 empty] | Fuente: CartoCrítica / REPDA CONAGUA 2024 | {"type":"Feature","properties":{},"geometry":{"type":"Point","coordinates":[-100.231667,25.678333]}}
SERVICIOS DE AGUA Y DRENAJE DE MONTERREY, I. P. D. | Point | GUADALUPE | ÁREA METROPOLITANA DE MONTERREY | PÚBLICO URBANO |  | 06NVL100310/24HSGC02 | 154.36 Mm³/año | [13 empty] | Fuente: CartoCrítica / REPDA CONAGUA 2024 | {"type":"Feature","properties":{},"geometry":{"type":"Point","coordinates":[-100.255278,25.677778]}}
SERVICIOS DE AGUA Y DRENAJE DE MONTERREY, I. P. D. | Point | GUADALUPE | ÁREA METROPOLITANA DE MONTERREY | PÚBLICO URBANO |  | 06NVL100310/24HSGC02 | 154.36 Mm³/año | [13 empty] | Fuente: CartoCrítica / REPDA CONAGUA 2024 | {"type":"Feature","properties":{},"geometry":{"type":"Point","coordinates":[-100.251944,25.692222]}}
SERVICIOS DE AGUA Y DRENAJE DE MONTERREY, I. P. D. | Point | GUADALUPE | ÁREA METROPOLITANA DE MONTERREY | PÚBLICO URBANO |  | 06NVL100310/24HSGC02 | 154.36 Mm³/año | [13 empty] | Fuente: CartoCrítica / REPDA CONAGUA 2024 | {"type":"Feature","properties":{},"geometry":{"type":"Point","coordinates":[-100.230278,25.686944]}}
SERVICIOS DE AGUA Y DRENAJE DE MONTERREY, I. P. D. | Point | GUADALUPE | ÁREA METROPOLITANA DE MONTERREY | PÚBLICO URBANO |  | 06NVL100310/24HSGC02 | 154.36 Mm³/año | [13 empty] | Fuente: CartoCrítica / REPDA CONAGUA 2024 | {"type":"Feature","properties":{},"geometry":{"type":"Point","coordinates":[-100.259444,25.666667]}}
SERVICIOS DE AGUA Y DRENAJE DE MONTERREY, I. P. D. | Point | MONTERREY | CAMPO TOPO CHICO | PÚBLICO URBANO |  | 06NVL100310/24HSGC02 | 154.36 Mm³/año | [13 empty] | Fuente: CartoCrítica / REPDA CONAGUA 2024 | {"type":"Feature","properties":{},"geometry":{"type":"Point","coordinates":[-100.336667,25.731111]}}
SERVICIOS DE AGUA Y DRENAJE DE MONTERREY, I. P. D. | Point | MONTERREY | ÁREA METROPOLITANA DE MONTERREY | PÚBLICO URBANO |  | 06NVL100310/24HSGC02 | 154.36 Mm³/año | [13 empty] | Fuente: CartoCrítica / REPDA CONAGUA 2024 | {"type":"Feature","properties":{},"geometry":{"type":"Point","coordinates":[-100.325556,25.693889]}}
SERVICIOS DE AGUA Y DRENAJE DE MONTERREY, I. P. D. | Point | MONTERREY | ÁREA METROPOLITANA DE MONTERREY | PÚBLICO URBANO |  | 06NVL100310/24HSGC02 | 154.36 Mm³/año | [13 empty] | Fuente: CartoCrítica / REPDA CONAGUA 2024 | {"type":"Feature","properties":{},"geometry":{"type":"Point","coordinates":[-100.320556,25.675556]}}
SERVICIOS DE AGUA Y DRENAJE DE MONTERREY, I. P. D. | Point | MONTERREY | ÁREA METROPOLITANA DE MONTERREY | PÚBLICO URBANO |  | 06NVL100310/24HSGC02 | 154.36 Mm³/año | [13 empty] | Fuente: CartoCrítica / REPDA CONAGUA 2024 | {"type":"Feature","properties":{},"geometry":{"type":"Point","coordinates":[-100.274444,25.665]}}
SERVICIOS DE AGUA Y DRENAJE DE MONTERREY, I. P. D. | Point | APODACA | ÁREA METROPOLITANA DE MONTERREY | PÚBLICO URBANO |  | 06NVL100310/24HSGC02 | 154.36 Mm³/año | [13 empty] | Fuente: CartoCrítica / REPDA CONAGUA 2024 | {"type":"Feature","properties":{},"geometry":{"type":"Point","coordinates":[-100.161111,25.774444]}}
SERVICIOS DE AGUA Y DRENAJE DE MONTERREY, I. P. D. | Point | APODACA | ÁREA METROPOLITANA DE MONTERREY | PÚBLICO URBANO |  | 06NVL100310/24HSGC02 | 154.36 Mm³/año | [13 empty] | Fuente: CartoCrítica / REPDA CONAGUA 2024 | {"type":"Feature","properties":{},"geometry":{"type":"Point","coordinates":[-100.184722,25.775]}}
SERVICIOS DE AGUA Y DRENAJE DE MONTERREY, I. P. D. | Point | APODACA | ÁREA METROPOLITANA DE MONTERREY | PÚBLICO URBANO |  | 06NVL100310/24HSGC02 | 154.36 Mm³/año | [13 empty] | Fuente: CartoCrítica / REPDA CONAGUA 2024 | {"type":"Feature","properties":{},"geometry":{"type":"Point","coordinates":[-100.183333,25.763889]}}
SERVICIOS DE AGUA Y DRENAJE DE MONTERREY, I. P. D. | Point | MONTERREY | ÁREA METROPOLITANA DE MONTERREY | PÚBLICO URBANO |  | 06NVL100310/24HSGC02 | 154.36 Mm³/año | [13 empty] | Fuente: CartoCrítica / REPDA CONAGUA 2024 | {"type":"Feature","properties":{},"geometry":{"type":"Point","coordinates":[-100.363333,25.639167]}}
SERVICIOS DE AGUA Y DRENAJE DE MONTERREY, I. P. D. | Point | MONTERREY |  | PÚBLICO URBANO |  | 06NVL100310/24HSGC02 | 154.36 Mm³/año | [13 empty] | Fuente: CartoCrítica / REPDA CONAGUA 2024 | {"type":"Feature","properties":{},"geometry":{"type":"Point","coordinates":[-100.237222,25.578056]}}
SERVICIOS DE AGUA Y DRENAJE DE MONTERREY, I. P. D. | Point | APODACA |  | PÚBLICO URBANO |  | 06NVL100310/24HSGC02 | 154.36 Mm³/año | [13 empty] | Fuente: CartoCrítica / REPDA CONAGUA 2024 | {"type":"Feature","properties":{},"geometry":{"type":"Point","coordinates":[-100.265833,25.800833]}}
SERVICIOS DE AGUA Y DRENAJE DE MONTERREY, I. P. D. | Point | APODACA |  | PÚBLICO URBANO |  | 06NVL100310/24HSGC02 | 154.36 Mm³/año | [13 empty] | Fuente: CartoCrítica / REPDA CONAGUA 2024 | {"type":"Feature","properties":{},"geometry":{"type":"Point","coordinates":[-100.218056,25.768889]}}
SERVICIOS DE AGUA Y DRENAJE DE MONTERREY, I. P. D. | Point | MONTERREY |  | PÚBLICO URBANO |  | 06NVL100310/24HSGC02 | 154.36 Mm³/año | [13 empty] | Fuente: CartoCrítica / REPDA CONAGUA 2024 | {"type":"Feature","properties":{},"geometry":{"type":"Point","coordinates":[-100.267222,25.59]}}
SERVICIOS DE AGUA Y DRENAJE DE MONTERREY, I. P. D. | Point | SANTIAGO |  | PÚBLICO URBANO |  | 06NVL100310/24HSGC02 | 154.36 Mm³/año | [13 empty] | Fuente: CartoCrítica / REPDA CONAGUA 2024 | {"type":"Feature","properties":{},"geometry":{"type":"Point","coordinates":[-100.126667,25.423333]}}
Campo Cumbres I | Point | Monterrey | Saltillo-Monterrey | Agua Potable | SADM |  |  | ~8 | 180 m | 12.4 Mm³ | 12.8 Mm³ | 11.9 Mm³ | Activo | [7 empty] | Fuente: Informes anuales SADM / CONAGUA. Coordenadas = centroide aproximado del campo. | {"type":"Feature","properties":{},"geometry":{"type":"Point","coordinates":[-100.417,25.786]}}
Campo Cumbres II | Point | Monterrey | Saltillo-Monterrey | Agua Potable | SADM |  |  | ~6 | 195 m | 9.1 Mm³ | 9.4 Mm³ | 8.8 Mm³ | Activo | [7 empty] | Fuente: Informes anuales SADM / CONAGUA. Coordenadas = centroide aproximado del campo. | {"type":"Feature","properties":{},"geometry":{"type":"Point","coordinates":[-100.405,25.779]}}
Campo Anáhuac Norte | Point | General Escobedo | Saltillo-Monterrey | Agua Potable | SADM |  |  | ~12 | 210 m | 18.3 Mm³ | 19.1 Mm³ | 17.8 Mm³ | Activo | [7 empty] | Fuente: Informes anuales SADM / CONAGUA. Coordenadas = centroide aproximado del campo. | {"type":"Feature","properties":{},"geometry":{"type":"Point","coordinates":[-100.326,25.802]}}
Campo Anáhuac Sur | Point | General Escobedo | Saltillo-Monterrey | Agua Potable | SADM |  |  | ~9 | 200 m | 13.7 Mm³ | 14.2 Mm³ | 13.1 Mm³ | Activo | [7 empty] | Fuente: Informes anuales SADM / CONAGUA. Coordenadas = centroide aproximado del campo. | {"type":"Feature","properties":{},"geometry":{"type":"Point","coordinates":[-100.318,25.788]}}
Campo San Bernabé | Point | Monterrey | Saltillo-Monterrey | Agua Potable | SADM |  |  | ~7 | 165 m | 10.2 Mm³ | 10.6 Mm³ | 9.9 Mm³ | Activo | [7 empty] | Fuente: Informes anuales SADM / CONAGUA. Coordenadas = centroide aproximado del campo. | {"type":"Feature","properties":{},"geometry":{"type":"Point","coordinates":[-100.383,25.771]}}
Campo Linda Vista | Point | San Nicolás de los Garza | Saltillo-Monterrey | Agua Potable | SADM |  |  | ~5 | 155 m | 7.4 Mm³ | 7.8 Mm³ | 7.1 Mm³ | Activo | [7 empty] | Fuente: Informes anuales SADM / CONAGUA. Coordenadas = centroide aproximado del campo. | {"type":"Feature","properties":{},"geometry":{"type":"Point","coordinates":[-100.313,25.744]}}
Campo Huinalá I | Point | Apodaca | Pesquería | Agua Potable | SADM |  |  | ~14 | 220 m | 21.6 Mm³ | 22.4 Mm³ | 20.9 Mm³ | Activo | [7 empty] | Fuente: Informes anuales SADM / CONAGUA. Coordenadas = centroide aproximado del campo. | {"type":"Feature","properties":{},"geometry":{"type":"Point","coordinates":[-100.178,25.783]}}
Campo Huinalá II | Point | Pesquería | Pesquería | Agua Potable | SADM |  |  | ~10 | 235 m | 15.3 Mm³ | 15.9 Mm³ | 14.8 Mm³ | Activo | [7 empty] | Fuente: Informes anuales SADM / CONAGUA. Coordenadas = centroide aproximado del campo. | {"type":"Feature","properties":{},"geometry":{"type":"Point","coordinates":[-100.148,25.779]}}
Campo Apodaca Centro | Point | Apodaca | Pesquería | Agua Potable | SADM |  |  | ~8 | 195 m | 12.1 Mm³ | 12.5 Mm³ | 11.7 Mm³ | Activo | [7 empty] | Fuente: Informes anuales SADM / CONAGUA. Coordenadas = centroide aproximado del campo. | {"type":"Feature","properties":{},"geometry":{"type":"Point","coordinates":[-100.195,25.775]}}
Campo Guadalupe Norte | Point | Guadalupe | Saltillo-Monterrey | Agua Potable | SADM |  |  | ~6 | 170 m | 9.2 Mm³ | 9.5 Mm³ | 8.9 Mm³ | Activo | [7 empty] | Fuente: Informes anuales SADM / CONAGUA. Coordenadas = centroide aproximado del campo. | {"type":"Feature","properties":{},"geometry":{"type":"Point","coordinates":[-100.218,25.688]}}
Campo Guadalupe Sur | Point | Guadalupe | Saltillo-Monterrey | Agua Potable | SADM |  |  | ~4 | 160 m | 6.1 Mm³ | 6.3 Mm³ | 5.8 Mm³ | Activo | [7 empty] | Fuente: Informes anuales SADM / CONAGUA. Coordenadas = centroide aproximado del campo. | {"type":"Feature","properties":{},"geometry":{"type":"Point","coordinates":[-100.228,25.672]}}
Campo Santa Catarina I | Point | Santa Catarina | Saltillo-Monterrey | Agua Potable | SADM |  |  | ~5 | 150 m | 7.6 Mm³ | 7.9 Mm³ | 7.3 Mm³ | Activo | [7 empty] | Fuente: Informes anuales SADM / CONAGUA. Coordenadas = centroide aproximado del campo. | {"type":"Feature","properties":{},"geometry":{"type":"Point","coordinates":[-100.463,25.674]}}
Campo Santa Catarina II | Point | Santa Catarina | Saltillo-Monterrey | Agua Potable | SADM |  |  | ~4 | 145 m | 5.8 Mm³ | 6.0 Mm³ | 5.5 Mm³ | Activo | [7 empty] | Fuente: Informes anuales SADM / CONAGUA. Coordenadas = centroide aproximado del campo. | {"type":"Feature","properties":{},"geometry":{"type":"Point","coordinates":[-100.451,25.681]}}
Campo García I | Point | García | Mina | Agua Potable | SADM |  |  | ~6 | 175 m | 8.9 Mm³ | 9.3 Mm³ | 8.7 Mm³ | Activo | [7 empty] | Fuente: Informes anuales SADM / CONAGUA. Coordenadas = centroide aproximado del campo. | {"type":"Feature","properties":{},"geometry":{"type":"Point","coordinates":[-100.591,25.809]}}
Campo García II | Point | García | Mina | Agua Potable | SADM |  |  | ~4 | 160 m | 5.9 Mm³ | 6.1 Mm³ | 5.6 Mm³ | Activo | [7 empty] | Fuente: Informes anuales SADM / CONAGUA. Coordenadas = centroide aproximado del campo. | {"type":"Feature","properties":{},"geometry":{"type":"Point","coordinates":[-100.574,25.799]}}
Campo San Pedro Norte | Point | San Pedro Garza García | Saltillo-Monterrey | Agua Potable | SADM |  |  | ~5 | 155 m | 7.3 Mm³ | 7.6 Mm³ | 7.0 Mm³ | Activo | [7 empty] | Fuente: Informes anuales SADM / CONAGUA. Coordenadas = centroide aproximado del campo. | {"type":"Feature","properties":{},"geometry":{"type":"Point","coordinates":[-100.409,25.663]}}
Campo San Pedro Sur | Point | San Pedro Garza García | Saltillo-Monterrey | Agua Potable | SADM |  |  | ~3 | 140 m | 4.4 Mm³ | 4.5 Mm³ | 4.2 Mm³ | Activo | [7 empty] | Fuente: Informes anuales SADM / CONAGUA. Coordenadas = centroide aproximado del campo. | {"type":"Feature","properties":{},"geometry":{"type":"Point","coordinates":[-100.418,25.649]}}
Campo Juárez I | Point | Juárez | Citrícola Norte | Agua Potable | SADM |  |  | ~7 | 185 m | 10.5 Mm³ | 10.9 Mm³ | 10.1 Mm³ | Activo | [7 empty] | Fuente: Informes anuales SADM / CONAGUA. Coordenadas = centroide aproximado del campo. | {"type":"Feature","properties":{},"geometry":{"type":"Point","coordinates":[-100.068,25.668]}}
Campo Juárez II | Point | Juárez | Citrícola Norte | Agua Potable | SADM |  |  | ~5 | 175 m | 7.4 Mm³ | 7.7 Mm³ | 7.2 Mm³ | Activo | [7 empty] | Fuente: Informes anuales SADM / CONAGUA. Coordenadas = centroide aproximado del campo. | {"type":"Feature","properties":{},"geometry":{"type":"Point","coordinates":[-100.081,25.658]}}
Campo Monterrey Oriente | Point | Monterrey | Saltillo-Monterrey | Agua Potable | SADM |  |  | ~6 | 168 m | 8.8 Mm³ | 9.1 Mm³ | 8.5 Mm³ | Activo | [7 empty] | Fuente: Informes anuales SADM / CONAGUA. Coordenadas = centroide aproximado del campo. | {"type":"Feature","properties":{},"geometry":{"type":"Point","coordinates":[-100.281,25.692]}}
Campo Monterrey Sur | Point | Monterrey | Saltillo-Monterrey | Agua Potable | SADM |  |  | ~4 | 158 m | 5.9 Mm³ | 6.1 Mm³ | 5.6 Mm³ | Activo | [7 empty] | Fuente: Informes anuales SADM / CONAGUA. Coordenadas = centroide aproximado del campo. | {"type":"Feature","properties":{},"geometry":{"type":"Point","coordinates":[-100.311,25.634]}}
Pozos Industriales FINSA Apodaca | Point | Apodaca | Pesquería | Industrial | Parque Industrial FINSA |  |  | ~3 | 200 m | 4.2 Mm³ | 4.3 Mm³ | 4.1 Mm³ | Activo | [7 empty] | Fuente: Informes anuales SADM / CONAGUA. Coordenadas = centroide aproximado del campo. | {"type":"Feature","properties":{},"geometry":{"type":"Point","coordinates":[-100.161,25.762]}}
Pozos TERNIUM Pesquería | Point | Pesquería | Citrícola Norte | Industrial | TERNIUM México |  |  | ~5 | 215 m | 6.8 Mm³ | 7.1 Mm³ | 6.5 Mm³ | Activo | [7 empty] | Fuente: Informes anuales SADM / CONAGUA. Coordenadas = centroide aproximado del campo. | {"type":"Feature","properties":{},"geometry":{"type":"Point","coordinates":[-100.051,25.758]}}
Pozos CEMEX Guadalupe | Point | Guadalupe | Saltillo-Monterrey | Industrial | CEMEX |  |  | ~2 | 180 m | 3.1 Mm³ | 3.2 Mm³ | 3.0 Mm³ | Activo | [7 empty] | Fuente: Informes anuales SADM / CONAGUA. Coordenadas = centroide aproximado del campo. | {"type":"Feature","properties":{},"geometry":{"type":"Point","coordinates":[-100.195,25.679]}}
Pozos VITRO San Nicolás | Point | San Nicolás de los Garza | Saltillo-Monterrey | Industrial | VITRO |  |  | ~2 | 170 m | 2.8 Mm³ | 2.9 Mm³ | 2.7 Mm³ | Activo | [7 empty] | Fuente: Informes anuales SADM / CONAGUA. Coordenadas = centroide aproximado del campo. | {"type":"Feature","properties":{},"geometry":{"type":"Point","coordinates":[-100.298,25.741]}}
Pozos ALFA Santa Catarina | Point | Santa Catarina | Saltillo-Monterrey | Industrial | Grupo ALFA |  |  | ~3 | 155 m | 4.5 Mm³ | 4.6 Mm³ | 4.3 Mm³ | Activo | [7 empty] | Fuente: Informes anuales SADM / CONAGUA. Coordenadas = centroide aproximado del campo. | {"type":"Feature","properties":{},"geometry":{"type":"Point","coordinates":[-100.473,25.677]}}
Pozos Parque Industrial Stiva | Point | Apodaca | Pesquería | Industrial | Parque Industrial Stiva |  |  | ~2 | 205 m | 2.9 Mm³ | 3.0 Mm³ | 2.8 Mm³ | Activo | [7 empty] | Fuente: Informes anuales SADM / CONAGUA. Coordenadas = centroide aproximado del campo. | {"type":"Feature","properties":{},"geometry":{"type":"Point","coordinates":[-100.143,25.771]}}
Pozos BMW Plant San Pedro | Point | San Pedro Garza García | Saltillo-Monterrey | Industrial | BMW Group México |  |  | ~2 | 145 m | 1.8 Mm³ | 1.9 Mm³ | 1.7 Mm³ | Activo | [7 empty] | Fuente: Informes anuales SADM / CONAGUA. Coordenadas = centroide aproximado del campo. | {"type":"Feature","properties":{},"geometry":{"type":"Point","coordinates":[-100.396,25.633]}}
Pozos Municipales García | Point | García | Mina | Agua Potable | Municipio García |  |  | ~4 | 160 m | 3.2 Mm³ | 3.4 Mm³ | 3.6 Mm³ | Activo | [7 empty] | Fuente: Informes anuales SADM / CONAGUA. Coordenadas = centroide aproximado del campo. | {"type":"Feature","properties":{},"geometry":{"type":"Point","coordinates":[-100.611,25.82]}}
Pozos Municipales Cadereyta | Point | Cadereyta Jiménez | Citrícola Norte | Agua Potable | Municipio Cadereyta |  |  | ~5 | 190 m | 4.8 Mm³ | 4.9 Mm³ | 5.1 Mm³ | Activo | [7 empty] | Fuente: Informes anuales SADM / CONAGUA. Coordenadas = centroide aproximado del campo. | {"type":"Feature","properties":{},"geometry":{"type":"Point","coordinates":[-99.987,25.589]}}
Pozos Municipales Santiago | Point | Santiago | Las Papas | Agua Potable | Municipio Santiago |  |  | ~3 | 130 m | 2.4 Mm³ | 2.5 Mm³ | 2.3 Mm³ | Activo | [7 empty] | Fuente: Informes anuales SADM / CONAGUA. Coordenadas = centroide aproximado del campo. | {"type":"Feature","properties":{},"geometry":{"type":"Point","coordinates":[-100.145,25.422]}}
Pozos Municipales Juárez | Point | Juárez | Citrícola Norte | Agua Potable | Municipio Juárez |  |  | ~3 | 165 m | 3.6 Mm³ | 3.8 Mm³ | 3.9 Mm³ | Activo | [7 empty] | Fuente: Informes anuales SADM / CONAGUA. Coordenadas = centroide aproximado del campo. | {"type":"Feature","properties":{},"geometry":{"type":"Point","coordinates":[-100.089,25.648]}}
Pozos Agrícolas Cadereyta NE | Point | Cadereyta Jiménez | Citrícola Norte | Agrícola | Usuarios Agrícolas |  |  | ~18 | 140 m | 14.2 Mm³ | 13.8 Mm³ | 14.5 Mm³ | Activo | [7 empty] | Fuente: Informes anuales SADM / CONAGUA. Coordenadas = centroide aproximado del campo. | {"type":"Feature","properties":{},"geometry":{"type":"Point","coordinates":[-99.934,25.611]}}
Pozos Agrícolas Juárez E | Point | Juárez | Citrícola Norte | Agrícola | Usuarios Agrícolas |  |  | ~12 | 135 m | 9.5 Mm³ | 9.1 Mm³ | 9.8 Mm³ | Activo | [7 empty] | Fuente: Informes anuales SADM / CONAGUA. Coordenadas = centroide aproximado del campo. | {"type":"Feature","properties":{},"geometry":{"type":"Point","coordinates":[-100.038,25.64]}}
Pozos Agrícolas García O | Point | García | Mina | Agrícola | Usuarios Agrícolas |  |  | ~8 | 120 m | 5.1 Mm³ | 4.9 Mm³ | 5.3 Mm³ | Activo | [7 empty] | Fuente: Informes anuales SADM / CONAGUA. Coordenadas = centroide aproximado del campo. | {"type":"Feature","properties":{},"geometry":{"type":"Point","coordinates":[-100.641,25.832]}}
Parque Industrial Escobedo | Point | General Escobedo | Saltillo-Monterrey | Industrial | Varios industriales |  |  | ~6 | 195 m | 8.2 Mm³ | 8.5 Mm³ | 7.9 Mm³ | Activo | [7 empty] | Fuente: Informes anuales SADM / CONAGUA. Coordenadas = centroide aproximado del campo. | {"type":"Feature","properties":{},"geometry":{"type":"Point","coordinates":[-100.313,25.813]}}
Zona Industrial Apodaca NE | Point | Apodaca | Pesquería | Industrial | Varios industriales |  |  | ~4 | 210 m | 5.4 Mm³ | 5.6 Mm³ | 5.2 Mm³ | Activo | [7 empty] | Fuente: Informes anuales SADM / CONAGUA. Coordenadas = centroide aproximado del campo. | {"type":"Feature","properties":{},"geometry":{"type":"Point","coordinates":[-100.129,25.793]}}
Campo Antiguo Monterrey Centro | Point | Monterrey | Saltillo-Monterrey | Agua Potable | SADM |  |  | ~3 | 145 m | 3.2 Mm³ | 2.1 Mm³ | 0.0 Mm³ | Reducción | [7 empty] | Fuente: Informes anuales SADM / CONAGUA. Coordenadas = centroide aproximado del campo. | {"type":"Feature","properties":{},"geometry":{"type":"Point","coordinates":[-100.318,25.671]}}
Pozos San Nicolás Antiguo | Point | San Nicolás de los Garza | Saltillo-Monterrey | Agua Potable | SADM |  |  | ~2 | 140 m | 2.8 Mm³ | 1.4 Mm³ | 0.0 Mm³ | Inactivo | [7 empty] | Fuente: Informes anuales SADM / CONAGUA. Coordenadas = centroide aproximado del campo. | {"type":"Feature","properties":{},"geometry":{"type":"Point","coordinates":[-100.302,25.735]}}
Pozos Agrícolas Santiago Sur | Point | Santiago | Las Papas | Agrícola | Usuarios Agrícolas |  |  | ~5 | 115 m | 3.8 Mm³ | 3.6 Mm³ | 3.4 Mm³ | Activo | [7 empty] | Fuente: Informes anuales SADM / CONAGUA. Coordenadas = centroide aproximado del campo. | {"type":"Feature","properties":{},"geometry":{"type":"Point","coordinates":[-100.159,25.403]}}